## Regional Properties
j | Region | Full_Region_Name | Base_Demand_(GW) | Inland_Wind_CF | Offshore_Wind_CF | Solar_PV_CF | Solar_Thermal_CF | Geothermal_investment_cost_($/kW)
1 | ECAR | East Central Area Reliability | 75.91 | 0.3 | 0 | 0.15 | 0.22 | 5426
2 | ERCOT | Electric Reliability Council of Texas | 39.62 | 0.4 | 0.2 | 0.2 | 0.25 | 4514
3 | MAAC | Mid-Atlantic Area Council | 25.74 | 0.3 | 0.4 | 0.15 | 0.22 | 7748
4 | MAIN | Mid-America Interconnected Network | 25.33 | 0.5 | 0 | 0.15 | 0.22 | 5601
5 | MAPP | Mid-Continent Area Power Pool | 23.01 | 0.5 | 0 | 0.15 | 0.22 | 5352
6 | NY | New York | 16.44 | 0.3 | 0 | 0.15 | 0.22 | 7558
7 | NE | New England | 14.05 | 0.3 | 0.4 | 0.15 | 0.22 | 5281
8 | FL | Florida | 25.82 | 0.3 | 0.4 | 0.22 | 0.27 | 6204
9 | STV | Southern_Tennessee Valley | 70.62 | 0.1 | 0.4 | 0.2 | 0.25 | 5547
10 | SPP | Southwest Power Pool | 32.73 | 0.4 | 0 | 0.2 | 0.25 | 4238
11 | NWP | Northwest Power Pool | 28.25 | 0.4 | 0.4 | 0.1 | 0.15 | 3149
12 | RA | Rockey Mountain Area | 18.13 | 0.2 | 0 | 0.25 | 0.32 | 3715
13 | CNV | California Nevada | 30.61 | 0.3 | 0.3 | 0.22 | 0.27 | 4020

## Generation Properties
Generation_Technology | Capacity_Factor | Capital_Investment_Cost_($/kW) | Lifespan_(years) | CO2_(Short_ton/GWh) | AEO $/MWh | Forced Outage Rate % | Planned Outage Rate %
Nuclear | 0.95 | 3156 | 60 | 8.51 | 12.3 | 4 | 6
Coal | 0.85 | 1788 | 40 | 919.35 | 29.2 | 6 | 10
IGCC | 0.85 | 2673 | 40 | 865.1 | 30.7 | 8 | 12
IPCC | 0.85 | 3311 | 30 | 0 | 42.3 | 9 | 7.6
NGCC | 0.61 | 827 | 30 | 407.07 | 45 | 4 | 6
Oil | 0.85 | 1655 | 30 | 808.1 | 80 | 4 | 6
CT | 0.2 | 551 | 30 | 555.69 | 68.2 | 3 | 5
PV_Solar | 0.1-0.25 | 4603 | 30 | 0 | 0 | 0 | 2
PV_Thermal | 0.15-0.32 | 3617 | 30 | 0 | 0 | 6 | 0
Wind | 0.1-0.5 | 1150 | 25 | 0 | 0 | 5 | 0.6
Offshore | 0-0.4 | 2662 | 25 | 0 | 0 | 5 | 0.6
Geothermal | 0.9 | 3149000-7747000 | 50 | 123.57 | 0 | 0.75 | 2.41
OTEC | 0.3 | 6163 | 50 | 0 | 0
Tidal | 0.3 | 18286 | 50 | 0 | 0 | 6.5 | 1
Hydro | 0.5 | 4594 | 100 | 0 | 6.1 | 5 | 1.9

## Transmission Properties
Bus_1 | Bus_2 | 2010_Capacity_(GW) | Losses_(%) | Distance_(miles) | Susceptance
ECAR | MAAC | 9.5 | 5.31 | 850 | 14.78
ECAR | MAIN | 12.62 | 3.54 | 425 | 19.63
ECAR | STV | 8.58 | 3.85 | 500 | 13.35
ERCOT | SPP | 0.98 | 3.85 | 500 | 1.52
MAAC | NY | 3.43 | 2.81 | 250 | 5.34
MAAC | STV | 2.6 | 6.14 | 1050 | 4.04
MAIN | MAPP | 1.5 | 4.48 | 650 | 2.3324
MAIN | STV | 4.62 | 5.1 | 800 | 7.19
MAIN | SPP | 0.28 | 4.69 | 700 | 0.43633
MAPP | SPP | 1.49 | 5.1 | 800 | 2.32
MAPP | NWP | 0.2 | 6.77 | 1200 | 0.31
MAPP | RA | 0.31 | 6.35 | 1100 | 0.48
NY | NE | 1.6 | 3.44 | 400 | 2.4804
FL | STV | 2 | 3.85 | 500 | 3.1111
STV | SPP | 5.61 | 5.02 | 780 | 8.73
SPP | RA | 0.4 | 4.48 | 650 | 0.62
NWP | RA | 1.31 | 5.94 | 1000 | 2.07
NWP | CNV | 9.18 | 5.52 | 900 | 14.28
RA | CNV | 8.31 | 5.73 | 950 | 12.94

## Generation Capacity By Region
Generation Technology | ECAR | ERCOT | MAAC | MAIN | MAPP | NY | NE | FL | STV | SPP | NWP | RA | CNV
Nuclear | 9134.9381 | 4395.6503 | 12977.5084 | 13714.694 | 3727.2088 | 5219 | 4653 | 3924 | 27696.1243 | 6380.0289 | 1102.2534 | 4107.8473 | 4384.7466
Coal | 87415.457 | 20542.5754 | 21030.4677 | 29183.7026 | 21983.514 | 2813 | 2755 | 9910.9483 | 59110.653 | 26888.0735 | 13959.9816 | 20657.5219 | 410.5082
IGCC | 396.5452 | 0 | 0 | 0 | 0 | 0 | 0 | 293.0517 | 0 | 0 | 0 | 0 | 0
IPCC | 943.2629 | 303.0872 | 755.4688 | 404.4195 | 463.4053 | 449 | 1421 | 1024 | 2938.378 | 829.5759 | 750.2493 | 64.4024 | 1042.7507
NGCC | 14396.4784 | 48930.6774 | 12588.3231 | 6147.4185 | 4624.9748 | 14169.1862 | 11766.8946 | 24807.3141 | 31668.3204 | 38945.7689 | 9231.5271 | 22538.0447 | 21407.821
Petroleum | 3835.549 | 184.3337 | 8333.5848 | 2194.8696 | 2635.6804 | 5161 | 7915 | 10672 | 4497.8559 | 2182.2286 | 105.8971 | 305.6197 | 516.3813
GT | 20269.7378 | 12094.4192 | 9314.1397 | 15899.0159 | 6069.4436 | 4638.8138 | 1716.1054 | 8524.6859 | 27642.646 | 17453.8012 | 2954.059 | 6740.5959 | 19816.7873
PV | 26.8839 | 38.9937 | 182.0487 | 9 | 0 | 32 | 14 | 65 | 45 | 19.3049 | 31.3922 | 386.6075 | 420.1541
Solar Thermal | 0.047313 | 0 | 1.0201 | 0 | 0 | 0 | 0 | 0 | 0 | 0.10075 | 10.3587 | 43.9818 | 197.1063
Wind | 2596.1939 | 9182.1235 | 716.2688 | 3514.5533 | 9402.4842 | 1399 | 423 | 0 | 29 | 4216.1913 | 6833.697 | 3497.9996 | 3765.4885
Offshore | 0 | 0 | 0 | 0 | 0 | 0 | 0 | 0 | 0 | 0 | 0 | 0 | 0
Geothermal | 0 | 0 | 0 | 0 | 0 | 0 | 0 | 0 | 0 | 0 | 146.6289 | 229.7692 | 2001.6019
OTEC | 0 | 0 | 0 | 0 | 0 | 0 | 0 | 0 | 0 | 0 | 0 | 0 | 0
Tidal | 0 | 0 | 0 | 0 | 0 | 0 | 0 | 0 | 0 | 0 | 0 | 0 | 0
Hydroelectric | 1877.9061 | 610.6055 | 1140.0543 | 686.0604 | 2884.7368 | 4319 | 1947 | 54 | 11941.9865 | 2705.9624 | 35488.7856 | 4432.032 | 10123.8705
Installed generation capacity by region in MW

## Upgraded Trans Susceptance
Initial Transmission Capacity MW | 9.5 | 12.62 | 8.58 | 0.98 | 3.43 | 2.6 | 1.5 | 4.62 | 0.28 | 1.49 | 0.2 | 0.31 | 1.6 | 2 | 5.61 | 0.4 | 1.31 | 9.18 | 8.31
MW Added Transmission Capacity | ECAR_MAAC | ECAR_MAIN | ECAR_STV | ERCOT_SPP | MAAC_NY | MAAC_STV | MAIN_MAPP | MAIN_STV | MAIN_SPP | MAPP_SPP | MAPP_NWP | MAPP_RA | NY_NE | FL_STV | STV_SPP | SPP_RA | NWP_RA | NWP_CNV | RA_CNV
0 | 14.78 | 19.63 | 13.35 | 1.52 | 5.34 | 4.04 | 2.3324 | 7.19 | 0.43633 | 2.32 | 0.31 | 0.48 | 2.4804 | 3.1111 | 8.73 | 0.62 | 2.07 | 14.28 | 12.94
500 | 15.5579 | 20.4077 | 14.128 | 2.2955 | 6.1184 | 4.8169 | 3.1098 | 7.9681 | 1.2155 | 3.0985 | 1.085 | 1.2542 | 3.2556 | 3.8889 | 9.5081 | 1.395 | 2.8601 | 15.0578 | 13.7186
1000 | 16.3358 | 21.1855 | 14.9059 | 3.071 | 6.8969 | 5.5938 | 3.8873 | 8.7463 | 1.9947 | 3.877 | 1.86 | 2.0284 | 4.0307 | 4.6667 | 10.2861 | 2.17 | 3.6502 | 15.8356 | 14.4972
1500 | 17.1137 | 21.9632 | 15.6839 | 3.8465 | 7.6753 | 6.3708 | 4.6647 | 9.5244 | 2.7738 | 4.6556 | 2.635 | 2.8026 | 4.8058 | 5.4444 | 11.0642 | 2.945 | 4.4402 | 16.6133 | 15.2757
2000 | 17.8916 | 22.7409 | 16.4619 | 4.622 | 8.4537 | 7.1477 | 5.4422 | 10.3026 | 3.553 | 5.4341 | 3.41 | 3.5768 | 5.581 | 6.2222 | 11.8423 | 3.72 | 5.2303 | 17.3911 | 16.0543
2500 | 18.6695 | 23.5187 | 17.2399 | 5.3976 | 9.2321 | 7.9246 | 6.2197 | 11.0807 | 4.3322 | 6.2126 | 4.185 | 4.351 | 6.3561 | 7 | 12.6204 | 4.495 | 6.0204 | 18.1689 | 16.8329
3000 | 19.4474 | 24.2964 | 18.0178 | 6.1731 | 10.0106 | 8.7015 | 6.9971 | 11.8588 | 5.1113 | 6.9911 | 4.96 | 5.1252 | 7.1312 | 7.7778 | 13.3984 | 5.27 | 6.8105 | 18.9467 | 17.6115
3500 | 20.2253 | 25.0741 | 18.7958 | 6.9486 | 10.789 | 9.4785 | 7.7746 | 12.637 | 5.8905 | 7.7697 | 5.735 | 5.8994 | 7.9063 | 8.5556 | 14.1765 | 6.045 | 7.6005 | 19.7244 | 18.3901
4000 | 21.0032 | 25.8519 | 19.5738 | 7.7241 | 11.5674 | 10.2554 | 8.552 | 13.4151 | 6.6697 | 8.5482 | 6.51 | 6.6735 | 8.6815 | 9.3333 | 14.9546 | 6.82 | 8.3906 | 20.5022 | 19.1686
4500 | 21.7811 | 26.6296 | 20.3517 | 8.4996 | 12.3458 | 11.0323 | 9.3295 | 14.1932 | 7.4488 | 9.3267 | 7.285 | 7.4477 | 9.4566 | 10.1111 | 15.7327 | 7.595 | 9.1807 | 21.28 | 19.9472
5000 | 22.5589 | 27.4073 | 21.1297 | 9.2751 | 13.1243 | 11.8092 | 10.1069 | 14.9714 | 8.228 | 10.1052 | 8.06 | 8.2219 | 10.2317 | 10.8889 | 16.5107 | 8.37 | 9.9708 | 22.0578 | 20.7258
5500 | 23.3368 | 28.1851 | 21.9077 | 10.0506 | 13.9027 | 12.5862 | 10.8844 | 15.7495 | 9.0072 | 10.8838 | 8.835 | 8.9961 | 11.0069 | 11.6667 | 17.2888 | 9.145 | 10.7608 | 22.8356 | 21.5044
6000 | 24.1147 | 28.9628 | 22.6857 | 10.8261 | 14.6811 | 13.3631 | 11.6618 | 16.5277 | 9.7863 | 11.6623 | 9.61 | 9.7703 | 11.782 | 12.4444 | 18.0669 | 9.92 | 11.5509 | 23.6133 | 22.283
6500 | 24.8926 | 29.7405 | 23.4636 | 11.6016 | 15.4595 | 14.14 | 12.4393 | 17.3058 | 10.5655 | 12.4408 | 10.385 | 10.5445 | 12.5571 | 13.2222 | 18.845 | 10.695 | 12.341 | 24.3911 | 23.0615
7000 | 25.6705 | 30.5183 | 24.2416 | 12.3771 | 16.238 | 14.9169 | 13.2168 | 18.0839 | 11.3447 | 13.2193 | 11.16 | 11.3187 | 13.3323 | 14 | 19.623 | 11.47 | 13.1311 | 25.1689 | 23.8401
7500 | 26.4484 | 31.296 | 25.0196 | 13.1527 | 17.0164 | 15.6938 | 13.9942 | 18.8621 | 12.1238 | 13.9979 | 11.935 | 12.0929 | 14.1074 | 14.7778 | 20.4011 | 12.245 | 13.9211 | 25.9467 | 24.6187
8000 | 27.2263 | 32.0737 | 25.7976 | 13.9282 | 17.7948 | 16.4708 | 14.7717 | 19.6402 | 12.903 | 14.7764 | 12.71 | 12.8671 | 14.8825 | 15.5556 | 21.1792 | 13.02 | 14.7112 | 26.7244 | 25.3973
8500 | 28.0042 | 32.8515 | 26.5755 | 14.7037 | 18.5732 | 17.2477 | 15.5491 | 20.4184 | 13.6822 | 15.5549 | 13.485 | 13.6413 | 15.6577 | 16.3333 | 21.9573 | 13.795 | 15.5013 | 27.5022 | 26.1759
9000 | 28.7821 | 33.6292 | 27.3535 | 15.4792 | 19.3517 | 18.0246 | 16.3266 | 21.1965 | 14.4613 | 16.3334 | 14.26 | 14.4155 | 16.4328 | 17.1111 | 22.7353 | 14.57 | 16.2914 | 28.28 | 26.9544
9500 | 29.56 | 34.4069 | 28.1315 | 16.2547 | 20.1301 | 18.8015 | 17.104 | 21.9746 | 15.2405 | 17.1119 | 15.035 | 15.1897 | 17.2079 | 17.8889 | 23.5134 | 15.345 | 17.0815 | 29.0578 | 27.733
10000 | 30.3379 | 35.1847 | 28.9094 | 17.0302 | 20.9085 | 19.5785 | 17.8815 | 22.7528 | 16.0197 | 17.8905 | 15.81 | 15.9639 | 17.9831 | 18.6667 | 24.2915 | 16.12 | 17.8715 | 29.8356 | 28.5116
10500 | 31.1158 | 35.9624 | 29.6874 | 17.8057 | 21.6869 | 20.3554 | 18.659 | 23.5309 | 16.7988 | 18.669 | 16.585 | 16.7381 | 18.7582 | 19.4444 | 25.0696 | 16.895 | 18.6616 | 30.6133 | 29.2902
11000 | 31.8937 | 36.7401 | 30.4654 | 18.5812 | 22.4654 | 21.1323 | 19.4364 | 24.309 | 17.578 | 19.4475 | 17.36 | 17.5123 | 19.5333 | 20.2222 | 25.8476 | 17.67 | 19.4517 | 31.3911 | 30.0688
11500 | 32.6716 | 37.5179 | 31.2434 | 19.3567 | 23.2438 | 21.9092 | 20.2139 | 25.0872 | 18.3572 | 20.226 | 18.135 | 18.2865 | 20.3085 | 21 | 26.6257 | 18.445 | 20.2418 | 32.1689 | 30.8473
12000 | 33.4495 | 38.2956 | 32.0213 | 20.1322 | 24.0222 | 22.6862 | 20.9913 | 25.8653 | 19.1363 | 21.0046 | 18.91 | 19.0606 | 21.0836 | 21.7778 | 27.4038 | 19.22 | 21.0318 | 32.9467 | 31.6259
12500 | 34.2274 | 39.0733 | 32.7993 | 20.9078 | 24.8006 | 23.4631 | 21.7688 | 26.6435 | 19.9155 | 21.7831 | 19.685 | 19.8348 | 21.8587 | 22.5556 | 28.1819 | 19.995 | 21.8219 | 33.7244 | 32.4045
13000 | 35.0053 | 39.8511 | 33.5773 | 21.6833 | 25.5791 | 24.24 | 22.5462 | 27.4216 | 20.6947 | 22.5616 | 20.46 | 20.609 | 22.6339 | 23.3333 | 28.9599 | 20.77 | 22.612 | 34.5022 | 33.1831
13500 | 35.7832 | 40.6288 | 34.3552 | 22.4588 | 26.3575 | 25.0169 | 23.3237 | 28.1997 | 21.4738 | 23.3401 | 21.235 | 21.3832 | 23.409 | 24.1111 | 29.738 | 21.545 | 23.4021 | 35.28 | 33.9617
14000 | 36.5611 | 41.4065 | 35.1332 | 23.2343 | 27.1359 | 25.7938 | 24.1012 | 28.9779 | 22.253 | 24.1187 | 22.01 | 22.1574 | 24.1841 | 24.8889 | 30.5161 | 22.32 | 24.1921 | 36.0578 | 34.7402
14500 | 37.3389 | 42.1843 | 35.9112 | 24.0098 | 27.9143 | 26.5708 | 24.8786 | 29.756 | 23.0322 | 24.8972 | 22.785 | 22.9316 | 24.9593 | 25.6667 | 31.2942 | 23.095 | 24.9822 | 36.8356 | 35.5188
15000 | 38.1168 | 42.962 | 36.6892 | 24.7853 | 28.6928 | 27.3477 | 25.6561 | 30.5342 | 23.8113 | 25.6757 | 23.56 | 23.7058 | 25.7344 | 26.4444 | 32.0722 | 23.87 | 25.7723 | 37.6133 | 36.2974
15500 | 38.8947 | 43.7397 | 37.4671 | 25.5608 | 29.4712 | 28.1246 | 26.4335 | 31.3123 | 24.5905 | 26.4542 | 24.335 | 24.48 | 26.5095 | 27.2222 | 32.8503 | 24.645 | 26.5624 | 38.3911 | 37.076
16000 | 39.6726 | 44.5175 | 38.2451 | 26.3363 | 30.2496 | 28.9015 | 27.211 | 32.0904 | 25.3697 | 27.2328 | 25.11 | 25.2542 | 27.2847 | 28 | 33.6284 | 25.42 | 27.3524 | 39.1689 | 37.8546
16500 | 40.4505 | 45.2952 | 39.0231 | 27.1118 | 31.028 | 29.6785 | 27.9884 | 32.8686 | 26.1488 | 28.0113 | 25.885 | 26.0284 | 28.0598 | 28.7778 | 34.4065 | 26.195 | 28.1425 | 39.9467 | 38.6331
17000 | 41.2284 | 46.0729 | 39.801 | 27.8873 | 31.8065 | 30.4554 | 28.7659 | 33.6467 | 26.928 | 28.7898 | 26.66 | 26.8026 | 28.8349 | 29.5556 | 35.1845 | 26.97 | 28.9326 | 40.7244 | 39.4117
17500 | 42.0063 | 46.8507 | 40.579 | 28.6629 | 32.5849 | 31.2323 | 29.5434 | 34.4248 | 27.7072 | 29.5683 | 27.435 | 27.5768 | 29.6101 | 30.3333 | 35.9626 | 27.745 | 29.7227 | 41.5022 | 40.1903
18000 | 42.7842 | 47.6284 | 41.357 | 29.4384 | 33.3633 | 32.0092 | 30.3208 | 35.203 | 28.4863 | 30.3468 | 28.21 | 28.351 | 30.3852 | 31.1111 | 36.7407 | 28.52 | 30.5127 | 42.28 | 40.9689
18500 | 43.5621 | 48.4061 | 42.135 | 30.2139 | 34.1417 | 32.7862 | 31.0983 | 35.9811 | 29.2655 | 31.1254 | 28.985 | 29.1252 | 31.1603 | 31.8889 | 37.5188 | 29.295 | 31.3028 | 43.0578 | 41.7475
19000 | 44.34 | 49.1839 | 42.9129 | 30.9894 | 34.9202 | 33.5631 | 31.8757 | 36.7593 | 30.0447 | 31.9039 | 29.76 | 29.8994 | 31.9354 | 32.6667 | 38.2968 | 30.07 | 32.0929 | 43.8356 | 42.526
19500 | 45.1179 | 49.9616 | 43.6909 | 31.7649 | 35.6986 | 34.34 | 32.6532 | 37.5374 | 30.8238 | 32.6824 | 30.535 | 30.6735 | 32.7106 | 33.4444 | 39.0749 | 30.845 | 32.883 | 44.6133 | 43.3046
20000 | 45.8958 | 50.7394 | 44.4689 | 32.5404 | 36.477 | 35.1169 | 33.4306 | 38.3155 | 31.603 | 33.4609 | 31.31 | 31.4477 | 33.4857 | 34.2222 | 39.853 | 31.62 | 33.6731 | 45.3911 | 44.0832

## Selected Hours
Load Profiles | [12 empty] | Wind Profiles | [12 empty] | Solar Profiles
ECAR | ERCOT | MAAC | MAIN | MAPP | NY | NE | FL | STV | SPP | NWP | RA | CNV | ECAR | ERCOT | MAAC | MAIN | MAPP | NY | NE | FL | STV | SPP | NWP | RA | CNV | ECAR | ERCOT | MAAC | MAIN | MAPP | NY | NE | FL | STV | SPP | NWP | RA | CNV
0.54425 | 0.38132 | 0.54425 | 0.5451 | 0.51437 | 0.50139 | 0.49407 | 0.38004 | 0.38903 | 0.39078 | 0.66262 | 0.55056 | 0.54089 | 0.76116 | 0.44151 | 0.19426 | 0.92561 | 0.59906 | 0.35438 | 0.17863 | 0 | 0.26035 | 0.4471 | 0.48051 | 0.40633 | 0.095975 | 0 | 0 | 0 | 0 | 0 | 0 | 0 | 0 | 0 | 0 | 0 | 0 | 0
0.48083 | 0.38826 | 0.48083 | 0.49542 | 0.53311 | 0.49576 | 0.43548 | 0.38137 | 0.43599 | 0.44006 | 0.87855 | 0.67415 | 0.6152 | 0.2278 | 0.22085 | 0.77812 | 0.15655 | 0.23378 | 0.86151 | 0.7816 | 0 | 0.46134 | 0.79004 | 0.44925 | 0.63476 | 0.93233 | 0 | 0 | 0 | 0 | 0 | 0 | 0 | 0 | 0 | 0 | 0 | 0 | 0
0.67719 | 0.38009 | 0.67719 | 0.68511 | 0.62452 | 0.60008 | 0.61474 | 0.37659 | 0.42381 | 0.42628 | 0.73539 | 0.57283 | 0.47386 | 0.22029 | 0.49479 | 0.65041 | 0.22939 | 0.7242 | 0.79622 | 0.76201 | 0 | 0.45731 | 0.56543 | 0.45143 | 0.6419 | 0.79199 | 0 | 0 | 0 | 0 | 0 | 0 | 0 | 0 | 0 | 0 | 0 | 0 | 0
0.60629 | 0.49151 | 0.60629 | 0.61965 | 0.67299 | 0.65772 | 0.61702 | 0.48198 | 0.51732 | 0.52673 | 0.5824 | 0.47918 | 0.41968 | 0.82464 | 0.10953 | 0.88791 | 0.66068 | 0.57312 | 0.909 | 0.39118 | 0 | 0.74727 | 0.26551 | 0.10024 | 0.1457 | 0.50452 | 0 | 0 | 0 | 0 | 0 | 0 | 0 | 0 | 0 | 0 | 0 | 0 | 0
0.55652 | 0.43517 | 0.55652 | 0.56229 | 0.56417 | 0.55147 | 0.49888 | 0.42576 | 0.44068 | 0.44805 | 0.6602 | 0.69111 | 0.72773 | 0.64138 | 0.34505 | 0.31145 | 0.56377 | 0.58024 | 0.50933 | 0.42419 | 0 | 0.52743 | 0.47527 | 0.095646 | 0.26604 | 0.24755 | 0 | 0 | 0 | 0 | 0 | 0 | 0 | 0 | 0 | 0 | 0 | 0 | 0
0.5883 | 0.56818 | 0.5883 | 0.54026 | 0.53624 | 0.56135 | 0.51717 | 0.62223 | 0.59175 | 0.54332 | 0.68218 | 0.7322 | 0.74994 | 0.42391 | 0.29657 | 0.19848 | 0.60358 | 0.51773 | 0.26779 | 0.47878 | 0 | 0.092262 | 0.72589 | 0.41058 | 0.35448 | 0.5066 | 0.049 | 0 | 0.217 | 0.014 | 0 | 0.06 | 0.126 | 0.131 | 0.123 | 0.002 | 0 | 0 | 0
0.59629 | 0.70549 | 0.59629 | 0.6608 | 0.72279 | 0.66813 | 0.60976 | 0.64094 | 0.58204 | 0.63959 | 0.53763 | 0.5195 | 0.47227 | 0.65464 | 0.45289 | 0.3126 | 0.54617 | 0.52715 | 0.10364 | 0.21926 | 0 | 0.26788 | 0.65842 | 0.14622 | 0.085097 | 0.053594 | 0 | 0 | 0 | 0 | 0 | 0 | 0 | 0 | 0 | 0 | 0 | 0 | 0
0.77032 | 0.67383 | 0.77032 | 0.6927 | 0.54866 | 0.58302 | 0.69891 | 0.6952 | 0.70103 | 0.66218 | 0.83419 | 0.61166 | 0.66439 | 0.79524 | 0.57263 | 0.70688 | 0.7515 | 0.66118 | 0.75595 | 0.51998 | 0 | 0.51863 | 0.56985 | 0.55078 | 0.53074 | 0.19373 | 0 | 0.001 | 0.272 | 0 | 0 | 0.02 | 0.473 | 0 | 0.001 | 0 | 0 | 0 | 0
0.52628 | 0.43259 | 0.52628 | 0.57451 | 0.66127 | 0.60905 | 0.50858 | 0.40417 | 0.43885 | 0.46276 | 0.65514 | 0.52785 | 0.46743 | 0.076891 | 0.044752 | 0.12295 | 0.090845 | 0.32153 | 0.36573 | 0.2627 | 0 | 0.083042 | 0.17991 | 0.22752 | 0.051544 | 0.047687 | 0 | 0 | 0 | 0 | 0 | 0 | 0 | 0 | 0 | 0 | 0 | 0 | 0
0.75613 | 0.66615 | 0.75613 | 0.75899 | 0.76781 | 0.76605 | 0.73279 | 0.6612 | 0.66265 | 0.66564 | 0.52411 | 0.50902 | 0.47299 | 0.13554 | 0.013413 | 0.085508 | 0.16512 | 0.18566 | 0.15282 | 0.12524 | 0 | 0.092186 | 0.17816 | 0.05951 | 0.036427 | 0.041074 | 0 | 0 | 0 | 0 | 0 | 0 | 0 | 0 | 0 | 0 | 0 | 0 | 0

## Raw Solar Profiles
ID Number | MARKET_DATE | SYSTIME | ECAR | ERCOT | MAAC | MAIN | MAPP | NY | NE | FL | STV | SPP | NWP | RA | CNV
1 | 2004-01-01 | 01:00
2 | 2004-01-01 | 02:00
3 | 2004-01-01 | 03:00
4 | 2004-01-01 | 04:00
5 | 2004-01-01 | 05:00
6 | 2004-01-01 | 06:00 | [5 empty] | NE: 0.001
7 | 2004-01-01 | 07:00 |  |  | 0.226 |  |  | 0.377 | 0.155 | 0.116 | 0.009 | 0.007
8 | 2004-01-01 | 08:00 | 0.002 | 0.165 | 0.397 | 0.001 | 0.123 | 0.48 | 0.322 | 0.093 | 0.045 | 0.384
9 | 2004-01-01 | 09:00 | 0.11 | 0.409 | 0.583 | 0.014 | 0.225 | 0.404 | 0.563 | 0.209 | 0.132 | 0.661 |  | 0.001
10 | 2004-01-01 | 10:00 | 0.187 | 0.508 | 0.934 | 0.1 | 0.369 | 0.293 | 0.524 | 0.232 | 0.355 | 0.812 | 0.016 |  | 0.002
11 | 2004-01-01 | 11:00 | 0.036 | 0.811 | 0.934 | 0.119 | 0.825 | 0.483 | 0.386 | 0.089 | 0.159 | 0.872 | 0.006 | 0.011 | 0.188
12 | 2004-01-01 | 12:00 | 0.21 | 0.84 | 0.87 | 0.106 | 1.086 | 0.398 | 0.656 | 0.024 | 0.22 | 0.916 | 0.096 | 0.008 | 0.323
13 | 2004-01-01 | 13:00 | 0.169 | 0.821 | 0.664 | 0.127 | 1.041 | 0.324 | 0.267 | 0.03 | 0.156 | 0.823 | 0.089 | 0.001 | 0.265
14 | 2004-01-01 | 14:00 | 0.012 | 0.7 | 0.456 | 0.099 | 0.919 | 0.048 | 0.011 | 0.055 | 0.106 | 0.702 | 0.156 | 0.004 | 0.236
15 | 2004-01-01 | 15:00 | 0.005 | 0.521 | 0.103 | 0.005 | 0.681 |  |  | 0.16 | 0.014 | 0.419 | 0.007 | 0.01 | 0.265
16 | 2004-01-01 | 16:00 |  | 0.232 |  |  | 0.3 | SPP: 0.11; NWP: 0.003; CNV: 0.311
17 | 2004-01-01 | 17:00 |  | 0.001 |  |  |  | CNV: 0.113
18 | 2004-01-01 | 18:00 | [5 empty] | CNV: 0.029
19 | 2004-01-01 | 19:00
20 | 2004-01-01 | 20:00
21 | 2004-01-01 | 21:00
22 | 2004-01-01 | 22:00
23 | 2004-01-01 | 23:00
24 | 2004-01-02 | 00:00
25 | 2004-01-02 | 01:00
26 | 2004-01-02 | 02:00
27 | 2004-01-02 | 03:00
28 | 2004-01-02 | 04:00
29 | 2004-01-02 | 05:00
30 | 2004-01-02 | 06:00
31 | 2004-01-02 | 07:00 |  | 0.001 | 0.054 |  |  | NY: 0.007; NE: 0.288; FL: 0.142; SPP: 0.004
32 | 2004-01-02 | 08:00 | 0.036 | 0.271 | 0.159 | 0.021 | 0.096 | 0.106 | 0.585 | 0.424 | 0.013 | 0.359
33 | 2004-01-02 | 09:00 | 0.151 | 0.558 | 0.221 | 0.252 | 0.506 | 0.218 | 0.714 | 0.484 | 0.08 | 0.64
34 | 2004-01-02 | 10:00 | 0.238 | 0.759 | 0.415 | 0.726 | 0.779 | 0.279 | 0.749 | 0.568 | 0.246 | 0.836 | 0.007 | 0.149 | 0.002
35 | 2004-01-02 | 11:00 | 0.236 | 0.888 | 0.476 | 0.722 | 0.924 | 0.333 | 0.683 | 0.436 | 0.247 | 0.935 | 0.288 | 0.411 | 0.122
36 | 2004-01-02 | 12:00 | 0.227 | 0.93 | 0.325 | 0.845 | 1.012 | 0.25 | 0.689 | 0.273 | 0.259 | 0.941 | 0.274 | 0.202 | 0.697
37 | 2004-01-02 | 13:00 | 0.209 | 0.891 | 0.264 | 0.827 | 0.964 | 0.22 | 0.476 | 0.18 | 0.196 | 0.877 | 0.237 | 0.247 | 0.653
38 | 2004-01-02 | 14:00 | 0.107 | 0.785 | 0.136 | 0.669 | 0.859 | 0.052 | 0.184 | 0.165 | 0.317 | 0.683 | 0.382 | 0.237 | 0.502
39 | 2004-01-02 | 15:00 | 0.207 | 0.596 | 0.002 | 0.391 | 0.645 |  |  | 0.001 | 0.097 | 0.469 | 0.181 | 0.566 | 0.464
40 | 2004-01-02 | 16:00 |  | 0.32 |  | 0.005 | 0.319 | SPP: 0.189; NWP: 0.012; RA: 0.576; CNV: 0.497
41 | 2004-01-02 | 17:00 |  | 0.005 |  |  |  | NWP: 0.001; RA: 0.134; CNV: 0.29
42 | 2004-01-02 | 18:00 | [5 empty] | CNV: 0.003
43 | 2004-01-02 | 19:00
44 | 2004-01-02 | 20:00
45 | 2004-01-02 | 21:00
46 | 2004-01-02 | 22:00
47 | 2004-01-02 | 23:00
48 | 2004-01-03 | 00:00
49 | 2004-01-03 | 01:00
50 | 2004-01-03 | 02:00
51 | 2004-01-03 | 03:00
52 | 2004-01-03 | 04:00
53 | 2004-01-03 | 05:00
54 | 2004-01-03 | 06:00 | [5 empty] | NE: 0.016; STV: 0.002
55 | 2004-01-03 | 07:00 | 0.005 |  | 0.001 |  |  | NY: 0.022; NE: 0.375; FL: 0.014; STV: 0.332
56 | 2004-01-03 | 08:00 | 0.388 | 0.098 | 0.014 | 0.051 | 0.035 | 0.135 | 0.647 | 0.373 | 0.642 | 0.004
57 | 2004-01-03 | 09:00 | 0.641 | 0.46 | 0.514 | 0.496 | 0.477 | 0.253 | 0.795 | 0.677 | 0.827 | 0.021 |  | 0.38 | 0.03
58 | 2004-01-03 | 10:00 | 0.8 | 0.736 | 0.768 | 0.7 | 0.752 | 0.274 | 0.862 | 0.775 | 0.974 | 0.128 | 0.001 | 0.768 | 0.286
59 | 2004-01-03 | 11:00 | 0.86 | 0.905 | 0.78 | 0.806 | 1.003 | 0.28 | 0.748 | 0.703 | 0.983 | 0.224 | 0.031 | 0.985 | 0.568
60 | 2004-01-03 | 12:00 | 0.846 | 0.929 | 0.199 | 0.803 | 1.087 | 0.258 | 0.339 | 0.326 | 0.932 | 0.19 | 0.02 | 1.086 | 0.737
61 | 2004-01-03 | 13:00 | 0.736 | 0.936 | 0.109 | 0.699 | 0.928 | 0.187 | 0.279 | 0.283 | 0.78 | 0.18 | 0.03 | 1.109 | 0.718
62 | 2004-01-03 | 14:00 | 0.544 | 0.837 |  | 0.518 | 0.876 | 0.021 | 0.093 | 0.247 | 0.601 | 0.139 | 0.037 | 1.021 | 0.682
63 | 2004-01-03 | 15:00 | 0.265 | 0.647 |  | 0.248 | 0.683 |  |  | 0.007 | 0.302 | 0.032 | 0.041 | 0.852 | 0.602
64 | 2004-01-03 | 16:00 |  | 0.368 |  |  | 0.331 | SPP: 0.001; NWP: 0.008; RA: 0.627; CNV: 0.267
65 | 2004-01-03 | 17:00 |  | 0.019 |  |  |  | RA: 0.24; CNV: 0.06
66 | 2004-01-03 | 18:00
67 | 2004-01-03 | 19:00
68 | 2004-01-03 | 20:00
69 | 2004-01-03 | 21:00
70 | 2004-01-03 | 22:00
71 | 2004-01-03 | 23:00
72 | 2004-01-04 | 00:00
73 | 2004-01-04 | 01:00
74 | 2004-01-04 | 02:00
75 | 2004-01-04 | 03:00
76 | 2004-01-04 | 04:00
77 | 2004-01-04 | 05:00
78 | 2004-01-04 | 06:00
79 | 2004-01-04 | 07:00 |  | 0.002 | 0.107 |  |  | 0.322 | 0.006 | 0.017 | 0.158 | 0.003
80 | 2004-01-04 | 08:00 | 0.223 | 0.317 | 0.342 | 0.12 | 0.106 | 0.655 | 0.125 | 0.144 | 0.256 | 0.349 |  | 0.009
81 | 2004-01-04 | 09:00 | 0.45 | 0.594 | 0.295 | 0.312 | 0.411 | 0.874 | 0.188 | 0.404 | 0.33 | 0.648 |  | 0.423
82 | 2004-01-04 | 10:00 | 0.646 | 0.792 | 0.624 | 0.307 | 0.601 | 0.999 | 0.26 | 0.511 | 0.516 | 0.858 | 0.002 | 0.72 | 0.003
83 | 2004-01-04 | 11:00 | 0.718 | 0.907 | 0.591 | 0.197 | 0.822 | 1.015 | 0.218 | 0.786 | 0.803 | 0.979 | 0.393 | 0.917 | 0.071
84 | 2004-01-04 | 12:00 | 0.608 | 0.943 | 0.691 | 0.236 | 0.835 | 0.872 | 0.208 | 0.566 | 0.794 | 1.009 | 0.384 | 0.98 | 0.148
85 | 2004-01-04 | 13:00 | 0.369 | 0.906 | 0.568 | 0.343 | 0.832 | 0.692 | 0.082 | 0.5 | 0.413 | 0.886 | 0.004 | 1.032 | 0.22
86 | 2004-01-04 | 14:00 | 0.188 | 0.794 | 0.187 | 0.222 | 0.624 | 0.404 | 0.132 | 0.295 | 0.355 | 0.737 | 0.219 | 0.841 | 0.194
87 | 2004-01-04 | 15:00 | 0.009 | 0.616 | 0.001 | 0.004 | 0.545 | 0.012 |  | 0.147 | 0.137 | 0.535 | 0.091 | 0.431 | 0.143
88 | 2004-01-04 | 16:00 |  | 0.351 |  |  | 0.306 | SPP: 0.205; NWP: 0.01; RA: 0.327; CNV: 0.016
89 | 2004-01-04 | 17:00 |  | 0.016 |  |  |  | RA: 0.217; CNV: 0.001
90 | 2004-01-04 | 18:00
91 | 2004-01-04 | 19:00
92 | 2004-01-04 | 20:00
93 | 2004-01-04 | 21:00
94 | 2004-01-04 | 22:00
95 | 2004-01-04 | 23:00
96 | 2004-01-05 | 00:00
97 | 2004-01-05 | 01:00
98 | 2004-01-05 | 02:00
99 | 2004-01-05 | 03:00
100 | 2004-01-05 | 04:00
101 | 2004-01-05 | 05:00
102 | 2004-01-05 | 06:00 | [5 empty] | NE: 0.06
103 | 2004-01-05 | 07:00 |  | 0.004 | 0.335 |  |  | NY: 0.363; NE: 0.483; STV: 0.062
104 | 2004-01-05 | 08:00 | 0.003 | 0.321 | 0.424 | 0.016 | 0.007 | 0.682 | 0.777 | 0.003 | 0.026 | 0.006
105 | 2004-01-05 | 09:00 | 0.039 | 0.601 | 0.437 | 0.187 | 0.437 | 0.89 | 0.958 | 0.04 | 0.191 | 0.085 |  | 0.002 | 0.001
106 | 2004-01-05 | 10:00 | 0.237 | 0.796 | 0.68 | 0.404 | 0.726 | 0.994 | 0.988 | 0.01 | 0.244 | 0.217 | 0.002 | 0.113 | 0.151
107 | 2004-01-05 | 11:00 | 0.178 | 0.913 | 0.302 | 0.679 | 0.903 | 1.019 | 0.795 | 0.09 | 0.207 | 0.514 | 0.054 | 0.216 | 0.339
108 | 2004-01-05 | 12:00 | 0.2 | 0.961 | 0.398 | 0.546 | 1.018 | 0.922 | 0.589 | 0.151 | 0.07 | 0.245 | 0.132 | 0.274 | 0.64
109 | 2004-01-05 | 13:00 | 0.191 | 0.931 | 0.149 | 0.595 | 1.018 | 0.731 | 0.326 | 0.207 | 0.158 | 0.214 | 0.862 | 0.588 | 0.341
110 | 2004-01-05 | 14:00 | 0.053 | 0.82 | 0.216 | 0.303 | 0.9 | 0.449 | 0.353 | 0.49 | 0.058 | 0.067 | 0.381 | 0.224 | 0.216
111 | 2004-01-05 | 15:00 | 0.011 | 0.634 | 0.015 | 0.22 | 0.637 | 0.022 | 0.001 | 0.317 | 0.004 | 0.013 | 0.329 | 0.16 | 0.226
112 | 2004-01-05 | 16:00 |  | 0.363 |  |  | 0.291 | NWP: 0.19; RA: 0.031; CNV: 0.265
113 | 2004-01-05 | 17:00 |  | 0.023 |  |  |  | NWP: 0.014; RA: 0.007; CNV: 0.026
114 | 2004-01-05 | 18:00
115 | 2004-01-05 | 19:00
116 | 2004-01-05 | 20:00
117 | 2004-01-05 | 21:00
118 | 2004-01-05 | 22:00
119 | 2004-01-05 | 23:00
120 | 2004-01-06 | 00:00
121 | 2004-01-06 | 01:00
122 | 2004-01-06 | 02:00
123 | 2004-01-06 | 03:00
124 | 2004-01-06 | 04:00
125 | 2004-01-06 | 05:00
126 | 2004-01-06 | 06:00 | [5 empty] | NE: 0.024; FL: 0.001
127 | 2004-01-06 | 07:00 | 0.001 |  | 0.341 |  |  | NY: 0.017; NE: 0.441; FL: 0.32; STV: 0.012
128 | 2004-01-06 | 08:00 | 0.14 | 0.005 | 0.517 | 0.001 | 0.023 | 0.143 | 0.75 | 0.585 | 0.14 | 0.007
129 | 2004-01-06 | 09:00 | 0.359 | 0.091 | 0.494 | 0.021 | 0.413 | 0.215 | 0.941 | 0.745 | 0.635 | 0.118 |  | 0.271
130 | 2004-01-06 | 10:00 | 0.704 | 0.104 | 0.723 | 0.082 | 0.769 | 0.231 | 1.043 | 0.841 | 0.377 | 0.225 | 0.058 | 0.553 | 0.002
131 | 2004-01-06 | 11:00 | 0.699 | 0.239 | 0.83 | 0.183 | 0.573 | 0.217 | 1.022 | 0.885 | 0.323 | 0.283 | 0.352 | 0.793 | 0.05
132 | 2004-01-06 | 12:00 | 0.596 | 0.269 | 0.734 | 0.103 | 0.902 | 0.206 | 0.9 | 0.834 | 0.295 | 0.303 | 0.342 | 0.911 | 0.145
133 | 2004-01-06 | 13:00 | 0.674 | 0.227 | 0.568 | 0.1 | 1.086 | 0.191 | 0.674 | 0.73 | 0.233 | 0.282 | 0.586 | 0.61 | 0.18
134 | 2004-01-06 | 14:00 | 0.21 | 0.248 | 0.307 | 0.008 | 0.863 | 0.026 | 0.34 | 0.542 | 0.222 | 0.199 | 0.642 | 0.627 | 0.232
135 | 2004-01-06 | 15:00 | 0.191 | 0.259 | 0.034 |  | 0.715 |  |  | 0.289 | 0.011 | 0.116 | 0.501 | 0.689 | 0.2
136 | 2004-01-06 | 16:00 |  | 0.177 |  |  | 0.351 | SPP: 0.002; NWP: 0.395; RA: 0.517; CNV: 0.134
137 | 2004-01-06 | 17:00 |  | 0.001 |  |  |  | NWP: 0.086; RA: 0.229; CNV: 0.061
138 | 2004-01-06 | 18:00 | [5 empty] | CNV: 0.002
139 | 2004-01-06 | 19:00
140 | 2004-01-06 | 20:00
141 | 2004-01-06 | 21:00
142 | 2004-01-06 | 22:00
143 | 2004-01-06 | 23:00
144 | 2004-01-07 | 00:00
145 | 2004-01-07 | 01:00
146 | 2004-01-07 | 02:00
147 | 2004-01-07 | 03:00
148 | 2004-01-07 | 04:00
149 | 2004-01-07 | 05:00
150 | 2004-01-07 | 06:00 | [5 empty] | NE: 0.035
151 | 2004-01-07 | 07:00 |  | 0.001 | 0.272 |  |  | NY: 0.02; NE: 0.473; STV: 0.001
152 | 2004-01-07 | 08:00 | 0.002 | 0.021 | 0.588 |  | 0.129 | 0.201 | 0.789 | 0.007 | 0.056 | 0.009 |  | 0.001
153 | 2004-01-07 | 09:00 | 0.129 | 0.177 | 0.432 | 0.028 | 0.544 | 0.344 | 0.986 | 0.104 | 0.025 | 0.548 |  | 0.176 | 0.003
154 | 2004-01-07 | 10:00 | 0.091 | 0.229 | 0.614 | 0.086 | 0.834 | 0.572 | 1.065 | 0.102 | 0.055 | 0.845 | 0.147 | 0.419 | 0.417
155 | 2004-01-07 | 11:00 | 0.129 | 0.268 | 0.542 | 0.14 | 1.033 | 0.817 | 1.018 | 0.01 | 0.081 | 0.969 | 0.183 | 0.578 | 0.662
156 | 2004-01-07 | 12:00 | 0.154 | 0.327 | 0.559 | 0.181 | 0.786 | 0.656 | 0.93 | 0.031 | 0.228 | 0.508 | 0.011 | 0.285 | 0.828
157 | 2004-01-07 | 13:00 | 0.159 | 0.258 | 0.327 | 0.107 | 0.243 | 0.653 | 0.629 | 0.005 | 0.211 | 0.501 | 0.187 | 0.621 | 0.844
158 | 2004-01-07 | 14:00 | 0.007 | 0.305 | 0.192 | 0.003 | 0.536 | 0.102 | 0.291 | 0.001 | 0.084 | 0.801 | 0.203 | 0.885 | 0.904
159 | 2004-01-07 | 15:00 | 0.004 | 0.164 | 0.003 | 0.005 | 0.283 |  |  |  | 0.008 | 0.534 | 0.099 | 0.787 | 0.831
160 | 2004-01-07 | 16:00 |  | 0.039 |  |  | 0.002 | SPP: 0.192; NWP: 0.092; RA: 0.557; CNV: 0.677
161 | 2004-01-07 | 17:00 | [5 empty] | NWP: 0.005; RA: 0.257; CNV: 0.42
162 | 2004-01-07 | 18:00 | [5 empty] | CNV: 0.094
163 | 2004-01-07 | 19:00
164 | 2004-01-07 | 20:00
165 | 2004-01-07 | 21:00
166 | 2004-01-07 | 22:00
167 | 2004-01-07 | 23:00
168 | 2004-01-08 | 00:00
169 | 2004-01-08 | 01:00
170 | 2004-01-08 | 02:00
171 | 2004-01-08 | 03:00
172 | 2004-01-08 | 04:00
173 | 2004-01-08 | 05:00
174 | 2004-01-08 | 06:00 | [5 empty] | STV: 0.001
175 | 2004-01-08 | 07:00 |  |  | 0.297 |  |  | FL: 0.018; STV: 0.28
176 | 2004-01-08 | 08:00 | 0.001 | 0.023 | 0.61 |  |  | 0.037 | 0.103 |  | 0.618 | 0.185 |  | 0.064
177 | 2004-01-08 | 09:00 | 0.119 | 0.137 | 0.758 | 0.054 | 0.1 | 0.204 | 0.051 | 0.11 | 0.38 | 0.279 |  | 0.421 | 0.006
178 | 2004-01-08 | 10:00 | 0.207 | 0.16 | 0.713 | 0.126 | 0.237 | 0.558 | 0.099 | 0.099 | 0.477 | 0.903 | 0.02 | 0.651 | 0.321
179 | 2004-01-08 | 11:00 | 0.078 | 0.221 | 0.945 | 0.031 | 0.196 | 0.463 | 0.12 | 0.167 | 0.499 | 0.934 | 0.057 | 0.881 | 0.587
180 | 2004-01-08 | 12:00 | 0.224 | 0.292 | 0.834 | 0.191 | 0.305 | 0.213 | 0.13 | 0.274 | 0.582 | 1.04 | 0.515 | 1.015 | 0.743
181 | 2004-01-08 | 13:00 | 0.188 | 0.217 | 0.691 | 0.179 | 0.313 | 0.239 | 0.038 | 0.109 | 0.382 | 0.965 | 0.511 | 0.851 | 0.836
182 | 2004-01-08 | 14:00 | 0.111 | 0.196 | 0.435 | 0.043 | 0.551 | 0.062 | 0.005 | 0.045 | 0.52 | 0.801 | 0.627 | 0.827 | 0.831
183 | 2004-01-08 | 15:00 | 0.009 | 0.128 | 0.062 | 0.005 | 0.524 |  |  |  | 0.288 | 0.536 | 0.487 | 0.711 | 0.743
184 | 2004-01-08 | 16:00 |  | 0.014 |  |  | 0.261 |  |  |  | 0.002 | 0.146 | 0.139 | 0.543 | 0.576
185 | 2004-01-08 | 17:00 | [5 empty] | NWP: 0.086; RA: 0.159; CNV: 0.324
186 | 2004-01-08 | 18:00 | [5 empty] | CNV: 0.009
187 | 2004-01-08 | 19:00
188 | 2004-01-08 | 20:00
189 | 2004-01-08 | 21:00
190 | 2004-01-08 | 22:00
191 | 2004-01-08 | 23:00
192 | 2004-01-09 | 00:00
193 | 2004-01-09 | 01:00
194 | 2004-01-09 | 02:00
195 | 2004-01-09 | 03:00
196 | 2004-01-09 | 04:00
197 | 2004-01-09 | 05:00
198 | 2004-01-09 | 06:00 | [5 empty] | STV: 0.001
199 | 2004-01-09 | 07:00 |  |  | 0.31 |  |  | NY: 0.003; NE: 0.434; FL: 0.006; STV: 0.306
200 | 2004-01-09 | 08:00 | 0.022 | 0.007 | 0.603 | 0.275 | 0.101 | 0.128 | 0.724 | 0.104 | 0.614 | 0.014 |  | 0.097
201 | 2004-01-09 | 09:00 | 0.11 | 0.147 | 0.81 | 0.599 | 0.494 | 0.253 | 0.857 | 0.169 | 0.796 | 0.588 |  | 0.483 | 0.006
202 | 2004-01-09 | 10:00 | 0.197 | 0.222 | 0.921 | 0.817 | 0.835 | 0.277 | 0.683 | 0.174 | 0.92 | 0.889 |  | 0.763 | 0.329
203 | 2004-01-09 | 11:00 | 0.22 | 0.31 | 0.932 | 0.923 | 1.013 | 0.243 | 0.718 | 0.259 | 0.962 | 0.949 | 0.008 | 0.932 | 0.592
204 | 2004-01-09 | 12:00 | 0.197 | 0.307 | 0.857 | 0.895 | 1.078 | 0.237 | 0.83 | 0.383 | 0.927 | 1.039 | 0.098 | 1.025 | 0.754
205 | 2004-01-09 | 13:00 | 0.16 | 0.285 | 0.694 | 0.347 | 1.078 | 0.166 | 0.637 | 0.48 | 0.804 | 1.003 | 0.123 | 1.033 | 0.821
206 | 2004-01-09 | 14:00 | 0.101 | 0.237 | 0.436 | 0.404 | 0.951 | 0.045 | 0.334 | 0.142 | 0.557 | 0.865 | 0.191 | 0.969 | 0.828
207 | 2004-01-09 | 15:00 | 0.008 | 0.181 | 0.091 | 0.016 | 0.723 |  | 0.001 | 0.014 | 0.211 | 0.61 | 0.193 | 0.826 | 0.749
208 | 2004-01-09 | 16:00 |  | 0.019 |  |  | 0.365 | SPP: 0.265; NWP: 0.155; RA: 0.591; CNV: 0.579
209 | 2004-01-09 | 17:00 | [5 empty] | NWP: 0.01; RA: 0.275; CNV: 0.31
210 | 2004-01-09 | 18:00 | [5 empty] | CNV: 0.001
211 | 2004-01-09 | 19:00
212 | 2004-01-09 | 20:00
213 | 2004-01-09 | 21:00
214 | 2004-01-09 | 22:00
215 | 2004-01-09 | 23:00
216 | 2004-01-10 | 00:00
217 | 2004-01-10 | 01:00
218 | 2004-01-10 | 02:00
219 | 2004-01-10 | 03:00
220 | 2004-01-10 | 04:00
221 | 2004-01-10 | 05:00
222 | 2004-01-10 | 06:00 | [5 empty] | NE: 0.028; STV: 0.001
223 | 2004-01-10 | 07:00 |  |  | 0.128 |  |  | 0.095 | 0.481 | 0.003 | 0.282 | 0.001
224 | 2004-01-10 | 08:00 | 0.02 | 0.015 | 0.077 | 0.003 | 0.019 | 0.144 | 0.746 |  | 0.48 | 0.336 |  | 0.083
225 | 2004-01-10 | 09:00 | 0.201 | 0.137 | 0.308 | 0.284 | 0.325 | 0.136 | 0.915 | 0.004 | 0.611 | 0.675 |  | 0.467
226 | 2004-01-10 | 10:00 | 0.368 | 0.301 | 0.211 | 0.761 | 0.556 | 0.453 | 1.017 | 0.068 | 0.465 | 0.899 |  | 0.749 | 0.153
227 | 2004-01-10 | 11:00 | 0.525 | 0.346 | 0.082 | 0.899 | 0.766 | 0.365 | 1.019 | 0.305 | 0.706 | 1.008 | 0.055 | 0.894 | 0.282
228 | 2004-01-10 | 12:00 | 0.801 | 0.44 | 0.181 | 0.877 | 0.583 | 0.408 | 0.912 | 0.002 | 0.742 | 1.046 | 0.158 | 0.97 | 0.352
229 | 2004-01-10 | 13:00 | 0.693 | 0.425 | 0.298 | 0.623 | 0.453 | 0.55 | 0.697 | 0.091 | 0.726 | 0.965 | 0.207 | 0.925 | 0.302
230 | 2004-01-10 | 14:00 | 0.566 | 0.401 | 0.092 | 0.578 | 0.634 | 0.225 | 0.388 | 0.039 | 0.578 | 0.805 | 0.196 | 0.871 | 0.109
231 | 2004-01-10 | 15:00 | 0.292 | 0.188 | 0.059 | 0.171 | 0.398 | 0.006 | 0.002 | 0.003 | 0.317 | 0.547 | 0.2 | 0.708 | 0.234
232 | 2004-01-10 | 16:00 | 0.001 | 0.232 |  |  | 0.242 |  |  |  | 0.003 | 0.205 | 0.102 | 0.555 | 0.084
233 | 2004-01-10 | 17:00 |  | 0.005 |  |  |  | NWP: 0.022; RA: 0.252
234 | 2004-01-10 | 18:00
235 | 2004-01-10 | 19:00
236 | 2004-01-10 | 20:00
237 | 2004-01-10 | 21:00
238 | 2004-01-10 | 22:00
239 | 2004-01-10 | 23:00
240 | 2004-01-11 | 00:00
241 | 2004-01-11 | 01:00
242 | 2004-01-11 | 02:00
243 | 2004-01-11 | 03:00
244 | 2004-01-11 | 04:00
245 | 2004-01-11 | 05:00
246 | 2004-01-11 | 06:00 |  |  | 0.002 |  |  | NE: 0.023
247 | 2004-01-11 | 07:00 | 0.003 |  | 0.346 |  |  | NY: 0.003; NE: 0.442; FL: 0.013; STV: 0.192
248 | 2004-01-11 | 08:00 | 0.321 | 0.26 | 0.645 | 0.003 |  | 0.059 | 0.715 | 0.352 | 0.235 | 0.251
249 | 2004-01-11 | 09:00 | 0.545 | 0.544 | 0.852 | 0.015 | 0.176 | 0.312 | 0.828 | 0.419 | 0.303 | 0.565 |  | 0.263 | 0.013
250 | 2004-01-11 | 10:00 | 0.671 | 0.765 | 0.919 | 0.228 | 0.258 | 0.397 | 0.884 | 0.612 | 0.36 | 0.776 | 0.001 | 0.362 | 0.308
251 | 2004-01-11 | 11:00 | 0.79 | 0.895 | 0.951 | 0.458 | 0.365 | 0.503 | 0.78 | 0.552 | 0.757 | 0.47 | 0.03 | 0.266 | 0.65
252 | 2004-01-11 | 12:00 | 0.736 | 0.866 | 0.882 | 0.297 | 0.314 | 0.628 | 0.802 | 0.869 | 0.78 | 0.946 | 0.222 | 0.384 | 0.807
253 | 2004-01-11 | 13:00 | 0.409 | 0.894 | 0.731 | 0.197 | 0.278 | 0.378 | 0.494 | 0.735 | 0.672 | 0.83 | 0.367 | 0.242 | 0.861
254 | 2004-01-11 | 14:00 | 0.21 | 0.744 | 0.504 | 0.022 | 0.292 | 0.183 | 0.25 | 0.575 | 0.455 | 0.275 | 0.247 | 0.386 | 0.867
255 | 2004-01-11 | 15:00 | 0.002 | 0.405 | 0.192 | 0.002 | 0.084 |  |  | 0.296 | 0.207 | 0.258 | 0.216 | 0.256 | 0.789
256 | 2004-01-11 | 16:00 |  | 0.257 |  |  | 0.002 |  |  | 0.001 |  | 0.003 | 0.056 | 0.113 | 0.632
257 | 2004-01-11 | 17:00 |  | 0.002 |  |  |  | NWP: 0.021; RA: 0.012; CNV: 0.412
258 | 2004-01-11 | 18:00 | [5 empty] | CNV: 0.098
259 | 2004-01-11 | 19:00
260 | 2004-01-11 | 20:00
261 | 2004-01-11 | 21:00
262 | 2004-01-11 | 22:00
263 | 2004-01-11 | 23:00
264 | 2004-01-12 | 00:00
265 | 2004-01-12 | 01:00
266 | 2004-01-12 | 02:00
267 | 2004-01-12 | 03:00
268 | 2004-01-12 | 04:00
269 | 2004-01-12 | 05:00
270 | 2004-01-12 | 06:00 | [5 empty] | NE: 0.025
271 | 2004-01-12 | 07:00 | 0.003 |  | 0.225 |  |  | NY: 0.042; NE: 0.382; FL: 0.283; STV: 0.001
272 | 2004-01-12 | 08:00 | 0.152 | 0.083 | 0.465 | 0.204 |  | 0.188 | 0.67 | 0.551 | 0.027 | 0.004 |  | 0.001
273 | 2004-01-12 | 09:00 | 0.347 | 0.152 | 0.692 | 0.431 | 0.11 | 0.479 | 0.808 | 0.727 | 0.035 | 0.378 |  | 0.025
274 | 2004-01-12 | 10:00 | 0.377 | 0.357 | 0.836 | 0.475 | 0.146 | 0.302 | 0.733 | 0.823 | 0.118 | 0.537 | 0.001 | 0.339 | 0.257
275 | 2004-01-12 | 11:00 | 0.261 | 0.703 | 0.857 | 0.662 | 0.598 | 0.325 | 0.455 | 0.88 | 0.091 | 0.646 | 0.046 | 0.128 | 0.527
276 | 2004-01-12 | 12:00 | 0.267 | 0.616 | 0.783 | 0.512 | 0.986 | 0.421 | 0.365 | 0.836 | 0.105 | 0.691 | 0.136 | 0.336 | 0.553
277 | 2004-01-12 | 13:00 | 0.297 | 0.788 | 0.622 | 0.295 | 0.985 | 0.453 | 0.19 | 0.73 | 0.063 | 0.94 | 0.273 | 0.276 | 0.788
278 | 2004-01-12 | 14:00 | 0.186 | 0.768 | 0.385 | 0.351 | 0.9 | 0.222 | 0.059 | 0.566 | 0.048 | 0.816 | 0.192 | 0.25 | 0.8
279 | 2004-01-12 | 15:00 | 0.01 | 0.403 | 0.04 | 0.14 | 0.706 | 0.001 |  | 0.303 | 0.002 | 0.486 | 0.087 | 0.217 | 0.661
280 | 2004-01-12 | 16:00 |  | 0.133 |  |  | 0.337 |  |  | 0.001 |  | 0.267 | 0.059 | 0.081 | 0.502
281 | 2004-01-12 | 17:00 | [5 empty] | NWP: 0.014; RA: 0.006; CNV: 0.344
282 | 2004-01-12 | 18:00 | [5 empty] | CNV: 0.005
283 | 2004-01-12 | 19:00
284 | 2004-01-12 | 20:00
285 | 2004-01-12 | 21:00
286 | 2004-01-12 | 22:00
287 | 2004-01-12 | 23:00
288 | 2004-01-13 | 00:00
289 | 2004-01-13 | 01:00
290 | 2004-01-13 | 02:00
291 | 2004-01-13 | 03:00
292 | 2004-01-13 | 04:00
293 | 2004-01-13 | 05:00
294 | 2004-01-13 | 06:00 | [5 empty] | FL: 0.004
295 | 2004-01-13 | 07:00 | 0.004 |  | 0.019 | 0.001 |  | 0.013 | 0.01 | 0.353 | 0.001 | 0.003
296 | 2004-01-13 | 08:00 | 0.089 | 0.001 | 0.217 | 0.389 | 0.07 | 0.094 | 0.053 | 0.614 | 0.025 | 0.354 |  | 0.013
297 | 2004-01-13 | 09:00 | 0.186 | 0.109 | 0.2 | 0.716 | 0.478 | 0.241 | 0.328 | 0.785 | 0.102 | 0.646 |  | 0.252
298 | 2004-01-13 | 10:00 | 0.425 | 0.199 | 0.256 | 0.918 | 0.721 | 0.203 | 0.193 | 0.904 | 0.283 | 0.853 | 0.01 | 0.486 | 0.002
299 | 2004-01-13 | 11:00 | 0.135 | 0.3 | 0.213 | 1.023 | 0.882 | 0.257 | 0.498 | 0.948 | 0.279 | 0.945 | 0.103 | 0.978 | 0.136
300 | 2004-01-13 | 12:00 | 0.618 | 0.259 | 0.173 | 1.028 | 0.939 | 0.209 | 0.544 | 0.915 | 0.136 | 0.98 | 0.17 | 0.546 | 0.314
301 | 2004-01-13 | 13:00 | 0.863 | 0.344 | 0.118 | 0.934 | 0.923 | 0.175 | 0.54 | 0.802 | 0.265 | 0.929 | 0.748 | 0.982 | 0.557
302 | 2004-01-13 | 14:00 | 0.682 | 0.297 | 0.009 | 0.746 | 0.759 | 0.039 | 0.229 | 0.614 | 0.147 | 0.786 | 0.849 | 1.055 | 0.773
303 | 2004-01-13 | 15:00 | 0.305 | 0.196 |  | 0.447 | 0.461 |  |  | 0.34 | 0.001 | 0.561 | 0.789 | 0.866 | 0.724
304 | 2004-01-13 | 16:00 |  | 0.08 |  | 0.03 | 0.082 |  |  | 0.003 |  | 0.242 | 0.652 | 0.6 | 0.536
305 | 2004-01-13 | 17:00 | [5 empty] | NWP: 0.405; RA: 0.297; CNV: 0.29
306 | 2004-01-13 | 18:00 | [5 empty] | NWP: 0.09; CNV: 0.015
307 | 2004-01-13 | 19:00
308 | 2004-01-13 | 20:00
309 | 2004-01-13 | 21:00
310 | 2004-01-13 | 22:00
311 | 2004-01-13 | 23:00
312 | 2004-01-14 | 00:00
313 | 2004-01-14 | 01:00
314 | 2004-01-14 | 02:00
315 | 2004-01-14 | 03:00
316 | 2004-01-14 | 04:00
317 | 2004-01-14 | 05:00
318 | 2004-01-14 | 06:00 | [5 empty] | NE: 0.081; FL: 0.002
319 | 2004-01-14 | 07:00 | 0.003 |  | 0.007 |  |  | NY: 0.269; NE: 0.53; FL: 0.34; STV: 0.012
320 | 2004-01-14 | 08:00 | 0.141 | 0.143 | 0.111 | 0.179 | 0.045 | 0.338 | 0.85 | 0.614 | 0.115 |  |  | 0.056
321 | 2004-01-14 | 09:00 | 0.588 | 0.475 | 0.145 | 0.468 | 0.321 | 0.506 | 1.051 | 0.788 | 0.221 | 0.153 |  | 0.437
322 | 2004-01-14 | 10:00 | 0.726 | 0.679 | 0.169 | 0.647 | 0.724 | 0.334 | 1.142 | 0.888 | 0.603 | 0.142 | 0.001 | 0.691 | 0.001
323 | 2004-01-14 | 11:00 | 0.792 | 0.831 | 0.208 | 0.838 | 0.882 | 0.383 | 1.124 | 0.93 | 0.869 | 0.543 | 0.291 | 0.927 | 0.056
324 | 2004-01-14 | 12:00 | 0.741 | 0.868 | 0.212 | 0.76 | 0.871 | 0.264 | 0.987 | 0.911 | 0.897 | 0.628 | 0.386 | 0.932 | 0.251
325 | 2004-01-14 | 13:00 | 0.392 | 0.814 | 0.133 | 0.352 | 0.873 | 0.293 | 0.778 | 0.791 | 0.138 | 0.439 | 0.494 | 0.939 | 0.205
326 | 2004-01-14 | 14:00 | 0.312 | 0.716 | 0.088 | 0.135 | 0.861 | 0.118 | 0.446 | 0.595 | 0.589 | 0.707 | 0.275 | 0.949 | 0.27
327 | 2004-01-14 | 15:00 | 0.104 | 0.597 | 0.022 | 0.004 | 0.671 |  | 0.013 | 0.301 | 0.218 | 0.277 | 0.126 | 0.818 | 0.228
328 | 2004-01-14 | 16:00 |  | 0.372 |  |  | 0.301 |  |  | 0.001 | 0.001 | 0.172 | 0.101 | 0.506 | 0.168
329 | 2004-01-14 | 17:00 |  | 0.044 |  |  |  | NWP: 0.065; RA: 0.123; CNV: 0.019
330 | 2004-01-14 | 18:00
331 | 2004-01-14 | 19:00
332 | 2004-01-14 | 20:00
333 | 2004-01-14 | 21:00
334 | 2004-01-14 | 22:00
335 | 2004-01-14 | 23:00
336 | 2004-01-15 | 00:00
337 | 2004-01-15 | 01:00
338 | 2004-01-15 | 02:00
339 | 2004-01-15 | 03:00
340 | 2004-01-15 | 04:00
341 | 2004-01-15 | 05:00
342 | 2004-01-15 | 06:00 |  |  | 0.002 |  |  | NE: 0.001; FL: 0.004; STV: 0.001
343 | 2004-01-15 | 07:00 |  | 0.002 | 0.356 |  |  | 0.103 | 0.193 | 0.368 | 0.238 | 0.002
344 | 2004-01-15 | 08:00 | 0.014 | 0.275 | 0.663 |  |  | 0.452 | 0.578 | 0.586 | 0.565 | 0.303 |  | 0.084
345 | 2004-01-15 | 09:00 | 0.157 | 0.542 | 0.846 | 0.043 | 0.003 | 0.477 | 0.631 | 0.723 | 0.757 | 0.595 |  | 0.462
346 | 2004-01-15 | 10:00 | 0.262 | 0.783 | 0.962 | 0.314 | 0.124 | 0.66 | 0.713 | 0.862 | 0.886 | 0.828 |  | 0.738 | 0.03
347 | 2004-01-15 | 11:00 | 0.248 | 0.961 | 0.285 | 0.791 | 0.156 | 0.511 | 0.82 | 0.898 | 0.543 | 0.933 | 0.023 | 0.902 | 0.138
348 | 2004-01-15 | 12:00 | 0.218 | 1.011 | 0.852 | 0.861 | 0.215 | 0.413 | 0.873 | 0.845 | 0.834 | 0.954 | 0.07 | 0.985 | 0.223
349 | 2004-01-15 | 13:00 | 0.206 | 0.981 | 0.67 | 0.895 | 0.46 | 0.252 | 0.506 | 0.739 | 0.675 | 0.841 | 0.176 | 0.999 | 0.292
350 | 2004-01-15 | 14:00 | 0.131 | 0.868 | 0.426 | 0.632 | 0.221 | 0.016 | 0.289 | 0.573 | 0.597 | 0.733 | 0.164 | 0.996 | 0.253
351 | 2004-01-15 | 15:00 | 0.021 | 0.679 | 0.015 | 0.301 | 0.06 |  | 0.004 | 0.317 | 0.312 | 0.545 | 0.016 | 0.847 | 0.225
352 | 2004-01-15 | 16:00 |  | 0.406 |  | 0.02 |  |  |  | 0.002 | 0.009 | 0.214 | 0.088 | 0.626 | 0.161
353 | 2004-01-15 | 17:00 |  | 0.061 |  |  |  | NWP: 0.011; RA: 0.301; CNV: 0.031
354 | 2004-01-15 | 18:00 | [5 empty] | CNV: 0.001
355 | 2004-01-15 | 19:00
356 | 2004-01-15 | 20:00
357 | 2004-01-15 | 21:00
358 | 2004-01-15 | 22:00
359 | 2004-01-15 | 23:00
360 | 2004-01-16 | 00:00
361 | 2004-01-16 | 01:00
362 | 2004-01-16 | 02:00
363 | 2004-01-16 | 03:00
364 | 2004-01-16 | 04:00
365 | 2004-01-16 | 05:00
366 | 2004-01-16 | 06:00 | [5 empty] | NE: 0.003
367 | 2004-01-16 | 07:00 |  | 0.002 | 0.233 | 0.002 |  | NY: 0.207; NE: 0.359; FL: 0.114; STV: 0.214
368 | 2004-01-16 | 08:00 | 0.319 | 0.293 | 0.512 | 0.379 | 0.001 | 0.561 | 0.662 | 0.435 | 0.331 | 0.001 |  | 0.01
369 | 2004-01-16 | 09:00 | 0.634 | 0.454 | 0.693 | 0.701 | 0.461 | 0.691 | 0.802 | 0.684 | 0.451 | 0.105 |  | 0.311
370 | 2004-01-16 | 10:00 | 0.973 | 0.771 | 0.741 | 0.906 | 0.773 | 0.856 | 0.923 | 0.807 | 0.459 | 0.127 |  | 0.621 | 0.038
371 | 2004-01-16 | 11:00 | 1.108 | 0.867 | 0.818 | 1.01 | 0.953 | 0.749 | 0.832 | 0.848 | 0.648 | 0.254 | 0.004 | 0.767 | 0.157
372 | 2004-01-16 | 12:00 | 1.114 | 0.934 | 0.701 | 1.013 | 1.009 | 0.709 | 0.827 | 0.804 | 0.825 | 0.24 | 0.019 | 0.795 | 0.215
373 | 2004-01-16 | 13:00 | 0.872 | 0.957 | 0.55 | 0.919 | 0.999 | 0.502 | 0.626 | 0.515 | 0.698 | 0.097 | 0.069 | 0.929 | 0.249
374 | 2004-01-16 | 14:00 | 0.8 | 0.842 | 0.384 | 0.724 | 0.886 | 0.304 | 0.361 | 0.273 | 0.557 | 0.193 | 0.086 | 0.862 | 0.245
375 | 2004-01-16 | 15:00 | 0.469 | 0.663 | 0.025 | 0.45 | 0.679 | 0.005 | 0.003 | 0.019 | 0.277 | 0.082 | 0.042 | 0.624 | 0.254
376 | 2004-01-16 | 16:00 | 0.047 | 0.394 |  | 0.032 | 0.386 | STV: 0.004; NWP: 0.013; RA: 0.474; CNV: 0.249
377 | 2004-01-16 | 17:00 |  | 0.062 |  |  | 0.001 | NWP: 0.002; RA: 0.028; CNV: 0.011
378 | 2004-01-16 | 18:00
379 | 2004-01-16 | 19:00
380 | 2004-01-16 | 20:00
381 | 2004-01-16 | 21:00
382 | 2004-01-16 | 22:00
383 | 2004-01-16 | 23:00
384 | 2004-01-17 | 00:00
385 | 2004-01-17 | 01:00
386 | 2004-01-17 | 02:00
387 | 2004-01-17 | 03:00
388 | 2004-01-17 | 04:00
389 | 2004-01-17 | 05:00
390 | 2004-01-17 | 06:00
391 | 2004-01-17 | 07:00 |  | 0.002 | 0.141 |  |  | NY: 0.004; NE: 0.216; FL: 0.001; STV: 0.135
392 | 2004-01-17 | 08:00 | 0.318 | 0.306 | 0.374 | 0.007 | 0.027 | 0.079 | 0.182 | 0.028 | 0.57 | 0.01 |  | 0.032
393 | 2004-01-17 | 09:00 | 0.504 | 0.608 | 0.301 | 0.03 | 0.428 | 0.27 | 0.617 | 0.456 | 0.767 | 0.135 |  | 0.415
394 | 2004-01-17 | 10:00 | 0.66 | 0.791 | 0.319 | 0.105 | 0.633 | 0.289 | 0.391 | 0.546 | 0.874 | 0.21 | 0.011 | 0.684 | 0.005
395 | 2004-01-17 | 11:00 | 0.785 | 0.919 | 0.217 | 0.187 | 0.711 | 0.291 | 0.35 | 0.806 | 0.938 | 0.247 | 0.001 | 0.841 | 0.101
396 | 2004-01-17 | 12:00 | 0.5 | 0.964 | 0.093 | 0.18 | 0.758 | 0.236 | 0.326 | 0.78 | 0.872 | 0.247 | 0.007 | 0.959 | 0.228
397 | 2004-01-17 | 13:00 | 0.521 | 0.991 | 0.049 | 0.454 | 0.422 | 0.2 | 0.09 | 0.433 | 0.775 | 0.24 | 0.026 | 0.908 | 0.221
398 | 2004-01-17 | 14:00 | 0.061 | 0.875 | 0.003 | 0.356 | 0.485 | 0.129 | 0.002 | 0.092 | 0.589 | 0.194 | 0.026 | 0.836 | 0.258
399 | 2004-01-17 | 15:00 | 0.003 | 0.608 |  | 0.267 | 0.346 | 0.001 |  | 0.005 | 0.329 | 0.085 | 0.111 | 0.54 | 0.687
400 | 2004-01-17 | 16:00 |  | 0.128 |  | 0.011 | 0.078 |  |  |  | 0.007 | 0.003 | 0.068 | 0.512 | 0.467
401 | 2004-01-17 | 17:00 | [5 empty] | NWP: 0.002; RA: 0.12; CNV: 0.387
402 | 2004-01-17 | 18:00 | [5 empty] | CNV: 0.002
403 | 2004-01-17 | 19:00
404 | 2004-01-17 | 20:00
405 | 2004-01-17 | 21:00
406 | 2004-01-17 | 22:00
407 | 2004-01-17 | 23:00
408 | 2004-01-18 | 00:00
409 | 2004-01-18 | 01:00
410 | 2004-01-18 | 02:00
411 | 2004-01-18 | 03:00
412 | 2004-01-18 | 04:00
413 | 2004-01-18 | 05:00
414 | 2004-01-18 | 06:00
415 | 2004-01-18 | 07:00 | 0.001 |  | 0.313 |  |  | NY: 0.039; NE: 0.002; STV: 0.142
416 | 2004-01-18 | 08:00 | 0.306 | 0.003 | 0.573 | 0.323 | 0.002 | 0.17 | 0.035 | 0.003 | 0.441 | 0.021 |  | 0.083
417 | 2004-01-18 | 09:00 | 0.658 | 0.14 | 0.733 | 0.644 | 0.208 | 0.26 | 0.103 | 0.043 | 0.661 | 0.154 |  | 0.441
418 | 2004-01-18 | 10:00 | 0.781 | 0.171 | 0.693 | 0.855 | 0.238 | 0.293 | 0.125 | 0.075 | 0.66 | 0.231 | 0.005 | 0.72 | 0.028
419 | 2004-01-18 | 11:00 | 0.964 | 0.102 | 0.771 | 0.968 | 0.144 | 0.135 | 0.13 | 0.19 | 0.591 | 0.275 | 0.172 | 0.846 | 0.117
420 | 2004-01-18 | 12:00 | 0.935 | 0.263 | 0.43 | 0.96 | 0.378 | 0.273 | 0.093 | 0.322 | 0.57 | 0.25 | 0.103 | 0.797 | 0.207
421 | 2004-01-18 | 13:00 | 0.548 | 0.321 | 0.394 | 0.872 | 0.401 | 0.209 | 0.199 | 0.366 | 0.538 | 0.255 | 0.024 | 0.862 | 0.252
422 | 2004-01-18 | 14:00 | 0.05 | 0.236 | 0.079 | 0.658 | 0.332 | 0.104 | 0.001 | 0.094 | 0.275 | 0.218 | 0.013 | 0.976 | 0.225
423 | 2004-01-18 | 15:00 | 0.135 | 0.192 | 0.009 | 0.268 | 0.117 | 0.001 |  | 0.034 | 0.201 | 0.086 | 0.098 | 0.409 | 0.254
424 | 2004-01-18 | 16:00 |  | 0.057 |  | 0.007 | 0.012 | SPP: 0.004; NWP: 0.1; RA: 0.251; CNV: 0.205
425 | 2004-01-18 | 17:00 | [5 empty] | NWP: 0.001; RA: 0.118; CNV: 0.066
426 | 2004-01-18 | 18:00 | [5 empty] | CNV: 0.119
427 | 2004-01-18 | 19:00
428 | 2004-01-18 | 20:00
429 | 2004-01-18 | 21:00
430 | 2004-01-18 | 22:00
431 | 2004-01-18 | 23:00
432 | 2004-01-19 | 00:00
433 | 2004-01-19 | 01:00
434 | 2004-01-19 | 02:00
435 | 2004-01-19 | 03:00
436 | 2004-01-19 | 04:00
437 | 2004-01-19 | 05:00
438 | 2004-01-19 | 06:00
439 | 2004-01-19 | 07:00 | 0.02 | 0.001 | 0.012 |  |  | NY: 0.009; NE: 0.001; FL: 0.003; STV: 0.001
440 | 2004-01-19 | 08:00 | 0.311 | 0.295 | 0.067 | 0.019 |  | 0.125 | 0.164 | 0.43 | 0.064 | 0.004 |  | 0.001
441 | 2004-01-19 | 09:00 | 0.421 | 0.602 | 0.045 | 0.122 | 0.075 | 0.23 | 0.542 | 0.554 | 0.083 | 0.019 |  | 0.209
442 | 2004-01-19 | 10:00 | 0.518 | 0.768 | 0.03 | 0.41 | 0.184 | 0.27 | 0.449 | 0.516 | 0.661 | 0.12 | 0.096 | 0.304 | 0.199
443 | 2004-01-19 | 11:00 | 0.553 | 0.906 | 0.041 | 0.399 | 0.282 | 0.293 | 0.844 | 0.706 | 0.614 | 0.716 | 0.344 | 0.303 | 0.245
444 | 2004-01-19 | 12:00 | 0.611 | 0.907 | 0.04 | 0.424 | 0.261 | 0.321 | 0.81 | 0.822 | 0.297 | 0.479 | 0.43 | 0.537 | 0.477
445 | 2004-01-19 | 13:00 | 0.282 | 0.945 | 0.016 | 0.537 | 0.518 | 0.267 | 0.642 | 0.778 | 0.205 | 0.443 | 0.801 | 0.657 | 0.812
446 | 2004-01-19 | 14:00 | 0.121 | 0.848 | 0.006 | 0.262 | 0.448 | 0.161 | 0.295 | 0.524 | 0.125 | 0.32 | 0.556 | 0.787 | 0.73
447 | 2004-01-19 | 15:00 | 0.012 | 0.674 |  | 0.059 | 0.25 | 0.005 | 0.005 | 0.296 | 0.026 | 0.122 | 0.667 | 0.537 | 0.297
448 | 2004-01-19 | 16:00 |  | 0.366 |  |  | 0.071 |  |  | 0.002 |  | 0.045 | 0.428 | 0.145 | 0.11
449 | 2004-01-19 | 17:00 |  | 0.041 |  |  |  | NWP: 0.272; RA: 0.014; CNV: 0.203
450 | 2004-01-19 | 18:00 | [5 empty] | NWP: 0.017; CNV: 0.022
451 | 2004-01-19 | 19:00
452 | 2004-01-19 | 20:00
453 | 2004-01-19 | 21:00
454 | 2004-01-19 | 22:00
455 | 2004-01-19 | 23:00
456 | 2004-01-20 | 00:00
457 | 2004-01-20 | 01:00
458 | 2004-01-20 | 02:00
459 | 2004-01-20 | 03:00
460 | 2004-01-20 | 04:00
461 | 2004-01-20 | 05:00
462 | 2004-01-20 | 06:00 | [5 empty] | FL: 0.002
463 | 2004-01-20 | 07:00 |  | 0.002 |  |  |  | NY: 0.191; NE: 0.008; FL: 0.329
464 | 2004-01-20 | 08:00 | 0.008 | 0.253 | 0.007 | 0.038 | 0.037 | 0.541 | 0.172 | 0.599 | 0.016 |  |  | 0.05
465 | 2004-01-20 | 09:00 | 0.163 | 0.444 | 0.057 | 0.162 | 0.384 | 0.771 | 0.238 | 0.793 | 0.104 | 0.01 |  | 0.43
466 | 2004-01-20 | 10:00 | 0.272 | 0.507 | 0.067 | 0.48 | 0.699 | 0.808 | 0.123 | 0.912 | 0.234 | 0.149 |  | 0.725 | 0.085
467 | 2004-01-20 | 11:00 | 0.715 | 0.449 | 0.101 | 0.837 | 0.963 | 0.962 | 0.105 | 0.941 | 0.128 | 0.204 | 0.187 | 0.912 | 0.131
468 | 2004-01-20 | 12:00 | 0.703 | 0.238 | 0.073 | 0.873 | 1.052 | 0.862 | 0.084 | 0.924 | 0.265 | 0.226 | 0.194 | 1.009 | 0.038
469 | 2004-01-20 | 13:00 | 0.751 | 0.277 | 0.021 | 0.815 | 1.012 | 0.329 | 0.048 | 0.791 | 0.222 | 0.223 | 0.296 | 1.031 | 0.206
470 | 2004-01-20 | 14:00 | 0.52 | 0.236 | 0.003 | 0.656 | 0.882 | 0.22 | 0.004 | 0.62 | 0.124 | 0.18 | 0.37 | 0.975 | 0.111
471 | 2004-01-20 | 15:00 | 0.248 | 0.185 |  | 0.391 | 0.66 | 0.009 |  | 0.329 | 0.01 | 0.097 | 0.121 | 0.847 | 0.244
472 | 2004-01-20 | 16:00 |  | 0.04 |  | 0.02 | 0.356 |  |  | 0.012 |  | 0.002 | 0.051 | 0.619 | 0.033
473 | 2004-01-20 | 17:00 |  |  |  |  | 0.001 | NWP: 0.03; RA: 0.286; CNV: 0.003
474 | 2004-01-20 | 18:00 | [5 empty] | CNV: 0.002
475 | 2004-01-20 | 19:00
476 | 2004-01-20 | 20:00
477 | 2004-01-20 | 21:00
478 | 2004-01-20 | 22:00
479 | 2004-01-20 | 23:00
480 | 2004-01-21 | 00:00
481 | 2004-01-21 | 01:00
482 | 2004-01-21 | 02:00
483 | 2004-01-21 | 03:00
484 | 2004-01-21 | 04:00
485 | 2004-01-21 | 05:00
486 | 2004-01-21 | 06:00 |  |  | 0.002 |  |  | NE: 0.001; FL: 0.008; STV: 0.002
487 | 2004-01-21 | 07:00 | 0.069 |  | 0.327 |  |  | 0.203 | 0.003 | 0.365 | 0.102 | 0.001
488 | 2004-01-21 | 08:00 | 0.481 | 0.012 | 0.62 | 0.281 | 0.123 | 0.347 | 0.193 | 0.623 | 0.138 | 0.008 |  | 0.064
489 | 2004-01-21 | 09:00 | 0.751 | 0.187 | 0.817 | 0.582 | 0.435 | 0.774 | 0.194 | 0.75 | 0.825 | 0.26 |  | 0.45
490 | 2004-01-21 | 10:00 | 0.923 | 0.268 | 0.926 | 0.787 | 0.756 | 0.835 | 0.242 | 0.865 | 0.222 | 0.111 |  | 0.736 | 0.083
491 | 2004-01-21 | 11:00 | 1.002 | 0.334 | 0.941 | 0.889 | 0.76 | 0.804 | 0.203 | 0.899 | 0.255 | 0.296 | 0.315 | 0.927 | 0.242
492 | 2004-01-21 | 12:00 | 0.981 | 0.375 | 0.874 | 0.895 | 0.678 | 0.796 | 0.189 | 0.855 | 0.248 | 0.175 | 0.453 | 1.019 | 0.462
493 | 2004-01-21 | 13:00 | 0.878 | 0.455 | 0.738 | 0.799 | 0.911 | 0.531 | 0.462 | 0.758 | 0.234 | 0.448 | 0.452 | 1.044 | 0.028
494 | 2004-01-21 | 14:00 | 0.69 | 0.573 | 0.505 | 0.614 | 0.625 | 0.301 | 0.298 | 0.59 | 0.108 | 0.502 | 0.558 | 1.009 | 0.31
495 | 2004-01-21 | 15:00 | 0.418 | 0.271 | 0.197 | 0.327 | 0.359 | 0.02 | 0.001 | 0.339 | 0.035 | 0.503 | 0.15 | 0.861 | 0.153
496 | 2004-01-21 | 16:00 | 0.04 | 0.214 |  | 0.006 | 0.149 |  |  | 0.01 |  | 0.228 | 0.468 | 0.625 | 0.657
497 | 2004-01-21 | 17:00 |  | 0.015 |  |  |  | NWP: 0.19; RA: 0.301; CNV: 0.258
498 | 2004-01-21 | 18:00 | [5 empty] | NWP: 0.027; CNV: 0.056
499 | 2004-01-21 | 19:00
500 | 2004-01-21 | 20:00
501 | 2004-01-21 | 21:00
502 | 2004-01-21 | 22:00
503 | 2004-01-21 | 23:00
504 | 2004-01-22 | 00:00
505 | 2004-01-22 | 01:00
506 | 2004-01-22 | 02:00
507 | 2004-01-22 | 03:00
508 | 2004-01-22 | 04:00
509 | 2004-01-22 | 05:00
510 | 2004-01-22 | 06:00 | [5 empty] | NE: 0.093; FL: 0.005; STV: 0.001
511 | 2004-01-22 | 07:00 |  |  | 0.246 |  |  | 0.218 | 0.481 | 0.277 | 0.304 | 0.001
512 | 2004-01-22 | 08:00 |  | 0.025 | 0.295 |  |  | 0.531 | 0.755 | 0.432 | 0.617 | 0.316 |  | 0.07
513 | 2004-01-22 | 09:00 | 0.151 | 0.168 | 0.379 | 0.007 | 0.007 | 0.743 | 0.931 | 0.553 | 0.816 | 0.624 |  | 0.452 | 0.003
514 | 2004-01-22 | 10:00 | 0.21 | 0.194 | 0.389 | 0.065 | 0.139 | 0.88 | 1.002 | 0.792 | 0.931 | 0.84 |  | 0.745 | 0.164
515 | 2004-01-22 | 11:00 | 0.267 | 0.09 | 0.567 | 0.079 | 0.226 | 0.913 | 0.978 | 0.862 | 0.969 | 0.782 | 0.001 | 0.927 | 0.4
516 | 2004-01-22 | 12:00 | 0.287 | 0.254 | 0.144 | 0.195 | 0.243 | 0.868 | 0.889 | 0.781 | 0.851 | 0.35 | 0.016 | 0.568 | 0.722
517 | 2004-01-22 | 13:00 | 0.233 | 0.654 | 0.129 | 0.198 | 0.419 | 0.756 | 0.446 | 0.731 | 0.719 | 0.225 | 0.044 | 0.635 | 0.867
518 | 2004-01-22 | 14:00 | 0.083 | 0.206 | 0.001 | 0.01 | 0.749 | 0.516 | 0.237 | 0.563 | 0.296 | 0.794 | 0.03 | 0.928 | 0.824
519 | 2004-01-22 | 15:00 | 0.049 | 0.239 |  | 0.019 | 0.363 | 0.184 | 0.016 | 0.319 | 0.196 | 0.452 | 0.022 | 0.488 | 0.407
520 | 2004-01-22 | 16:00 |  | 0.058 |  |  | 0.204 |  |  | 0.008 | 0.001 |  | 0.013 | 0.677 | 0.637
521 | 2004-01-22 | 17:00 |  | 0.006 |  |  |  | NWP: 0.002; RA: 0.266; CNV: 0.328
522 | 2004-01-22 | 18:00 | [5 empty] | CNV: 0.08
523 | 2004-01-22 | 19:00
524 | 2004-01-22 | 20:00
525 | 2004-01-22 | 21:00
526 | 2004-01-22 | 22:00
527 | 2004-01-22 | 23:00
528 | 2004-01-23 | 00:00
529 | 2004-01-23 | 01:00
530 | 2004-01-23 | 02:00
531 | 2004-01-23 | 03:00
532 | 2004-01-23 | 04:00
533 | 2004-01-23 | 05:00
534 | 2004-01-23 | 06:00
535 | 2004-01-23 | 07:00 |  |  | 0.102 |  |  | 0.018 | 0.001 | 0.151 | 0.009 | 0.001
536 | 2004-01-23 | 08:00 | 0.002 | 0.006 | 0.189 | 0.004 |  | 0.137 | 0.091 | 0.453 | 0.175 | 0.267 |  | 0.039
537 | 2004-01-23 | 09:00 | 0.183 | 0.166 | 0.115 | 0.221 | 0.037 | 0.227 | 0.857 | 0.577 | 0.24 | 0.479 |  | 0.487 | 0.001
538 | 2004-01-23 | 10:00 | 0.227 | 0.201 | 0.512 | 0.262 | 0.11 | 0.238 | 0.992 | 0.548 | 0.217 | 0.672 |  | 0.761 | 0.225
539 | 2004-01-23 | 11:00 | 0.093 | 0.258 | 0.788 | 0.131 | 0.555 | 0.267 | 0.742 | 0.463 | 0.63 | 0.26 | 0.003 | 0.952 | 0.335
540 | 2004-01-23 | 12:00 | 0.241 | 0.259 | 0.744 | 0.294 | 0.593 | 0.218 | 0.693 | 0.755 | 0.525 | 0.257 | 0.017 | 1.059 | 0.509
541 | 2004-01-23 | 13:00 | 0.21 | 0.417 | 0.685 | 0.268 | 1.006 | 0.147 | 0.452 | 0.7 | 0.22 | 0.273 | 0.043 | 1.028 | 0.664
542 | 2004-01-23 | 14:00 | 0.026 | 0.251 | 0.435 | 0.221 | 0.875 | 0.111 | 0.126 | 0.549 | 0.122 | 0.152 | 0.082 | 0.962 | 0.656
543 | 2004-01-23 | 15:00 | 0.021 | 0.291 | 0.118 | 0.132 | 0.643 | 0.001 | 0.001 | 0.314 | 0.13 | 0.093 | 0.064 | 0.87 | 0.763
544 | 2004-01-23 | 16:00 |  | 0.018 |  |  | 0.101 |  |  | 0.006 |  | 0.001 | 0.015 | 0.64 | 0.555
545 | 2004-01-23 | 17:00 | [5 empty] | NWP: 0.002; RA: 0.318; CNV: 0.338
546 | 2004-01-23 | 18:00 | [5 empty] | CNV: 0.008
547 | 2004-01-23 | 19:00
548 | 2004-01-23 | 20:00
549 | 2004-01-23 | 21:00
550 | 2004-01-23 | 22:00
551 | 2004-01-23 | 23:00
552 | 2004-01-24 | 00:00
553 | 2004-01-24 | 01:00
554 | 2004-01-24 | 02:00
555 | 2004-01-24 | 03:00
556 | 2004-01-24 | 04:00
557 | 2004-01-24 | 05:00
558 | 2004-01-24 | 06:00 |  |  | 0.002 |  |  | NE: 0.004
559 | 2004-01-24 | 07:00 |  |  | 0.334 |  |  | NY: 0.001; NE: 0.28; FL: 0.235; STV: 0.19
560 | 2004-01-24 | 08:00 | 0.004 | 0.009 | 0.585 | 0.016 |  | 0.021 | 0.292 | 0.516 | 0.388 | 0.295
561 | 2004-01-24 | 09:00 | 0.199 | 0.176 | 0.723 | 0.042 | 0.057 | 0.203 | 0.1 | 0.71 | 0.463 | 0.598 |  | 0.251 | 0.002
562 | 2004-01-24 | 10:00 | 0.225 | 0.209 | 0.88 | 0.28 | 0.382 | 0.181 | 0.159 | 0.832 | 0.245 | 0.825 | 0.002 | 0.643 | 0.309
563 | 2004-01-24 | 11:00 | 0.255 | 0.32 | 0.882 | 0.607 | 0.285 | 0.242 | 0.195 | 0.869 | 0.274 | 0.712 | 0.244 | 0.834 | 0.665
564 | 2004-01-24 | 12:00 | 0.253 | 0.277 | 0.738 | 0.457 | 0.308 | 0.29 | 0.351 | 0.843 | 0.201 | 0.757 | 0.298 | 0.922 | 0.798
565 | 2004-01-24 | 13:00 | 0.231 | 0.212 | 0.676 | 0.678 | 0.91 | 0.161 | 0.193 | 0.731 | 0.194 | 0.859 | 0.115 | 1.014 | 0.823
566 | 2004-01-24 | 14:00 | 0.185 | 0.356 | 0.375 | 0.383 | 0.408 | 0.098 | 0.009 | 0.542 | 0.171 | 0.712 | 0.121 | 0.941 | 0.89
567 | 2004-01-24 | 15:00 | 0.042 | 0.251 | 0.111 | 0.229 | 0.402 |  |  | 0.255 | 0.018 | 0.433 | 0.161 | 0.807 | 0.824
568 | 2004-01-24 | 16:00 |  | 0.106 |  | 0.001 | 0.322 |  |  |  | 0.002 | 0.001 | 0.131 | 0.591 | 0.597
569 | 2004-01-24 | 17:00 |  |  |  |  | 0.015 | NWP: 0.184; RA: 0.293; CNV: 0.446
570 | 2004-01-24 | 18:00 | [5 empty] | NWP: 0.002; CNV: 0.088
571 | 2004-01-24 | 19:00
572 | 2004-01-24 | 20:00
573 | 2004-01-24 | 21:00
574 | 2004-01-24 | 22:00
575 | 2004-01-24 | 23:00
576 | 2004-01-25 | 00:00
577 | 2004-01-25 | 01:00
578 | 2004-01-25 | 02:00
579 | 2004-01-25 | 03:00
580 | 2004-01-25 | 04:00
581 | 2004-01-25 | 05:00
582 | 2004-01-25 | 06:00 | [5 empty] | STV: 0.001
583 | 2004-01-25 | 07:00 |  |  | 0.001 |  |  | NE: 0.02; FL: 0.004; STV: 0.308; SPP: 0.006
584 | 2004-01-25 | 08:00 | 0.027 | 0.002 | 0.039 | 0.032 | 0.084 | 0.149 | 0.086 | 0.048 | 0.627 | 0.176 |  | 0.002
585 | 2004-01-25 | 09:00 | 0.4 | 0.08 | 0.186 | 0.055 | 0.482 | 0.142 | 0.19 | 0.164 | 0.831 | 0.612 |  | 0.316 | 0.007
586 | 2004-01-25 | 10:00 | 0.785 | 0.216 | 0.19 | 0.285 | 0.369 | 0.246 | 0.247 | 0.226 | 0.932 | 0.876 |  | 0.675 | 0.248
587 | 2004-01-25 | 11:00 | 0.922 | 0.249 | 0.243 | 0.206 | 0.595 | 0.251 | 0.238 | 0.44 | 0.932 | 1.016 | 0.011 | 0.836 | 0.557
588 | 2004-01-25 | 12:00 | 0.912 | 0.306 | 0.253 | 0.122 | 0.401 | 0.386 | 0.264 | 0.642 | 0.764 | 1.118 | 0.081 | 0.917 | 0.697
589 | 2004-01-25 | 13:00 | 0.816 | 0.33 | 0.027 | 0.237 | 0.271 | 0.317 | 0.2 | 0.524 | 0.717 | 1.063 | 0.114 | 0.913 | 0.655
590 | 2004-01-25 | 14:00 | 0.626 | 0.238 | 0.008 | 0.194 | 0.169 | 0.057 | 0.025 | 0.415 | 0.595 | 0.91 | 0.236 | 0.869 | 0.755
591 | 2004-01-25 | 15:00 | 0.367 | 0.185 |  | 0.03 | 0.133 |  |  | 0.202 | 0.264 | 0.674 | 0.129 | 0.749 | 0.757
592 | 2004-01-25 | 16:00 | 0.019 | 0.067 |  |  | 0.048 |  |  |  | 0.004 | 0.301 | 0.099 | 0.545 | 0.66
593 | 2004-01-25 | 17:00 | [5 empty] | SPP: 0.001; NWP: 0.015; RA: 0.254; CNV: 0.464
594 | 2004-01-25 | 18:00 | [5 empty] | CNV: 0.124
595 | 2004-01-25 | 19:00
596 | 2004-01-25 | 20:00
597 | 2004-01-25 | 21:00
598 | 2004-01-25 | 22:00
599 | 2004-01-25 | 23:00
600 | 2004-01-26 | 00:00
601 | 2004-01-26 | 01:00
602 | 2004-01-26 | 02:00
603 | 2004-01-26 | 03:00
604 | 2004-01-26 | 04:00
605 | 2004-01-26 | 05:00
606 | 2004-01-26 | 06:00 | [5 empty] | FL: 0.002
607 | 2004-01-26 | 07:00 | 0.001 |  | 0.02 |  |  | NY: 0.01; NE: 0.087; FL: 0.13; STV: 0.037
608 | 2004-01-26 | 08:00 | 0.224 | 0.204 | 0.17 | 0.049 |  | 0.227 | 0.22 | 0.007 | 0.216 | 0.043 |  | 0.104
609 | 2004-01-26 | 09:00 | 0.198 | 0.381 | 0.281 | 0.12 | 0.141 | 0.31 | 0.482 | 0.008 | 0.595 | 0.427 |  | 0.462 | 0.006
610 | 2004-01-26 | 10:00 | 0.233 | 0.626 | 0.304 | 0.342 | 0.22 | 0.439 | 0.322 | 0.008 | 0.535 | 0.812 | 0.113 | 0.721 | 0.303
611 | 2004-01-26 | 11:00 | 0.24 | 0.908 | 0.327 | 0.359 | 0.273 | 0.47 | 0.438 | 0.019 | 0.854 | 1.017 | 0.024 | 0.887 | 0.252
612 | 2004-01-26 | 12:00 | 0.343 | 0.977 | 0.32 | 0.548 | 0.489 | 0.498 | 0.768 | 0.005 | 0.744 | 1.008 | 0.008 | 0.993 | 0.265
613 | 2004-01-26 | 13:00 | 0.218 | 0.951 | 0.227 | 0.365 | 0.239 | 0.277 | 0.647 | 0.032 | 0.728 | 0.963 | 0.133 | 1.009 | 0.166
614 | 2004-01-26 | 14:00 | 0.118 | 0.91 | 0.013 | 0.333 | 0.178 | 0.412 | 0.256 | 0.202 | 0.562 | 0.822 | 0.457 | 0.969 | 0.175
615 | 2004-01-26 | 15:00 | 0.019 | 0.726 |  | 0.243 | 0.12 | 0.019 | 0.002 | 0.33 | 0.329 | 0.602 | 0.607 | 0.818 | 0.139
616 | 2004-01-26 | 16:00 |  | 0.453 |  | 0.148 | 0.142 |  |  | 0.023 | 0.004 | 0.292 | 0.053 | 0.607 | 0.29
617 | 2004-01-26 | 17:00 |  | 0.112 |  |  |  | NWP: 0.275; RA: 0.322; CNV: 0.334
618 | 2004-01-26 | 18:00 | [5 empty] | NWP: 0.007; RA: 0.002; CNV: 0.012
619 | 2004-01-26 | 19:00
620 | 2004-01-26 | 20:00
621 | 2004-01-26 | 21:00
622 | 2004-01-26 | 22:00
623 | 2004-01-26 | 23:00
624 | 2004-01-27 | 00:00
625 | 2004-01-27 | 01:00
626 | 2004-01-27 | 02:00
627 | 2004-01-27 | 03:00
628 | 2004-01-27 | 04:00
629 | 2004-01-27 | 05:00
630 | 2004-01-27 | 06:00 | [5 empty] | NE: 0.102
631 | 2004-01-27 | 07:00 | 0.132 |  | 0.01 |  |  | 0.206 | 0.497 | 0.339 | 0.005 | 0.003
632 | 2004-01-27 | 08:00 | 0.528 | 0.062 | 0.156 | 0.257 | 0.062 | 0.647 | 0.796 | 0.652 | 0.132 | 0.334 |  | 0.064
633 | 2004-01-27 | 09:00 | 0.786 | 0.255 | 0.353 | 0.577 | 0.418 | 0.867 | 0.981 | 0.621 | 0.233 | 0.611 |  | 0.426
634 | 2004-01-27 | 10:00 | 0.982 | 0.427 | 0.508 | 0.808 | 0.617 | 1.032 | 1.095 | 0.649 | 0.224 | 0.811 |  | 0.708 | 0.016
635 | 2004-01-27 | 11:00 | 1.054 | 0.756 | 0.212 | 0.936 | 0.667 | 1.065 | 1.087 | 0.473 | 0.259 | 0.924 | 0.062 | 0.904 | 0.056
636 | 2004-01-27 | 12:00 | 1.047 | 0.91 | 0.139 | 0.955 | 0.531 | 0.984 | 0.98 | 0.493 | 0.235 | 0.863 | 0.098 | 1.01 | 0.591
637 | 2004-01-27 | 13:00 | 0.947 | 0.728 | 0.241 | 0.657 | 0.79 | 0.826 | 0.783 | 0.8 | 0.211 | 0.915 | 0.207 | 1.021 | 0.721
638 | 2004-01-27 | 14:00 | 0.764 | 0.605 | 0.024 | 0.461 | 0.672 | 0.553 | 0.473 | 0.699 | 0.037 | 0.764 | 0.224 | 0.939 | 0.778
639 | 2004-01-27 | 15:00 | 0.483 | 0.525 | 0.002 | 0.124 | 0.594 | 0.192 | 0.067 | 0.42 | 0.003 | 0.555 | 0.02 | 0.827 | 0.323
640 | 2004-01-27 | 16:00 | 0.125 | 0.197 |  |  | 0.046 |  |  | 0.045 |  | 0.266 | 0.025 | 0.598 | 0.15
641 | 2004-01-27 | 17:00 |  | 0.009 |  |  | 0.003 | NWP: 0.001; RA: 0.296; CNV: 0.034
642 | 2004-01-27 | 18:00 | [5 empty] | NWP: 0.001; RA: 0.001; CNV: 0.002
643 | 2004-01-27 | 19:00
644 | 2004-01-27 | 20:00
645 | 2004-01-27 | 21:00
646 | 2004-01-27 | 22:00
647 | 2004-01-27 | 23:00
648 | 2004-01-28 | 00:00
649 | 2004-01-28 | 01:00
650 | 2004-01-28 | 02:00
651 | 2004-01-28 | 03:00
652 | 2004-01-28 | 04:00
653 | 2004-01-28 | 05:00
654 | 2004-01-28 | 06:00 |  |  | 0.003 |  |  | NY: 0.001; NE: 0.03; FL: 0.006; STV: 0.006
655 | 2004-01-28 | 07:00 | 0.001 | 0.003 | 0.295 | 0.002 |  | 0.328 | 0.259 | 0.378 | 0.338 | 0.004
656 | 2004-01-28 | 08:00 | 0.013 | 0.295 | 0.608 | 0.374 | 0.001 | 0.662 | 0.63 | 0.674 | 0.649 | 0.327 |  | 0.011
657 | 2004-01-28 | 09:00 | 0.09 | 0.572 | 0.616 | 0.724 | 0.297 | 0.904 | 0.746 | 0.861 | 0.867 | 0.52 |  | 0.089
658 | 2004-01-28 | 10:00 | 0.279 | 0.77 | 0.83 | 0.969 | 0.615 | 1.03 | 0.975 | 0.977 | 0.829 | 0.745 | 0.002 | 0.634 | 0.001
659 | 2004-01-28 | 11:00 | 0.432 | 0.897 | 0.822 | 1.101 | 0.761 | 1.056 | 0.947 | 1.025 | 0.826 | 0.828 | 0.054 | 0.813 | 0.05
660 | 2004-01-28 | 12:00 | 0.448 | 0.949 | 0.601 | 1.119 | 0.816 | 0.872 | 0.789 | 0.974 | 0.433 | 0.882 | 0.172 | 0.899 | 0.172
661 | 2004-01-28 | 13:00 | 0.549 | 0.927 | 0.862 | 1.022 | 0.742 | 0.779 | 0.332 | 0.856 | 0.409 | 0.88 | 0.199 | 0.616 | 0.833
662 | 2004-01-28 | 14:00 | 0.436 | 0.835 | 0.591 | 0.814 | 0.73 | 0.317 | 0.15 | 0.626 | 0.63 | 0.767 | 0.272 | 0.354 | 0.85
663 | 2004-01-28 | 15:00 | 0.263 | 0.666 | 0.257 | 0.495 | 0.394 | 0.012 | 0.01 | 0.385 | 0.377 | 0.561 | 0.603 | 0.248 | 0.699
664 | 2004-01-28 | 16:00 | 0.002 | 0.38 |  | 0.084 | 0.134 |  |  | 0.042 | 0.046 | 0.273 | 0.444 | 0.286 | 0.422
665 | 2004-01-28 | 17:00 |  | 0.026 |  |  | 0.001 | SPP: 0.001; NWP: 0.115; RA: 0.046; CNV: 0.053
666 | 2004-01-28 | 18:00 | [5 empty] | NWP: 0.013
667 | 2004-01-28 | 19:00
668 | 2004-01-28 | 20:00
669 | 2004-01-28 | 21:00
670 | 2004-01-28 | 22:00
671 | 2004-01-28 | 23:00
672 | 2004-01-29 | 00:00
673 | 2004-01-29 | 01:00
674 | 2004-01-29 | 02:00
675 | 2004-01-29 | 03:00
676 | 2004-01-29 | 04:00
677 | 2004-01-29 | 05:00
678 | 2004-01-29 | 06:00 | [5 empty] | NE: 0.133; FL: 0.005; STV: 0.005
679 | 2004-01-29 | 07:00 | 0.026 | 0.004 | 0.008 | 0.003 |  | NY: 0.007; NE: 0.515; FL: 0.34; STV: 0.338
680 | 2004-01-29 | 08:00 | 0.428 | 0.312 | 0.159 | 0.398 | 0.004 | 0.007 | 0.756 | 0.617 | 0.641 | 0.194 |  | 0.006
681 | 2004-01-29 | 09:00 | 0.689 | 0.596 | 0.185 | 0.734 | 0.231 | 0.233 | 0.965 | 0.793 | 0.851 | 0.472 |  | 0.021
682 | 2004-01-29 | 10:00 | 0.887 | 0.804 | 0.241 | 0.954 | 0.497 | 0.233 | 0.964 | 0.89 | 0.977 | 0.656 | 0.001 | 0.187 | 0.304
683 | 2004-01-29 | 11:00 | 0.997 | 0.927 | 0.331 | 1.068 | 0.713 | 0.246 | 0.959 | 0.923 | 1.021 | 0.545 | 0.005 | 0.211 | 0.686
684 | 2004-01-29 | 12:00 | 0.734 | 0.983 | 0.277 | 1.088 | 0.845 | 0.256 | 0.873 | 0.885 | 0.981 | 0.733 | 0.052 | 0.716 | 0.653
685 | 2004-01-29 | 13:00 | 0.6 | 0.959 | 0.218 | 1.006 | 0.879 | 0.187 | 0.755 | 0.81 | 0.713 | 0.552 | 0.2 | 0.515 | 0.428
686 | 2004-01-29 | 14:00 | 0.129 | 0.855 | 0.181 | 0.815 | 0.488 | 0.059 | 0.476 | 0.63 | 0.627 | 0.343 | 0.172 | 0.466 | 0.699
687 | 2004-01-29 | 15:00 | 0.047 | 0.68 | 0.017 | 0.508 | 0.415 | 0.001 | 0.055 | 0.314 | 0.381 | 0.075 | 0.345 | 0.787 | 0.494
688 | 2004-01-29 | 16:00 |  | 0.432 |  | 0.123 | 0.191 |  |  | 0.003 | 0.042 | 0.012 | 0.271 | 0.233 | 0.641
689 | 2004-01-29 | 17:00 |  | 0.111 |  |  |  | NWP: 0.008; RA: 0.115; CNV: 0.493
690 | 2004-01-29 | 18:00 | [5 empty] | CNV: 0.218
691 | 2004-01-29 | 19:00
692 | 2004-01-29 | 20:00
693 | 2004-01-29 | 21:00
694 | 2004-01-29 | 22:00
695 | 2004-01-29 | 23:00
696 | 2004-01-30 | 00:00
697 | 2004-01-30 | 01:00
698 | 2004-01-30 | 02:00
699 | 2004-01-30 | 03:00
700 | 2004-01-30 | 04:00
701 | 2004-01-30 | 05:00
702 | 2004-01-30 | 06:00 |  |  | 0.003
703 | 2004-01-30 | 07:00 | 0.173 |  | 0.338 | 0.003 |  | NY: 0.019; NE: 0.028; FL: 0.003; STV: 0.276
704 | 2004-01-30 | 08:00 | 0.527 | 0.008 | 0.619 | 0.385 |  | 0.03 | 0.341 | 0.378 | 0.566 | 0.012 |  | 0.103
705 | 2004-01-30 | 09:00 | 0.84 | 0.317 | 0.604 | 0.733 | 0.003 | 0.263 | 0.54 | 0.727 | 0.761 | 0.074 |  | 0.143 | 0.066
706 | 2004-01-30 | 10:00 | 1.037 | 0.579 | 1.017 | 0.973 | 0.159 | 0.259 | 0.399 | 0.84 | 0.901 | 0.182 | 0.231 | 0.692 | 0.413
707 | 2004-01-30 | 11:00 | 1.123 | 0.854 | 0.966 | 1.097 | 0.255 | 0.132 | 0.449 | 0.901 | 0.935 | 0.568 | 0.505 | 0.812 | 0.54
708 | 2004-01-30 | 12:00 | 1.117 | 0.655 | 0.806 | 1.111 | 0.19 | 0.255 | 0.632 | 0.864 | 0.895 | 0.283 | 0.614 | 0.943 | 0.628
709 | 2004-01-30 | 13:00 | 1.034 | 0.783 | 0.467 | 1.015 | 0.246 | 0.227 | 0.523 | 0.768 | 0.8 | 0.142 | 0.351 | 1.047 | 0.879
710 | 2004-01-30 | 14:00 | 0.831 | 0.669 | 0.188 | 0.809 | 0.137 | 0.008 | 0.256 | 0.599 | 0.554 | 0.186 | 0.383 | 0.968 | 0.839
711 | 2004-01-30 | 15:00 | 0.52 | 0.539 | 0.244 | 0.497 | 0.083 | 0.002 | 0.006 | 0.339 | 0.278 | 0.093 | 0.335 | 0.843 | 0.803
712 | 2004-01-30 | 16:00 | 0.135 | 0.265 |  | 0.097 | 0.027 |  |  | 0.021 |  | 0.009 | 0.171 | 0.673 | 0.614
713 | 2004-01-30 | 17:00 |  | 0.02 |  |  |  | NWP: 0.122; RA: 0.357; CNV: 0.422
714 | 2004-01-30 | 18:00 | [5 empty] | RA: 0.005; CNV: 0.085
715 | 2004-01-30 | 19:00
716 | 2004-01-30 | 20:00
717 | 2004-01-30 | 21:00
718 | 2004-01-30 | 22:00
719 | 2004-01-30 | 23:00
720 | 2004-01-31 | 00:00
721 | 2004-01-31 | 01:00
722 | 2004-01-31 | 02:00
723 | 2004-01-31 | 03:00
724 | 2004-01-31 | 04:00
725 | 2004-01-31 | 05:00
726 | 2004-01-31 | 06:00 | [5 empty] | NE: 0.002; FL: 0.008
727 | 2004-01-31 | 07:00 | 0.168 |  | 0.289 | 0.003 |  | NY: 0.013; NE: 0.181; FL: 0.351; STV: 0.11
728 | 2004-01-31 | 08:00 | 0.549 | 0.018 | 0.579 | 0.392 | 0.015 | 0.122 | 0.412 | 0.557 | 0.531 | 0.006 |  | 0.09
729 | 2004-01-31 | 09:00 | 0.853 | 0.084 | 0.723 | 0.713 | 0.271 | 0.221 | 0.377 | 0.729 | 0.768 | 0.102 |  | 0.426 | 0.02
730 | 2004-01-31 | 10:00 | 1.023 | 0.242 | 0.877 | 0.907 | 0.662 | 0.249 | 0.846 | 0.839 | 0.947 | 0.227 | 0.002 | 0.644 | 0.226
731 | 2004-01-31 | 11:00 | 1.073 | 0.311 | 0.918 | 0.757 | 0.704 | 0.24 | 0.379 | 0.9 | 0.83 | 0.244 | 0.163 | 0.846 | 0.59
732 | 2004-01-31 | 12:00 | 1.068 | 0.245 | 0.921 | 0.695 | 0.802 | 0.223 | 0.354 | 0.87 | 0.844 | 0.222 | 0.348 | 0.594 | 0.822
733 | 2004-01-31 | 13:00 | 0.966 | 0.262 | 0.76 | 0.567 | 0.926 | 0.195 | 0.418 | 0.764 | 0.552 | 0.032 | 0.551 | 0.55 | 0.921
734 | 2004-01-31 | 14:00 | 0.62 | 0.284 | 0.528 | 0.273 | 0.73 | 0.074 | 0.089 | 0.595 | 0.658 | 0.023 | 0.354 | 0.257 | 0.914
735 | 2004-01-31 | 15:00 | 0.332 | 0.377 | 0.164 | 0.018 | 0.438 | 0.001 |  | 0.345 | 0.425 | 0.011 | 0.276 | 0.239 | 0.844
736 | 2004-01-31 | 16:00 | 0.012 | 0.231 |  |  | 0.143 |  |  | 0.026 | 0.075 |  | 0.096 | 0.539 | 0.704
737 | 2004-01-31 | 17:00 |  | 0.017 |  |  | 0.001 | NWP: 0.13; RA: 0.293; CNV: 0.482
738 | 2004-01-31 | 18:00 | [5 empty] | NWP: 0.103; RA: 0.002; CNV: 0.19
739 | 2004-01-31 | 19:00
740 | 2004-01-31 | 20:00
741 | 2004-01-31 | 21:00
742 | 2004-01-31 | 22:00
743 | 2004-01-31 | 23:00
744 | 2004-02-01 | 00:00
745 | 2004-02-01 | 01:00
746 | 2004-02-01 | 02:00
747 | 2004-02-01 | 03:00
748 | 2004-02-01 | 04:00
749 | 2004-02-01 | 05:00
750 | 2004-02-01 | 06:00 |  |  | 0.019 |  |  | NE: 0.014; STV: 0.008
751 | 2004-02-01 | 07:00 |  |  | 0.2 | 0.024 |  | 0.028 | 0.37 | 0.114 | 0.358 | 0.001
752 | 2004-02-01 | 08:00 | 0.025 | 0.022 | 0.499 | 0.272 | 0.152 | 0.152 | 0.555 | 0.272 | 0.676 | 0.014 |  | 0.009
753 | 2004-02-01 | 09:00 | 0.199 | 0.23 | 0.443 | 0.521 | 0.539 | 0.223 | 0.621 | 0.244 | 0.901 | 0.28 |  | 0.287
754 | 2004-02-01 | 10:00 | 0.298 | 0.6 | 0.695 | 0.797 | 0.84 | 0.27 | 0.572 | 0.398 | 1.034 | 0.202 | 0.001 | 0.537 | 0.025
755 | 2004-02-01 | 11:00 | 0.701 | 0.413 | 0.554 | 0.224 | 1.025 | 0.256 | 0.287 | 0.737 | 1.076 | 0.289 | 0.131 | 0.587 | 0.137
756 | 2004-02-01 | 12:00 | 0.812 | 0.532 | 0.787 | 0.516 | 1.115 | 0.237 | 0.159 | 0.663 | 1.043 | 0.319 | 0.342 | 1.001 | 0.195
757 | 2004-02-01 | 13:00 | 0.3 | 0.446 | 0.55 | 0.575 | 1.095 | 0.192 | 0.055 | 0.637 | 0.921 | 0.672 | 0.143 | 0.954 | 0.292
758 | 2004-02-01 | 14:00 | 0.193 | 0.317 | 0.452 | 0.232 | 0.984 | 0.094 | 0.038 | 0.407 | 0.72 | 0.564 | 0.184 | 0.638 | 0.245
759 | 2004-02-01 | 15:00 | 0.008 | 0.265 | 0.118 | 0.189 | 0.754 | 0.005 |  | 0.153 | 0.436 | 0.333 | 0.227 | 0.475 | 0.236
760 | 2004-02-01 | 16:00 | 0.004 | 0.137 |  | 0.013 | 0.218 |  |  | 0.016 | 0.088 | 0.06 | 0.214 | 0.415 | 0.178
761 | 2004-02-01 | 17:00 |  | 0.001 |  |  |  | NWP: 0.205; RA: 0.074; CNV: 0.135
762 | 2004-02-01 | 18:00 | [5 empty] | NWP: 0.001; CNV: 0.002
763 | 2004-02-01 | 19:00
764 | 2004-02-01 | 20:00
765 | 2004-02-01 | 21:00
766 | 2004-02-01 | 22:00
767 | 2004-02-01 | 23:00
768 | 2004-02-02 | 00:00
769 | 2004-02-02 | 01:00
770 | 2004-02-02 | 02:00
771 | 2004-02-02 | 03:00
772 | 2004-02-02 | 04:00
773 | 2004-02-02 | 05:00
774 | 2004-02-02 | 06:00 | [5 empty] | NE: 0.011; FL: 0.001
775 | 2004-02-02 | 07:00 | 0.001 |  | 0.014 |  |  | NY: 0.347; NE: 0.44; FL: 0.204; STV: 0.243
776 | 2004-02-02 | 08:00 | 0.038 | 0.002 | 0.102 | 0.465 | 0.006 | 0.582 | 0.739 | 0.149 | 0.579 | 0.002 |  | 0.104
777 | 2004-02-02 | 09:00 | 0.224 | 0.163 | 0.145 | 0.778 | 0.242 | 0.809 | 0.839 | 0.557 | 0.815 | 0.088 |  | 0.436 | 0.038
778 | 2004-02-02 | 10:00 | 0.314 | 0.285 | 0.239 | 0.965 | 0.591 | 0.824 | 0.56 | 0.746 | 0.877 | 0.152 |  | 0.71 | 0.383
779 | 2004-02-02 | 11:00 | 0.246 | 0.338 | 0.253 | 1.073 | 0.836 | 0.236 | 0.649 | 0.659 | 0.811 | 0.261 | 0.059 | 0.739 | 0.605
780 | 2004-02-02 | 12:00 | 0.328 | 0.402 | 0.266 | 1.08 | 0.903 | 0.443 | 0.439 | 0.569 | 0.626 | 0.244 | 0.268 | 0.966 | 0.775
781 | 2004-02-02 | 13:00 | 0.304 | 0.364 | 0.2 | 1.001 | 0.654 | 0.465 | 0.406 | 0.547 | 0.529 | 0.218 | 0.2 | 0.71 | 0.861
782 | 2004-02-02 | 14:00 | 0.193 | 0.299 | 0.011 | 0.83 | 0.744 | 0.099 | 0.358 | 0.336 | 0.084 | 0.187 | 0.384 | 0.897 | 0.88
783 | 2004-02-02 | 15:00 | 0.059 | 0.272 | 0.006 | 0.565 | 0.328 | 0.004 | 0.056 | 0.21 | 0.008 | 0.132 | 0.362 | 0.786 | 0.806
784 | 2004-02-02 | 16:00 |  | 0.209 |  | 0.21 | 0.098 |  |  | 0.005 |  | 0.005 | 0.279 | 0.717 | 0.649
785 | 2004-02-02 | 17:00 |  | 0.057 |  |  |  | NWP: 0.03; RA: 0.377; CNV: 0.428
786 | 2004-02-02 | 18:00 | [5 empty] | NWP: 0.002; RA: 0.001; CNV: 0.163
787 | 2004-02-02 | 19:00
788 | 2004-02-02 | 20:00
789 | 2004-02-02 | 21:00
790 | 2004-02-02 | 22:00
791 | 2004-02-02 | 23:00
792 | 2004-02-03 | 00:00
793 | 2004-02-03 | 01:00
794 | 2004-02-03 | 02:00
795 | 2004-02-03 | 03:00
796 | 2004-02-03 | 04:00
797 | 2004-02-03 | 05:00
798 | 2004-02-03 | 06:00 | [5 empty] | NE: 0.044; FL: 0.002
799 | 2004-02-03 | 07:00 |  |  | 0.014 |  |  | NY: 0.159; NE: 0.446; FL: 0.261; STV: 0.018
800 | 2004-02-03 | 08:00 | 0.05 | 0.069 | 0.152 | 0.013 | 0.001 | 0.653 | 0.737 | 0.497 | 0.181 | 0.023 |  | 0.001
801 | 2004-02-03 | 09:00 | 0.186 | 0.6 | 0.234 | 0.241 | 0.071 | 0.248 | 0.894 | 0.596 | 0.215 | 0.163 |  | 0.167 | 0.001
802 | 2004-02-03 | 10:00 | 0.242 | 0.785 | 0.25 | 0.49 | 0.224 | 0.237 | 0.77 | 0.62 | 0.258 | 0.251 | 0.001 | 0.731 | 0.263
803 | 2004-02-03 | 11:00 | 0.275 | 0.925 | 0.249 | 0.552 | 0.276 | 0.316 | 0.969 | 0.508 | 0.355 | 0.16 | 0.043 | 0.8 | 0.202
804 | 2004-02-03 | 12:00 | 0.321 | 0.941 | 0.242 | 0.783 | 0.309 | 0.584 | 0.757 | 0.763 | 0.35 | 0.297 | 0.025 | 1.025 | 0.497
805 | 2004-02-03 | 13:00 | 0.246 | 0.917 | 0.205 | 0.536 | 0.387 | 0.247 | 0.656 | 0.386 | 0.264 | 0.28 | 0.143 | 1.023 | 0.689
806 | 2004-02-03 | 14:00 | 0.191 | 0.841 | 0.089 | 0.286 | 0.327 | 0.241 | 0.319 | 0.291 | 0.054 | 0.1 | 0.165 | 0.768 | 0.528
807 | 2004-02-03 | 15:00 | 0.055 | 0.681 | 0.002 | 0.381 | 0.25 | 0.006 | 0.019 | 0.195 | 0.094 | 0.186 | 0.071 | 0.723 | 0.464
808 | 2004-02-03 | 16:00 |  | 0.432 |  | 0.06 | 0.134 |  |  | 0.028 | 0.001 | 0.017 | 0.045 | 0.545 | 0.544
809 | 2004-02-03 | 17:00 |  | 0.117 |  |  | 0.001 | NWP: 0.008; RA: 0.187; CNV: 0.329
810 | 2004-02-03 | 18:00 | [5 empty] | CNV: 0.021
811 | 2004-02-03 | 19:00
812 | 2004-02-03 | 20:00
813 | 2004-02-03 | 21:00
814 | 2004-02-03 | 22:00
815 | 2004-02-03 | 23:00
816 | 2004-02-04 | 00:00
817 | 2004-02-04 | 01:00
818 | 2004-02-04 | 02:00
819 | 2004-02-04 | 03:00
820 | 2004-02-04 | 04:00
821 | 2004-02-04 | 05:00
822 | 2004-02-04 | 06:00 | [5 empty] | NE: 0.084
823 | 2004-02-04 | 07:00 | 0.14 | 0.002 | 0.044 | 0.089 |  | NY: 0.006; NE: 0.48; FL: 0.005; STV: 0.023
824 | 2004-02-04 | 08:00 | 0.483 | 0.009 | 0.361 | 0.501 | 0.232 | 0.215 | 0.773 | 0.165 | 0.182 | 0.002 |  | 0.056
825 | 2004-02-04 | 09:00 | 0.811 | 0.159 | 0.454 | 0.819 | 0.622 | 0.305 | 0.965 | 0.305 | 0.26 | 0.194 |  | 0.514 | 0.015
826 | 2004-02-04 | 10:00 | 1.006 | 0.769 | 0.503 | 1.028 | 0.91 | 0.366 | 0.994 | 0.322 | 0.301 | 0.236 | 0.038 | 0.791 | 0.249
827 | 2004-02-04 | 11:00 | 0.796 | 0.904 | 0.692 | 1.127 | 1.07 | 0.521 | 0.935 | 0.37 | 0.162 | 0.309 | 0.043 | 0.971 | 0.436
828 | 2004-02-04 | 12:00 | 0.934 | 0.312 | 0.575 | 1.141 | 1.157 | 0.33 | 0.851 | 0.332 | 0.312 | 0.314 | 0.203 | 1.051 | 0.377
829 | 2004-02-04 | 13:00 | 0.861 | 0.247 | 0.621 | 1.068 | 1.138 | 0.091 | 0.718 | 0.312 | 0.258 | 0.273 | 0.506 | 1.069 | 0.398
830 | 2004-02-04 | 14:00 | 0.72 | 0.289 | 0.459 | 0.892 | 1.03 | 0.086 | 0.454 | 0.281 | 0.22 | 0.224 | 0.483 | 0.986 | 0.25
831 | 2004-02-04 | 15:00 | 0.428 | 0.136 | 0.16 | 0.618 | 0.847 | 0.004 | 0.06 | 0.175 | 0.045 | 0.141 | 0.317 | 0.865 | 0.165
832 | 2004-02-04 | 16:00 | 0.068 | 0.048 |  | 0.224 | 0.523 |  |  | 0.003 |  | 0.03 | 0.204 | 0.61 | 0.116
833 | 2004-02-04 | 17:00 |  | 0.011 |  |  | 0.14 | NWP: 0.194; RA: 0.368; CNV: 0.068
834 | 2004-02-04 | 18:00 | [5 empty] | NWP: 0.002; RA: 0.002; CNV: 0.055
835 | 2004-02-04 | 19:00
836 | 2004-02-04 | 20:00
837 | 2004-02-04 | 21:00
838 | 2004-02-04 | 22:00
839 | 2004-02-04 | 23:00
840 | 2004-02-05 | 00:00
841 | 2004-02-05 | 01:00
842 | 2004-02-05 | 02:00
843 | 2004-02-05 | 03:00
844 | 2004-02-05 | 04:00
845 | 2004-02-05 | 05:00
846 | 2004-02-05 | 06:00 |  |  | 0.007 |  |  | NY: 0.005; NE: 0.18; FL: 0.015
847 | 2004-02-05 | 07:00 | 0.21 |  | 0.369 |  |  | 0.102 | 0.537 | 0.345 | 0.041 | 0.005
848 | 2004-02-05 | 08:00 | 0.549 | 0.018 | 0.688 | 0.192 | 0.001 | 0.113 | 0.815 | 0.615 | 0.202 | 0.233 |  | 0.001
849 | 2004-02-05 | 09:00 | 0.822 | 0.027 | 0.907 | 0.343 | 0.176 | 0.411 | 0.887 | 0.804 | 0.248 | 0.6 |  | 0.148 | 0.084
850 | 2004-02-05 | 10:00 | 0.99 | 0.206 | 1.032 | 0.473 | 0.227 | 0.441 | 0.937 | 0.921 | 0.285 | 0.717 | 0.07 | 0.585 | 0.397
851 | 2004-02-05 | 11:00 | 0.991 | 0.295 | 1.067 | 0.631 | 0.253 | 0.275 | 0.883 | 0.963 | 0.3 | 0.756 | 0.333 | 0.656 | 0.669
852 | 2004-02-05 | 12:00 | 0.878 | 0.405 | 1.002 | 0.607 | 0.34 | 0.532 | 0.637 | 0.876 | 0.667 | 0.769 | 0.45 | 1.103 | 0.798
853 | 2004-02-05 | 13:00 | 0.286 | 0.577 | 0.845 | 0.285 | 0.623 | 0.146 | 0.377 | 0.773 | 0.621 | 0.515 | 0.388 | 0.534 | 0.79
854 | 2004-02-05 | 14:00 | 0.239 | 0.805 | 0.594 | 0.305 | 0.693 | 0.207 | 0.071 | 0.386 | 0.584 | 0.372 | 0.299 | 0.288 | 0.892
855 | 2004-02-05 | 15:00 | 0.188 | 0.684 | 0.266 | 0.031 | 0.653 | 0.289 |  | 0.339 | 0.342 | 0.264 | 0.277 | 0.221 | 0.696
856 | 2004-02-05 | 16:00 | 0.015 | 0.392 |  |  | 0.493 |  |  | 0.031 | 0.051 | 0.055 | 0.154 | 0.152 | 0.379
857 | 2004-02-05 | 17:00 |  | 0.085 |  |  | 0.157 | NWP: 0.011; RA: 0.33; CNV: 0.204
858 | 2004-02-05 | 18:00 | [5 empty] | NWP: 0.001; CNV: 0.026
859 | 2004-02-05 | 19:00
860 | 2004-02-05 | 20:00
861 | 2004-02-05 | 21:00
862 | 2004-02-05 | 22:00
863 | 2004-02-05 | 23:00
864 | 2004-02-06 | 00:00
865 | 2004-02-06 | 01:00
866 | 2004-02-06 | 02:00
867 | 2004-02-06 | 03:00
868 | 2004-02-06 | 04:00
869 | 2004-02-06 | 05:00
870 | 2004-02-06 | 06:00 | [5 empty] | FL: 0.006; STV: 0.001
871 | 2004-02-06 | 07:00 |  | 0.006 | 0.27 |  |  | NY: 0.18; NE: 0.127; FL: 0.332; STV: 0.283
872 | 2004-02-06 | 08:00 | 0.065 | 0.328 | 0.503 | 0.336 | 0.142 | 0.259 | 0.238 | 0.595 | 0.562 | 0.029 |  | 0.004
873 | 2004-02-06 | 09:00 | 0.247 | 0.605 | 0.574 | 0.61 | 0.53 | 0.255 | 0.534 | 0.779 | 0.756 | 0.095 |  | 0.32 | 0.002
874 | 2004-02-06 | 10:00 | 0.305 | 0.82 | 0.616 | 0.63 | 0.896 | 0.255 | 0.906 | 0.867 | 0.877 | 0.183 | 0.002 | 0.659 | 0.106
875 | 2004-02-06 | 11:00 | 0.324 | 0.939 | 0.355 | 0.67 | 1.105 | 0.768 | 0.946 | 0.879 | 0.919 | 0.258 | 0.004 | 0.965 | 0.278
876 | 2004-02-06 | 12:00 | 0.276 | 0.936 | 0.203 | 0.708 | 1.087 | 0.563 | 0.835 | 0.85 | 0.885 | 0.311 | 0.175 | 1.055 | 0.495
877 | 2004-02-06 | 13:00 | 0.266 | 0.833 | 0.246 | 0.796 | 0.964 | 0.763 | 0.361 | 0.762 | 0.781 | 0.245 | 0.222 | 0.98 | 0.506
878 | 2004-02-06 | 14:00 | 0.21 | 0.819 | 0.314 | 0.721 | 1.033 | 0.492 | 0.029 | 0.59 | 0.598 | 0.215 | 0.217 | 0.996 | 0.616
879 | 2004-02-06 | 15:00 | 0.123 | 0.667 | 0.073 | 0.441 | 0.791 | 0.199 |  | 0.259 | 0.259 | 0.172 | 0.237 | 0.863 | 0.662
880 | 2004-02-06 | 16:00 | 0.004 | 0.357 |  | 0.049 | 0.52 |  |  | 0.014 | 0.01 | 0.053 | 0.183 | 0.685 | 0.604
881 | 2004-02-06 | 17:00 |  | 0.007 |  |  | 0.11 | NWP: 0.007; RA: 0.376; CNV: 0.444
882 | 2004-02-06 | 18:00 | [5 empty] | NWP: 0.004; RA: 0.003; CNV: 0.196
883 | 2004-02-06 | 19:00
884 | 2004-02-06 | 20:00
885 | 2004-02-06 | 21:00
886 | 2004-02-06 | 22:00
887 | 2004-02-06 | 23:00
888 | 2004-02-07 | 00:00
889 | 2004-02-07 | 01:00
890 | 2004-02-07 | 02:00
891 | 2004-02-07 | 03:00
892 | 2004-02-07 | 04:00
893 | 2004-02-07 | 05:00
894 | 2004-02-07 | 06:00 | [5 empty] | NE: 0.001
895 | 2004-02-07 | 07:00 | 0.172 |  | 0.002 | 0.002 |  | 0.32 | 0.019 | 0.003 | 0.004 | 0.001
896 | 2004-02-07 | 08:00 | 0.122 | 0.024 | 0.087 | 0.312 | 0.203 | 0.612 | 0.246 | 0.101 | 0.194 | 0.252 |  | 0.128
897 | 2004-02-07 | 09:00 | 0.764 | 0.144 | 0.201 | 0.562 | 0.6 | 0.851 | 0.278 | 0.43 | 0.219 | 0.41 |  | 0.474 | 0.002
898 | 2004-02-07 | 10:00 | 0.967 | 0.207 | 0.214 | 0.697 | 0.876 | 0.728 | 0.391 | 0.711 | 0.255 | 0.492 | 0.008 | 0.699 | 0.241
899 | 2004-02-07 | 11:00 | 1.094 | 0.138 | 0.232 | 0.762 | 1.074 | 0.669 | 0.296 | 0.87 | 0.188 | 0.435 | 0.106 | 0.846 | 0.457
900 | 2004-02-07 | 12:00 | 1.091 | 0.383 | 0.236 | 0.723 | 1.171 | 0.823 | 0.281 | 0.853 | 0.309 | 0.67 | 0.191 | 0.946 | 0.644
901 | 2004-02-07 | 13:00 | 1.004 | 0.144 | 0.228 | 0.717 | 1.193 | 0.323 | 0.228 | 0.748 | 0.232 | 0.726 | 0.22 | 0.903 | 0.698
902 | 2004-02-07 | 14:00 | 0.809 | 0.113 | 0.099 | 0.475 | 1.072 | 0.114 | 0.132 | 0.592 | 0.19 | 0.467 | 0.225 | 0.855 | 0.765
903 | 2004-02-07 | 15:00 | 0.522 | 0.083 | 0.005 | 0.296 | 0.849 | 0.009 | 0.001 | 0.274 | 0.105 | 0.355 | 0.214 | 0.674 | 0.747
904 | 2004-02-07 | 16:00 | 0.15 | 0.018 |  | 0.006 | 0.517 |  |  | 0.012 | 0.001 | 0.063 | 0.16 | 0.4 | 0.592
905 | 2004-02-07 | 17:00 |  |  |  |  | 0.113 | NWP: 0.071; RA: 0.347; CNV: 0.397
906 | 2004-02-07 | 18:00 | [5 empty] | NWP: 0.002; CNV: 0.093
907 | 2004-02-07 | 19:00
908 | 2004-02-07 | 20:00
909 | 2004-02-07 | 21:00
910 | 2004-02-07 | 22:00
911 | 2004-02-07 | 23:00
912 | 2004-02-08 | 00:00
913 | 2004-02-08 | 01:00
914 | 2004-02-08 | 02:00
915 | 2004-02-08 | 03:00
916 | 2004-02-08 | 04:00
917 | 2004-02-08 | 05:00
918 | 2004-02-08 | 06:00 | [5 empty] | NY: 0.03; NE: 0.001
919 | 2004-02-08 | 07:00 | 0.011 |  | 0.035 |  |  | 0.431 | 0.091 | 0.005 | 0.049 | 0.021
920 | 2004-02-08 | 08:00 | 0.092 | 0.049 | 0.188 | 0.012 | 0.001 | 0.711 | 0.061 | 0.02 | 0.041 | 0.445 |  | 0.122
921 | 2004-02-08 | 09:00 | 0.434 | 0.188 | 0.273 | 0.112 | 0.365 | 0.879 | 0.25 | 0.227 | 0.282 | 0.742 |  | 0.482
922 | 2004-02-08 | 10:00 | 0.496 | 0.162 | 0.291 | 0.268 | 0.792 | 0.972 | 0.32 | 0.276 | 0.296 | 0.993 | 0.004 | 0.693 | 0.101
923 | 2004-02-08 | 11:00 | 1.123 | 0.183 | 0.311 | 0.284 | 1.05 | 0.976 | 0.268 | 0.148 | 0.195 | 0.749 | 0.008 | 0.914 | 0.12
924 | 2004-02-08 | 12:00 | 0.98 | 0.349 | 0.289 | 0.288 | 1.151 | 0.99 | 0.302 | 0.335 | 0.37 | 1.115 | 0.21 | 0.919 | 0.377
925 | 2004-02-08 | 13:00 | 0.94 | 0.192 | 0.216 | 0.253 | 1.152 | 0.822 | 0.413 | 0.29 | 0.356 | 1.081 | 0.25 | 1.016 | 0.619
926 | 2004-02-08 | 14:00 | 0.635 | 0.189 | 0.155 | 0.058 | 1.084 | 0.571 | 0.341 | 0.074 | 0.274 | 0.973 | 0.115 | 0.981 | 0.467
927 | 2004-02-08 | 15:00 | 0.341 | 0.11 | 0.007 | 0.11 | 0.88 | 0.136 | 0.002 | 0.105 | 0.274 | 0.756 | 0.231 | 0.818 | 0.505
928 | 2004-02-08 | 16:00 | 0.127 | 0.026 |  |  | 0.569 |  |  | 0.001 | 0.005 | 0.412 | 0.172 | 0.64 | 0.522
929 | 2004-02-08 | 17:00 |  |  |  |  | 0.187 | SPP: 0.015; NWP: 0.006; RA: 0.366; CNV: 0.141
930 | 2004-02-08 | 18:00 | [5 empty] | NWP: 0.003; RA: 0.002; CNV: 0.004
931 | 2004-02-08 | 19:00
932 | 2004-02-08 | 20:00
933 | 2004-02-08 | 21:00
934 | 2004-02-08 | 22:00
935 | 2004-02-08 | 23:00
936 | 2004-02-09 | 00:00
937 | 2004-02-09 | 01:00
938 | 2004-02-09 | 02:00
939 | 2004-02-09 | 03:00
940 | 2004-02-09 | 04:00
941 | 2004-02-09 | 05:00
942 | 2004-02-09 | 06:00 |  |  | 0.018 |  |  | NE: 0.007; STV: 0.004
943 | 2004-02-09 | 07:00 | 0.002 |  | 0.403 |  |  | 0.007 | 0.34 | 0.043 | 0.346 | 0.053
944 | 2004-02-09 | 08:00 | 0.343 | 0.005 | 0.71 | 0.026 | 0.028 | 0.176 | 0.613 | 0.066 | 0.664 | 0.475 |  | 0.118
945 | 2004-02-09 | 09:00 | 0.845 | 0.224 | 0.891 | 0.123 | 0.261 | 0.25 | 0.796 | 0.293 | 0.892 | 0.769 |  | 0.495 | 0.001
946 | 2004-02-09 | 10:00 | 0.981 | 0.316 | 0.488 | 0.157 | 0.513 | 0.25 | 0.898 | 0.326 | 1.035 | 0.97 | 0.115 | 0.743 | 0.094
947 | 2004-02-09 | 11:00 | 0.726 | 0.345 | 0.254 | 0.188 | 0.849 | 0.382 | 0.884 | 0.186 | 1.079 | 1.091 | 0.433 | 0.904 | 0.151
948 | 2004-02-09 | 12:00 | 0.816 | 0.393 | 0.296 | 0.263 | 1.006 | 0.737 | 0.782 | 0.422 | 1.045 | 1.092 | 0.477 | 0.995 | 0.235
949 | 2004-02-09 | 13:00 | 0.85 | 0.363 | 0.184 | 0.183 | 1.064 | 0.74 | 0.592 | 0.644 | 0.919 | 0.867 | 0.498 | 1.018 | 0.491
950 | 2004-02-09 | 14:00 | 0.837 | 0.315 | 0.146 | 0.105 | 0.955 | 0.368 | 0.329 | 0.405 | 0.724 | 0.727 | 0.326 | 0.97 | 0.34
951 | 2004-02-09 | 15:00 | 0.495 | 0.26 | 0.005 | 0.025 | 0.765 | 0.01 | 0.007 | 0.197 | 0.434 | 0.743 | 0.266 | 0.846 | 0.283
952 | 2004-02-09 | 16:00 | 0.223 | 0.142 |  |  | 0.463 |  |  | 0.002 | 0.067 | 0.404 | 0.26 | 0.623 | 0.224
953 | 2004-02-09 | 17:00 |  | 0.003 |  |  | 0.091 | SPP: 0.026; NWP: 0.002; RA: 0.365; CNV: 0.015
954 | 2004-02-09 | 18:00 | [5 empty] | NWP: 0.018; RA: 0.004; CNV: 0.002
955 | 2004-02-09 | 19:00
956 | 2004-02-09 | 20:00
957 | 2004-02-09 | 21:00
958 | 2004-02-09 | 22:00
959 | 2004-02-09 | 23:00
960 | 2004-02-10 | 00:00
961 | 2004-02-10 | 01:00
962 | 2004-02-10 | 02:00
963 | 2004-02-10 | 03:00
964 | 2004-02-10 | 04:00
965 | 2004-02-10 | 05:00
966 | 2004-02-10 | 06:00 |  |  | 0.031 |  |  | NY: 0.003; FL: 0.002; STV: 0.001
967 | 2004-02-10 | 07:00 | 0.045 | 0.002 | 0.409 |  |  | 0.044 | 0.014 | 0.25 | 0.302 | 0.022
968 | 2004-02-10 | 08:00 | 0.442 | 0.236 | 0.69 | 0.001 | 0.003 | 0.216 | 0.131 | 0.585 | 0.588 | 0.414 |  | 0.136
969 | 2004-02-10 | 09:00 | 0.828 | 0.413 | 0.735 | 0.254 | 0.227 | 0.207 | 0.151 | 0.673 | 0.808 | 0.732 |  | 0.509 | 0.004
970 | 2004-02-10 | 10:00 | 1.003 | 0.77 | 0.996 | 0.44 | 0.514 | 0.568 | 0.212 | 0.871 | 0.948 | 0.941 | 0.006 | 0.76 | 0.125
971 | 2004-02-10 | 11:00 | 0.785 | 0.685 | 0.511 | 0.289 | 0.852 | 0.302 | 0.076 | 0.907 | 1.012 | 1.058 | 0.017 | 0.941 | 0.351
972 | 2004-02-10 | 12:00 | 0.642 | 0.928 | 0.331 | 0.552 | 0.819 | 0.456 | 0.186 | 0.907 | 0.969 | 1.094 | 0.111 | 1.023 | 0.291
973 | 2004-02-10 | 13:00 | 0.859 | 0.93 | 0.332 | 0.345 | 0.975 | 0.143 | 0.151 | 0.767 | 0.85 | 0.981 | 0.141 | 1.022 | 0.444
974 | 2004-02-10 | 14:00 | 0.492 | 0.705 | 0.117 | 0.346 | 0.747 | 0.21 | 0.002 | 0.605 | 0.653 | 0.836 | 0.219 | 0.953 | 0.324
975 | 2004-02-10 | 15:00 | 0.225 | 0.555 | 0.013 | 0.246 | 0.537 | 0.001 |  | 0.385 | 0.376 | 0.57 | 0.373 | 0.835 | 0.432
976 | 2004-02-10 | 16:00 | 0.001 | 0.307 |  | 0.014 | 0.384 |  |  | 0.012 | 0.024 | 0.33 | 0.13 | 0.619 | 0.183
977 | 2004-02-10 | 17:00 |  | 0.002 |  |  | 0.087 | SPP: 0.007; NWP: 0.211; RA: 0.343; CNV: 0.007
978 | 2004-02-10 | 18:00 | [5 empty] | NWP: 0.002; RA: 0.004; CNV: 0.008
979 | 2004-02-10 | 19:00
980 | 2004-02-10 | 20:00
981 | 2004-02-10 | 21:00
982 | 2004-02-10 | 22:00
983 | 2004-02-10 | 23:00
984 | 2004-02-11 | 00:00
985 | 2004-02-11 | 01:00
986 | 2004-02-11 | 02:00
987 | 2004-02-11 | 03:00
988 | 2004-02-11 | 04:00
989 | 2004-02-11 | 05:00
990 | 2004-02-11 | 06:00 |  |  | 0.002 |  |  | NE: 0.005; FL: 0.003; STV: 0.004
991 | 2004-02-11 | 07:00 | 0.166 |  | 0.235 | 0.002 |  | NY: 0.038; NE: 0.287; FL: 0.29; STV: 0.324
992 | 2004-02-11 | 08:00 | 0.317 | 0.121 | 0.649 | 0.005 | 0.03 | 0.135 | 0.687 | 0.558 | 0.612 | 0.033 |  | 0.008
993 | 2004-02-11 | 09:00 | 0.649 | 0.402 | 0.672 | 0.211 | 0.292 | 0.248 | 0.524 | 0.756 | 0.822 | 0.114 |  | 0.255 | 0.002
994 | 2004-02-11 | 10:00 | 0.953 | 0.509 | 1.115 | 0.22 | 0.279 | 0.817 | 0.854 | 0.872 | 0.952 | 0.189 | 0.007 | 0.446 | 0.196
995 | 2004-02-11 | 11:00 | 1.029 | 0.496 | 1.093 | 0.388 | 0.266 | 0.598 | 0.921 | 0.92 | 0.995 | 0.26 | 0.023 | 0.505 | 0.396
996 | 2004-02-11 | 12:00 | 1.035 | 0.497 | 1.013 | 0.905 | 0.298 | 0.258 | 0.811 | 0.851 | 0.974 | 0.499 | 0.092 | 0.75 | 0.72
997 | 2004-02-11 | 13:00 | 0.941 | 0.685 | 0.848 | 0.895 | 0.273 | 0.328 | 0.629 | 0.727 | 0.867 | 0.74 | 0.194 | 0.78 | 0.866
998 | 2004-02-11 | 14:00 | 0.762 | 0.211 | 0.673 | 0.753 | 0.087 | 0.485 | 0.304 | 0.478 | 0.675 | 0.735 | 0.049 | 0.79 | 0.814
999 | 2004-02-11 | 15:00 | 0.424 | 0.222 | 0.331 | 0.337 | 0.231 | 0.072 | 0.037 | 0.311 | 0.397 | 0.373 | 0.219 | 0.562 | 0.643
1000 | 2004-02-11 | 16:00 | 0.101 | 0.187 | 0.002 | 0.008 | 0.072 |  |  | 0.015 | 0.053 | 0.075 | 0.149 | 0.45 | 0.642
1001 | 2004-02-11 | 17:00 |  | 0.003 |  |  |  | NWP: 0.004; RA: 0.35; CNV: 0.455
1002 | 2004-02-11 | 18:00 | [5 empty] | NWP: 0.004; RA: 0.004; CNV: 0.19
1003 | 2004-02-11 | 19:00
1004 | 2004-02-11 | 20:00
1005 | 2004-02-11 | 21:00
1006 | 2004-02-11 | 22:00
1007 | 2004-02-11 | 23:00
1008 | 2004-02-12 | 00:00
1009 | 2004-02-12 | 01:00
1010 | 2004-02-12 | 02:00
1011 | 2004-02-12 | 03:00
1012 | 2004-02-12 | 04:00
1013 | 2004-02-12 | 05:00
1014 | 2004-02-12 | 06:00 | [5 empty] | NY: 0.003; FL: 0.001; STV: 0.002
1015 | 2004-02-12 | 07:00 | 0.025 |  | 0.105 | 0.114 |  | NY: 0.115; NE: 0.022; FL: 0.064; STV: 0.103
1016 | 2004-02-12 | 08:00 | 0.293 | 0.07 | 0.21 | 0.467 | 0.002 | 0.347 | 0.026 | 0.145 | 0.141 | 0.01 |  | 0.018
1017 | 2004-02-12 | 09:00 | 0.054 | 0.202 | 0.42 | 0.74 | 0.166 | 0.449 | 0.218 | 0.161 | 0.191 | 0.089 |  | 0.397
1018 | 2004-02-12 | 10:00 | 0.238 | 0.532 | 0.797 | 0.919 | 0.256 | 0.312 | 0.301 | 0.315 | 0.431 | 0.166 | 0.02 | 0.734 | 0.092
1019 | 2004-02-12 | 11:00 | 0.236 | 0.257 | 0.819 | 1.013 | 0.3 | 0.481 | 0.103 | 0.296 | 0.576 | 0.304 | 0.013 | 0.88 | 0.171
1020 | 2004-02-12 | 12:00 | 0.313 | 0.243 | 0.604 | 1.029 | 0.532 | 0.833 | 0.3 | 0.281 | 0.392 | 0.315 | 0.119 | 0.964 | 0.393
1021 | 2004-02-12 | 13:00 | 0.289 | 0.298 | 0.481 | 0.959 | 0.457 | 0.825 | 0.229 | 0.27 | 0.374 | 0.261 | 0.693 | 0.999 | 0.283
1022 | 2004-02-12 | 14:00 | 0.188 | 0.248 | 0.237 | 0.805 | 0.522 | 0.598 | 0.009 | 0.187 | 0.158 | 0.276 | 0.704 | 0.915 | 0.152
1023 | 2004-02-12 | 15:00 | 0.089 | 0.306 | 0.15 | 0.568 | 0.333 | 0.277 | 0.002 | 0.089 | 0.053 | 0.174 | 0.857 | 0.81 | 0.439
1024 | 2004-02-12 | 16:00 | 0.004 | 0.234 |  | 0.259 | 0.203 |  |  | 0.001 |  | 0.04 | 0.281 | 0.514 | 0.705
1025 | 2004-02-12 | 17:00 |  | 0.027 |  |  | 0.019 | NWP: 0.179; RA: 0.294; CNV: 0.462
1026 | 2004-02-12 | 18:00 | [5 empty] | NWP: 0.017; CNV: 0.21
1027 | 2004-02-12 | 19:00
1028 | 2004-02-12 | 20:00
1029 | 2004-02-12 | 21:00
1030 | 2004-02-12 | 22:00
1031 | 2004-02-12 | 23:00
1032 | 2004-02-13 | 00:00
1033 | 2004-02-13 | 01:00
1034 | 2004-02-13 | 02:00
1035 | 2004-02-13 | 03:00
1036 | 2004-02-13 | 04:00
1037 | 2004-02-13 | 05:00
1038 | 2004-02-13 | 06:00 |  |  | 0.025 |  |  | NE: 0.037; STV: 0.001
1039 | 2004-02-13 | 07:00 | 0.002 |  | 0.103 |  |  | 0.03 | 0.353 | 0.083 | 0.105 | 0.013
1040 | 2004-02-13 | 08:00 | 0.106 | 0.003 | 0.315 | 0.006 | 0.002 | 0.059 | 0.775 | 0.068 | 0.019 | 0.378 |  | 0.077
1041 | 2004-02-13 | 09:00 | 0.045 | 0.098 | 0.385 | 0.105 | 0.054 | 0.128 | 0.943 | 0.297 | 0.225 | 0.694 |  | 0.488 | 0.001
1042 | 2004-02-13 | 10:00 | 0.25 | 0.232 | 0.722 | 0.133 | 0.292 | 0.165 | 0.976 | 0.321 | 0.306 | 0.822 | 0.014 | 0.738 | 0.149
1043 | 2004-02-13 | 11:00 | 0.288 | 0.251 | 0.71 | 0.258 | 0.322 | 0.13 | 0.966 | 0.372 | 0.289 | 0.952 | 0.065 | 0.882 | 0.113
1044 | 2004-02-13 | 12:00 | 0.286 | 0.326 | 0.717 | 0.237 | 0.304 | 0.153 | 0.868 | 0.642 | 0.317 | 0.971 | 0.197 | 0.992 | 0.193
1045 | 2004-02-13 | 13:00 | 0.297 | 0.498 | 0.737 | 0.202 | 0.229 | 0.126 | 0.7 | 0.61 | 0.244 | 0.989 | 0.377 | 1.002 | 0.229
1046 | 2004-02-13 | 14:00 | 0.229 | 0.726 | 0.589 | 0.121 | 0.204 | 0.042 | 0.463 | 0.719 | 0.218 | 0.857 | 0.581 | 0.927 | 0.236
1047 | 2004-02-13 | 15:00 | 0.11 | 0.312 | 0.199 | 0.023 | 0.507 | 0.001 | 0.152 | 0.452 | 0.069 | 0.639 | 0.501 | 0.795 | 0.283
1048 | 2004-02-13 | 16:00 | 0.003 | 0.076 |  | 0.013 | 0.202 |  |  | 0.122 | 0.001 | 0.305 | 0.385 | 0.591 | 0.229
1049 | 2004-02-13 | 17:00 |  | 0.004 |  |  | 0.025 | SPP: 0.005; NWP: 0.081; RA: 0.323; CNV: 0.188
1050 | 2004-02-13 | 18:00 | [5 empty] | NWP: 0.125; RA: 0.004; CNV: 0.039
1051 | 2004-02-13 | 19:00
1052 | 2004-02-13 | 20:00
1053 | 2004-02-13 | 21:00
1054 | 2004-02-13 | 22:00
1055 | 2004-02-13 | 23:00
1056 | 2004-02-14 | 00:00
1057 | 2004-02-14 | 01:00
1058 | 2004-02-14 | 02:00
1059 | 2004-02-14 | 03:00
1060 | 2004-02-14 | 04:00
1061 | 2004-02-14 | 05:00
1062 | 2004-02-14 | 06:00 | [5 empty] | NY: 0.002; NE: 0.168; FL: 0.005; STV: 0.019
1063 | 2004-02-14 | 07:00 | 0.054 |  | 0.004 | 0.036 |  | 0.211 | 0.235 | 0.308 | 0.383 | 0.035
1064 | 2004-02-14 | 08:00 | 0.427 | 0.002 | 0.036 | 0.387 | 0.028 | 0.458 | 0.52 | 0.605 | 0.692 | 0.418 |  | 0.154
1065 | 2004-02-14 | 09:00 | 0.687 | 0.028 | 0.396 | 0.668 | 0.411 | 0.225 | 0.282 | 0.807 | 0.91 | 0.711 |  | 0.506
1066 | 2004-02-14 | 10:00 | 0.848 | 0.324 | 0.74 | 0.718 | 0.724 | 0.189 | 0.411 | 0.937 | 1.04 | 0.841 | 0.005 | 0.744 | 0.068
1067 | 2004-02-14 | 11:00 | 0.917 | 0.262 | 0.637 | 0.869 | 0.976 | 0.291 | 0.19 | 0.977 | 1.086 | 0.937 | 0.018 | 0.895 | 0.262
1068 | 2004-02-14 | 12:00 | 0.914 | 0.286 | 0.773 | 0.765 | 0.943 | 0.241 | 0.145 | 0.941 | 1.044 | 0.921 | 0.308 | 0.968 | 0.56
1069 | 2004-02-14 | 13:00 | 0.853 | 0.339 | 0.552 | 0.562 | 1.054 | 0.218 | 0.179 | 0.831 | 0.932 | 0.919 | 0.365 | 0.963 | 0.705
1070 | 2004-02-14 | 14:00 | 0.674 | 0.301 | 0.442 | 0.406 | 0.392 | 0.166 | 0.071 | 0.644 | 0.736 | 0.81 | 0.746 | 0.944 | 0.663
1071 | 2004-02-14 | 15:00 | 0.422 | 0.071 | 0.211 | 0.12 | 0.418 | 0.005 |  | 0.347 | 0.46 | 0.596 | 0.586 | 0.805 | 0.537
1072 | 2004-02-14 | 16:00 | 0.104 | 0.019 |  | 0.003 | 0.468 |  |  | 0.051 | 0.119 | 0.139 | 0.314 | 0.629 | 0.481
1073 | 2004-02-14 | 17:00 |  | 0.001 |  |  | 0.178 | NWP: 0.171; RA: 0.357; CNV: 0.257
1074 | 2004-02-14 | 18:00 | [5 empty] | NWP: 0.015; RA: 0.01; CNV: 0.123
1075 | 2004-02-14 | 19:00
1076 | 2004-02-14 | 20:00
1077 | 2004-02-14 | 21:00
1078 | 2004-02-14 | 22:00
1079 | 2004-02-14 | 23:00
1080 | 2004-02-15 | 00:00
1081 | 2004-02-15 | 01:00
1082 | 2004-02-15 | 02:00
1083 | 2004-02-15 | 03:00
1084 | 2004-02-15 | 04:00
1085 | 2004-02-15 | 05:00
1086 | 2004-02-15 | 06:00 |  |  | 0.001 |  |  | NE: 0.03; FL: 0.001; STV: 0.019
1087 | 2004-02-15 | 07:00 | 0.008 |  | 0.368 | 0.098 |  | 0.278 | 0.373 | 0.306 | 0.336 | 0.001
1088 | 2004-02-15 | 08:00 | 0.139 | 0.026 | 0.71 | 0.424 | 0.001 | 0.572 | 0.633 | 0.506 | 0.656 | 0.125 |  | 0.002
1089 | 2004-02-15 | 09:00 | 0.448 | 0.307 | 0.913 | 0.661 | 0.195 | 0.712 | 0.806 | 0.722 | 0.602 | 0.479 |  | 0.238 | 0.104
1090 | 2004-02-15 | 10:00 | 0.522 | 0.737 | 1.014 | 0.627 | 0.295 | 0.393 | 0.884 | 0.895 | 0.627 | 0.681 | 0.003 | 0.545 | 0.32
1091 | 2004-02-15 | 11:00 | 0.544 | 0.843 | 1.085 | 0.771 | 0.227 | 0.344 | 0.854 | 0.891 | 0.383 | 0.965 | 0.144 | 0.627 | 0.654
1092 | 2004-02-15 | 12:00 | 0.438 | 0.875 | 1.028 | 0.634 | 0.431 | 0.999 | 0.791 | 0.864 | 0.516 | 0.983 | 0.177 | 0.78 | 0.792
1093 | 2004-02-15 | 13:00 | 0.268 | 0.807 | 0.883 | 0.351 | 0.669 | 0.654 | 0.613 | 0.75 | 0.32 | 0.772 | 0.179 | 0.895 | 0.896
1094 | 2004-02-15 | 14:00 | 0.166 | 0.771 | 0.657 | 0.293 | 0.742 | 0.323 | 0.357 | 0.609 | 0.285 | 0.752 | 0.217 | 0.949 | 0.874
1095 | 2004-02-15 | 15:00 | 0.085 | 0.599 | 0.345 | 0.153 | 0.482 | 0.124 | 0.028 | 0.312 | 0.192 | 0.565 | 0.214 | 0.836 | 0.816
1096 | 2004-02-15 | 16:00 | 0.004 | 0.346 | 0.006 | 0.003 | 0.334 |  |  | 0.074 | 0.009 | 0.288 | 0.197 | 0.661 | 0.654
1097 | 2004-02-15 | 17:00 |  | 0.088 |  |  | 0.036 | SPP: 0.002; NWP: 0.005; RA: 0.382; CNV: 0.474
1098 | 2004-02-15 | 18:00 | [5 empty] | NWP: 0.002; RA: 0.01; CNV: 0.185
1099 | 2004-02-15 | 19:00
1100 | 2004-02-15 | 20:00
1101 | 2004-02-15 | 21:00
1102 | 2004-02-15 | 22:00
1103 | 2004-02-15 | 23:00
1104 | 2004-02-16 | 00:00
1105 | 2004-02-16 | 01:00
1106 | 2004-02-16 | 02:00
1107 | 2004-02-16 | 03:00
1108 | 2004-02-16 | 04:00
1109 | 2004-02-16 | 05:00
1110 | 2004-02-16 | 06:00 |  |  | 0.002 |  |  | NE: 0.151; STV: 0.014
1111 | 2004-02-16 | 07:00 | 0.217 |  | 0.118 | 0.002 |  | NY: 0.084; NE: 0.477; FL: 0.189; STV: 0.355
1112 | 2004-02-16 | 08:00 | 0.534 | 0.014 | 0.01 | 0.484 | 0.232 | 0.084 | 0.725 | 0.461 | 0.621 | 0.007
1113 | 2004-02-16 | 09:00 | 0.786 | 0.187 | 0.166 | 0.774 | 0.556 | 0.262 | 0.899 | 0.705 | 0.814 | 0.241 | 0.001 |  | 0.176
1114 | 2004-02-16 | 10:00 | 0.942 | 0.221 | 0.181 | 0.977 | 0.803 | 0.304 | 0.982 | 0.74 | 0.925 | 0.579 | 0.221 | 0.055 | 0.47
1115 | 2004-02-16 | 11:00 | 0.954 | 0.324 | 0.224 | 1.083 | 0.949 | 0.302 | 0.986 | 0.462 | 0.966 | 0.827 | 0.054 | 0.027 | 0.701
1116 | 2004-02-16 | 12:00 | 0.919 | 0.331 | 0.192 | 1.115 | 1.033 | 0.305 | 0.904 | 0.768 | 0.944 | 0.736 | 0.122 | 0.074 | 0.848
1117 | 2004-02-16 | 13:00 | 0.89 | 0.372 | 0.203 | 0.67 | 0.958 | 0.197 | 0.737 | 0.777 | 0.797 | 0.562 | 0.35 | 0.071 | 0.928
1118 | 2004-02-16 | 14:00 | 0.665 | 0.357 | 0.082 | 0.263 | 0.879 | 0.151 | 0.492 | 0.458 | 0.631 | 0.477 | 0.385 | 0.067 | 0.929
1119 | 2004-02-16 | 15:00 | 0.454 | 0.41 | 0.004 | 0.342 | 0.732 | 0.018 | 0.179 | 0.309 | 0.383 | 0.263 | 0.471 | 0.004 | 0.877
1120 | 2004-02-16 | 16:00 | 0.115 | 0.103 |  | 0.013 | 0.504 |  |  | 0.027 | 0.052 | 0.014 | 0.419 | 0.001 | 0.753
1121 | 2004-02-16 | 17:00 |  | 0.095 |  |  | 0.192 | NWP: 0.257; CNV: 0.541
1122 | 2004-02-16 | 18:00 | [5 empty] | NWP: 0.147; CNV: 0.27
1123 | 2004-02-16 | 19:00 | [5 empty] | CNV: 0.001
1124 | 2004-02-16 | 20:00
1125 | 2004-02-16 | 21:00
1126 | 2004-02-16 | 22:00
1127 | 2004-02-16 | 23:00
1128 | 2004-02-17 | 00:00
1129 | 2004-02-17 | 01:00
1130 | 2004-02-17 | 02:00
1131 | 2004-02-17 | 03:00
1132 | 2004-02-17 | 04:00
1133 | 2004-02-17 | 05:00
1134 | 2004-02-17 | 06:00 | [5 empty] | NY: 0.004; NE: 0.192
1135 | 2004-02-17 | 07:00 | 0.124 | 0.005 | 0.063 | 0.114 |  | 0.01 | 0.524 | 0.023 | 0.024 | 0.011
1136 | 2004-02-17 | 08:00 | 0.429 | 0.274 | 0.222 | 0.541 | 0.201 | 0.206 | 0.8 | 0.189 | 0.171 | 0.381 |  | 0.002
1137 | 2004-02-17 | 09:00 | 0.7 | 0.404 | 0.451 | 0.846 | 0.506 | 0.31 | 0.97 | 0.215 | 0.453 | 0.615 |  | 0.2 | 0.089
1138 | 2004-02-17 | 10:00 | 0.88 | 0.436 | 0.532 | 1.053 | 0.777 | 0.231 | 1.054 | 0.298 | 0.767 | 0.845 | 0.002 | 0.671 | 0.205
1139 | 2004-02-17 | 11:00 | 0.961 | 0.627 | 0.754 | 1.158 | 0.924 | 0.797 | 1.043 | 0.258 | 0.928 | 0.936 | 0.096 | 0.717 | 0.131
1140 | 2004-02-17 | 12:00 | 0.936 | 0.94 | 0.508 | 1.165 | 0.931 | 0.8 | 0.939 | 0.505 | 0.72 | 0.968 | 0.265 | 0.84 | 0.376
1141 | 2004-02-17 | 13:00 | 0.718 | 0.909 | 0.621 | 1.079 | 0.686 | 0.613 | 0.746 | 0.376 | 0.739 | 0.872 | 0.396 | 0.735 | 0.661
1142 | 2004-02-17 | 14:00 | 0.675 | 0.555 | 0.448 | 0.896 | 0.486 | 0.28 | 0.481 | 0.295 | 0.577 | 0.787 | 0.53 | 0.96 | 0.787
1143 | 2004-02-17 | 15:00 | 0.248 | 0.413 | 0.208 | 0.569 | 0.515 | 0.138 | 0.175 | 0.251 | 0.378 | 0.54 | 0.633 | 0.753 | 0.94
1144 | 2004-02-17 | 16:00 | 0.001 | 0.188 |  | 0.197 | 0.132 |  |  | 0.019 | 0.1 | 0.207 | 0.202 | 0.69 | 0.578
1145 | 2004-02-17 | 17:00 |  | 0.004 |  |  | 0.013 | NWP: 0.006; RA: 0.39; CNV: 0.445
1146 | 2004-02-17 | 18:00 | [5 empty] | NWP: 0.003; RA: 0.015; CNV: 0.159
1147 | 2004-02-17 | 19:00
1148 | 2004-02-17 | 20:00
1149 | 2004-02-17 | 21:00
1150 | 2004-02-17 | 22:00
1151 | 2004-02-17 | 23:00
1152 | 2004-02-18 | 00:00
1153 | 2004-02-18 | 01:00
1154 | 2004-02-18 | 02:00
1155 | 2004-02-18 | 03:00
1156 | 2004-02-18 | 04:00
1157 | 2004-02-18 | 05:00
1158 | 2004-02-18 | 06:00 |  |  | 0.099 |  |  | NY: 0.004; NE: 0.003; FL: 0.005; STV: 0.006
1159 | 2004-02-18 | 07:00 | 0.006 | 0.001 | 0.458 |  |  | 0.129 | 0.26 | 0.359 | 0.238 | 0.002
1160 | 2004-02-18 | 08:00 | 0.096 | 0.22 | 0.735 | 0.005 | 0.002 | 0.142 | 0.336 | 0.547 | 0.622 | 0.09 |  | 0.133
1161 | 2004-02-18 | 09:00 | 0.169 | 0.54 | 0.846 | 0.149 | 0.095 | 0.257 | 0.462 | 0.559 | 0.797 | 0.138 |  | 0.505 | 0.001
1162 | 2004-02-18 | 10:00 | 0.601 | 0.855 | 0.906 | 0.311 | 0.114 | 0.387 | 0.876 | 0.723 | 0.914 | 0.304 | 0.015 | 0.763 | 0.07
1163 | 2004-02-18 | 11:00 | 0.213 | 1.006 | 0.896 | 0.392 | 0.205 | 0.563 | 0.591 | 0.554 | 0.953 | 0.167 | 0.094 | 0.93 | 0.208
1164 | 2004-02-18 | 12:00 | 0.387 | 1.052 | 0.866 | 0.569 | 0.232 | 0.192 | 0.472 | 0.503 | 0.917 | 0.232 | 0.23 | 0.99 | 0.418
1165 | 2004-02-18 | 13:00 | 0.29 | 0.98 | 0.646 | 0.663 | 0.252 | 0.193 | 0.289 | 0.703 | 0.817 | 0.189 | 0.22 | 1.027 | 0.417
1166 | 2004-02-18 | 14:00 | 0.205 | 0.876 | 0.575 | 0.651 | 0.086 | 0.17 | 0.306 | 0.262 | 0.648 | 0.219 | 0.097 | 0.981 | 0.722
1167 | 2004-02-18 | 15:00 | 0.102 | 0.739 | 0.193 | 0.406 | 0.166 | 0.005 | 0.026 | 0.184 | 0.414 | 0.123 | 0.237 | 0.887 | 0.893
1168 | 2004-02-18 | 16:00 | 0.003 | 0.409 | 0.005 | 0.203 | 0.088 |  |  | 0.076 | 0.109 | 0.026 | 0.194 | 0.661 | 0.735
1169 | 2004-02-18 | 17:00 |  | 0.14 |  |  |  | NWP: 0.097; RA: 0.379; CNV: 0.528
1170 | 2004-02-18 | 18:00 | [5 empty] | NWP: 0.008; RA: 0.011; CNV: 0.272
1171 | 2004-02-18 | 19:00 | [5 empty] | CNV: 0.001
1172 | 2004-02-18 | 20:00
1173 | 2004-02-18 | 21:00
1174 | 2004-02-18 | 22:00
1175 | 2004-02-18 | 23:00
1176 | 2004-02-19 | 00:00
1177 | 2004-02-19 | 01:00
1178 | 2004-02-19 | 02:00
1179 | 2004-02-19 | 03:00
1180 | 2004-02-19 | 04:00
1181 | 2004-02-19 | 05:00
1182 | 2004-02-19 | 06:00 | [5 empty] | NE: 0.008; FL: 0.017; STV: 0.019
1183 | 2004-02-19 | 07:00 | 0.2 |  | 0.039 | 0.003 |  | 0.076 | 0.241 | 0.328 | 0.349 | 0.012
1184 | 2004-02-19 | 08:00 | 0.589 | 0.005 | 0.015 | 0.396 | 0.003 | 0.187 | 0.734 | 0.587 | 0.604 | 0.36 |  | 0.132
1185 | 2004-02-19 | 09:00 | 0.847 | 0.567 | 0.165 | 0.61 | 0.106 | 0.273 | 0.743 | 0.768 | 0.682 | 0.586 |  | 0.483 | 0.127
1186 | 2004-02-19 | 10:00 | 0.893 | 0.777 | 0.265 | 1.071 | 0.206 | 0.446 | 0.86 | 0.903 | 0.666 | 0.747 | 0.016 | 0.752 | 0.427
1187 | 2004-02-19 | 11:00 | 0.985 | 0.87 | 0.142 | 1.181 | 0.288 | 0.633 | 0.699 | 0.887 | 0.135 | 0.832 | 0.017 | 0.85 | 0.685
1188 | 2004-02-19 | 12:00 | 0.859 | 0.832 | 0.311 | 1.179 | 0.284 | 0.693 | 0.851 | 0.877 | 0.226 | 0.724 | 0.195 | 1.014 | 0.836
1189 | 2004-02-19 | 13:00 | 0.979 | 0.909 | 0.204 | 1.131 | 0.304 | 0.425 | 0.678 | 0.803 | 0.249 | 0.631 | 0.241 | 1.061 | 0.971
1190 | 2004-02-19 | 14:00 | 0.834 | 0.816 | 0.036 | 0.946 | 0.271 | 0.3 | 0.48 | 0.571 | 0.156 | 0.567 | 0.103 | 1.005 | 0.938
1191 | 2004-02-19 | 15:00 | 0.551 | 0.656 | 0.026 | 0.674 | 0.197 | 0.059 | 0.144 | 0.27 | 0.091 | 0.276 | 0.241 | 0.729 | 0.897
1192 | 2004-02-19 | 16:00 | 0.228 | 0.391 |  | 0.314 | 0.097 |  |  | 0.043 | 0.001 | 0.11 | 0.2 | 0.368 | 0.766
1193 | 2004-02-19 | 17:00 |  | 0.125 |  | 0.001 | 0.001 | NWP: 0.009; RA: 0.024; CNV: 0.532
1194 | 2004-02-19 | 18:00 | [5 empty] | NWP: 0.007; CNV: 0.243
1195 | 2004-02-19 | 19:00
1196 | 2004-02-19 | 20:00
1197 | 2004-02-19 | 21:00
1198 | 2004-02-19 | 22:00
1199 | 2004-02-19 | 23:00
1200 | 2004-02-20 | 00:00
1201 | 2004-02-20 | 01:00
1202 | 2004-02-20 | 02:00
1203 | 2004-02-20 | 03:00
1204 | 2004-02-20 | 04:00
1205 | 2004-02-20 | 05:00
1206 | 2004-02-20 | 06:00 | [5 empty] | NE: 0.198; FL: 0.001
1207 | 2004-02-20 | 07:00 | 0.266 | 0.013 | 0.027 | 0.207 |  | NY: 0.035; NE: 0.545; FL: 0.038; STV: 0.035
1208 | 2004-02-20 | 08:00 | 0.59 | 0.294 | 0.183 | 0.584 | 0.137 | 0.144 | 0.832 | 0.187 | 0.182 | 0.027 |  | 0.037
1209 | 2004-02-20 | 09:00 | 0.844 | 0.549 | 0.401 | 0.891 | 0.541 | 0.271 | 1.022 | 0.411 | 0.262 | 0.233 | 0.003 | 0.238 | 0.061
1210 | 2004-02-20 | 10:00 | 0.977 | 0.76 | 0.518 | 1.093 | 0.5 | 0.254 | 1.119 | 0.286 | 0.296 | 0.235 | 0.182 | 0.473 | 0.305
1211 | 2004-02-20 | 11:00 | 1.058 | 0.898 | 0.937 | 1.218 | 0.114 | 0.399 | 1.115 | 0.44 | 0.358 | 0.239 | 0.422 | 0.571 | 0.636
1212 | 2004-02-20 | 12:00 | 1.041 | 0.923 | 0.935 | 1.217 | 0.212 | 0.351 | 1.003 | 0.361 | 0.319 | 0.298 | 0.583 | 1.067 | 0.753
1213 | 2004-02-20 | 13:00 | 0.986 | 0.909 | 0.784 | 1.129 | 0.262 | 0.322 | 0.811 | 0.565 | 0.276 | 0.282 | 0.926 | 0.708 | 0.66
1214 | 2004-02-20 | 14:00 | 0.819 | 0.831 | 0.516 | 0.923 | 0.188 | 0.187 | 0.524 | 0.497 | 0.215 | 0.262 | 1.052 | 0.616 | 0.579
1215 | 2004-02-20 | 15:00 | 0.568 | 0.685 | 0.286 | 0.642 | 0.237 | 0.032 | 0.189 | 0.271 | 0.081 | 0.193 | 0.849 | 0.844 | 0.277
1216 | 2004-02-20 | 16:00 | 0.213 | 0.455 | 0.001 | 0.315 | 0.2 |  |  | 0.052 | 0.002 | 0.086 | 0.807 | 0.532 | 0.334
1217 | 2004-02-20 | 17:00 |  | 0.172 |  | 0.001 | 0.002 | NWP: 0.356; RA: 0.224; CNV: 0.08
1218 | 2004-02-20 | 18:00 | [5 empty] | NWP: 0.17; RA: 0.001; CNV: 0.012
1219 | 2004-02-20 | 19:00 | [5 empty] | NWP: 0.006
1220 | 2004-02-20 | 20:00
1221 | 2004-02-20 | 21:00
1222 | 2004-02-20 | 22:00
1223 | 2004-02-20 | 23:00
1224 | 2004-02-21 | 00:00
1225 | 2004-02-21 | 01:00
1226 | 2004-02-21 | 02:00
1227 | 2004-02-21 | 03:00
1228 | 2004-02-21 | 04:00
1229 | 2004-02-21 | 05:00
1230 | 2004-02-21 | 06:00 |  |  | 0.074 |  |  | NY: 0.001; FL: 0.001
1231 | 2004-02-21 | 07:00 | 0.156 | 0.015 | 0.421 | 0.202 |  | NY: 0.118; NE: 0.027; FL: 0.077; STV: 0.085
1232 | 2004-02-21 | 08:00 | 0.168 | 0.286 | 0.695 | 0.57 | 0.001 | 0.283 | 0.194 | 0.049 | 0.084 | 0.046
1233 | 2004-02-21 | 09:00 | 0.142 | 0.615 | 0.829 | 0.88 | 0.032 | 0.38 | 0.398 | 0.212 | 0.265 | 0.212 | 0.011 | 0.001 | 0.051
1234 | 2004-02-21 | 10:00 | 0.239 | 0.805 | 0.87 | 1.088 | 0.25 | 0.398 | 0.31 | 0.314 | 0.31 | 0.266 | 0.326 | 0.116 | 0.377
1235 | 2004-02-21 | 11:00 | 0.276 | 0.947 | 0.812 | 1.186 | 0.214 | 0.441 | 0.596 | 0.165 | 0.17 | 0.166 | 0.494 | 0.105 | 0.647
1236 | 2004-02-21 | 12:00 | 0.254 | 0.969 | 0.901 | 1.19 | 0.235 | 0.367 | 0.286 | 0.305 | 0.335 | 0.341 | 0.726 | 0.235 | 0.834
1237 | 2004-02-21 | 13:00 | 0.219 | 0.944 | 0.779 | 1.096 | 0.267 | 0.301 | 0.325 | 0.304 | 0.279 | 0.302 | 0.537 | 0.82 | 0.891
1238 | 2004-02-21 | 14:00 | 0.453 | 0.867 | 0.582 | 0.923 | 0.267 | 0.221 | 0.007 | 0.081 | 0.211 | 0.147 | 0.656 | 0.527 | 0.947
1239 | 2004-02-21 | 15:00 | 0.215 | 0.7 | 0.314 | 0.667 | 0.514 | 0.029 | 0.002 | 0.111 | 0.107 | 0.209 | 0.642 | 0.169 | 0.866
1240 | 2004-02-21 | 16:00 | 0.002 | 0.46 | 0.002 | 0.325 | 0.163 |  |  | 0.003 | 0.002 | 0.047 | 0.566 | 0.277 | 0.709
1241 | 2004-02-21 | 17:00 |  | 0.18 |  | 0.002 | 0.096 | NWP: 0.471; RA: 0.149; CNV: 0.482
1242 | 2004-02-21 | 18:00 | [5 empty] | NWP: 0.159; CNV: 0.213
1243 | 2004-02-21 | 19:00
1244 | 2004-02-21 | 20:00
1245 | 2004-02-21 | 21:00
1246 | 2004-02-21 | 22:00
1247 | 2004-02-21 | 23:00
1248 | 2004-02-22 | 00:00
1249 | 2004-02-22 | 01:00
1250 | 2004-02-22 | 02:00
1251 | 2004-02-22 | 03:00
1252 | 2004-02-22 | 04:00
1253 | 2004-02-22 | 05:00
1254 | 2004-02-22 | 06:00 |  |  | 0.001 |  |  | NY: 0.002; NE: 0.001; FL: 0.001
1255 | 2004-02-22 | 07:00 | 0.001 | 0.001 | 0.014 | 0.061 |  | NY: 0.141; NE: 0.103; FL: 0.095; STV: 0.044
1256 | 2004-02-22 | 08:00 | 0.271 | 0.24 | 0.036 | 0.245 | 0.001 | 0.273 | 0.223 | 0.299 | 0.191 | 0.057
1257 | 2004-02-22 | 09:00 | 0.48 | 0.57 | 0.223 | 0.408 | 0.221 | 0.395 | 0.397 | 0.307 | 0.258 | 0.206 |  | 0.009 | 0.199
1258 | 2004-02-22 | 10:00 | 1.015 | 0.771 | 0.349 | 0.271 | 0.602 | 0.436 | 0.608 | 0.474 | 0.311 | 0.309 | 0.075 | 0.111 | 0.5
1259 | 2004-02-22 | 11:00 | 1.009 | 0.909 | 0.383 | 0.155 | 0.935 | 0.414 | 1.07 | 0.463 | 0.338 | 0.307 | 0.211 | 0.812 | 0.733
1260 | 2004-02-22 | 12:00 | 0.979 | 0.931 | 0.343 | 0.24 | 1.037 | 0.419 | 0.99 | 0.506 | 0.32 | 0.367 | 0.45 | 0.348 | 0.883
1261 | 2004-02-22 | 13:00 | 0.857 | 0.915 | 0.444 | 0.485 | 0.966 | 0.366 | 0.847 | 0.533 | 0.267 | 0.345 | 0.562 | 0.851 | 0.953
1262 | 2004-02-22 | 14:00 | 0.701 | 0.847 | 0.309 | 0.201 | 0.845 | 0.264 | 0.569 | 0.69 | 0.1 | 0.276 | 0.487 | 1.131 | 0.947
1263 | 2004-02-22 | 15:00 | 0.447 | 0.688 | 0.088 | 0.113 | 0.651 | 0.06 | 0.216 | 0.276 | 0.074 | 0.21 | 0.584 | 0.862 | 0.885
1264 | 2004-02-22 | 16:00 | 0.207 | 0.453 | 0.001 | 0.004 | 0.412 |  |  | 0.012 | 0.004 | 0.052 | 0.706 | 0.596 | 0.753
1265 | 2004-02-22 | 17:00 |  | 0.172 |  |  | 0.075 | NWP: 0.593; RA: 0.396; CNV: 0.55
1266 | 2004-02-22 | 18:00 | [5 empty] | NWP: 0.319; RA: 0.033; CNV: 0.284
1267 | 2004-02-22 | 19:00 | [5 empty] | NWP: 0.008; CNV: 0.003
1268 | 2004-02-22 | 20:00
1269 | 2004-02-22 | 21:00
1270 | 2004-02-22 | 22:00
1271 | 2004-02-22 | 23:00
1272 | 2004-02-23 | 00:00
1273 | 2004-02-23 | 01:00
1274 | 2004-02-23 | 02:00
1275 | 2004-02-23 | 03:00
1276 | 2004-02-23 | 04:00
1277 | 2004-02-23 | 05:00
1278 | 2004-02-23 | 06:00 |  |  | 0.058 |  |  | NY: 0.005; NE: 0.269; FL: 0.01; STV: 0.021
1279 | 2004-02-23 | 07:00 | 0.001 | 0.004 | 0.201 |  |  | 0.34 | 0.637 | 0.338 | 0.358 | 0.001
1280 | 2004-02-23 | 08:00 | 0.005 | 0.236 | 0.583 | 0.086 | 0.187 | 0.638 | 0.935 | 0.625 | 0.651 | 0.128 |  | 0.11
1281 | 2004-02-23 | 09:00 | 0.264 | 0.606 | 0.853 | 0.252 | 0.486 | 0.894 | 1.106 | 0.828 | 0.833 | 0.244 | 0.002 | 0.238 | 0.19
1282 | 2004-02-23 | 10:00 | 0.27 | 0.638 | 0.842 | 0.364 | 0.661 | 0.946 | 1.191 | 0.966 | 0.936 | 0.431 | 0.27 | 0.366 | 0.484
1283 | 2004-02-23 | 11:00 | 0.121 | 0.698 | 1.011 | 0.427 | 0.848 | 0.996 | 1.177 | 1.018 | 0.902 | 0.602 | 0.487 | 0.497 | 0.72
1284 | 2004-02-23 | 12:00 | 0.136 | 0.909 | 0.943 | 0.506 | 0.835 | 1.01 | 1.083 | 0.98 | 0.959 | 0.732 | 0.488 | 0.805 | 0.869
1285 | 2004-02-23 | 13:00 | 0.271 | 0.877 | 0.846 | 0.345 | 0.627 | 0.88 | 0.895 | 0.825 | 0.849 | 0.833 | 0.468 | 0.969 | 0.948
1286 | 2004-02-23 | 14:00 | 0.04 | 0.864 | 0.672 | 0.259 | 0.586 | 0.64 | 0.606 | 0.635 | 0.713 | 0.818 | 0.449 | 0.507 | 0.954
1287 | 2004-02-23 | 15:00 | 0.01 | 0.656 | 0.363 | 0.119 | 0.345 | 0.281 | 0.255 | 0.385 | 0.445 | 0.678 | 0.575 | 0.786 | 0.832
1288 | 2004-02-23 | 16:00 | 0.004 | 0.379 | 0.015 | 0.004 | 0.24 | 0.003 |  | 0.07 | 0.132 | 0.38 | 0.276 | 0.379 | 0.664
1289 | 2004-02-23 | 17:00 |  | 0.146 |  |  | 0.074 | SPP: 0.047; NWP: 0.238; RA: 0.031; CNV: 0.358
1290 | 2004-02-23 | 18:00 | [5 empty] | NWP: 0.014; CNV: 0.158
1291 | 2004-02-23 | 19:00
1292 | 2004-02-23 | 20:00
1293 | 2004-02-23 | 21:00
1294 | 2004-02-23 | 22:00
1295 | 2004-02-23 | 23:00
1296 | 2004-02-24 | 00:00
1297 | 2004-02-24 | 01:00
1298 | 2004-02-24 | 02:00
1299 | 2004-02-24 | 03:00
1300 | 2004-02-24 | 04:00
1301 | 2004-02-24 | 05:00
1302 | 2004-02-24 | 06:00 |  |  | 0.103 |  |  | NY: 0.01; NE: 0.27; FL: 0.003; STV: 0.008
1303 | 2004-02-24 | 07:00 | 0.01 | 0.008 | 0.452 | 0.001 |  | 0.224 | 0.613 | 0.224 | 0.336 | 0.09
1304 | 2004-02-24 | 08:00 | 0.168 | 0.31 | 0.737 | 0.135 | 0.252 | 0.797 | 0.863 | 0.652 | 0.587 | 0.445 |  | 0.004
1305 | 2004-02-24 | 09:00 | 0.261 | 0.574 | 0.926 | 0.21 | 0.569 | 0.956 | 1.035 | 0.826 | 0.821 | 0.728 | 0.002 | 0.216 | 0.017
1306 | 2004-02-24 | 10:00 | 0.298 | 0.727 | 1.036 | 0.4 | 0.809 | 1.05 | 1.133 | 0.988 | 0.94 | 0.919 | 0.361 | 0.634 | 0.31
1307 | 2004-02-24 | 11:00 | 0.304 | 0.757 | 1.067 | 0.788 | 0.968 | 1.101 | 1.138 | 1.031 | 0.983 | 1.021 | 0.659 | 1.033 | 0.527
1308 | 2004-02-24 | 12:00 | 0.332 | 0.786 | 1.011 | 0.999 | 1.033 | 0.821 | 0.996 | 1.004 | 0.946 | 1.044 | 0.848 | 1.133 | 0.644
1309 | 2004-02-24 | 13:00 | 0.422 | 0.882 | 0.824 | 0.994 | 1.019 | 0.867 | 0.792 | 0.891 | 0.844 | 0.983 | 0.954 | 1.18 | 0.578
1310 | 2004-02-24 | 14:00 | 0.41 | 0.817 | 0.622 | 0.818 | 0.921 | 0.382 | 0.437 | 0.708 | 0.662 | 0.852 | 0.985 | 1.131 | 0.715
1311 | 2004-02-24 | 15:00 | 0.305 | 0.719 | 0.219 | 0.419 | 0.756 | 0.113 | 0.137 | 0.45 | 0.396 | 0.563 | 0.944 | 0.985 | 0.66
1312 | 2004-02-24 | 16:00 | 0.014 | 0.445 |  | 0.178 | 0.508 |  |  | 0.13 | 0.058 | 0.251 | 0.831 | 0.762 | 0.679
1313 | 2004-02-24 | 17:00 |  | 0.158 |  |  | 0.193 | SPP: 0.011; NWP: 0.627; RA: 0.439; CNV: 0.513
1314 | 2004-02-24 | 18:00 | [5 empty] | NWP: 0.345; RA: 0.015; CNV: 0.25
1315 | 2004-02-24 | 19:00 | [5 empty] | NWP: 0.013; CNV: 0.001
1316 | 2004-02-24 | 20:00
1317 | 2004-02-24 | 21:00
1318 | 2004-02-24 | 22:00
1319 | 2004-02-24 | 23:00
1320 | 2004-02-25 | 00:00
1321 | 2004-02-25 | 01:00
1322 | 2004-02-25 | 02:00
1323 | 2004-02-25 | 03:00
1324 | 2004-02-25 | 04:00
1325 | 2004-02-25 | 05:00
1326 | 2004-02-25 | 06:00 | [5 empty] | NE: 0.001; FL: 0.046; STV: 0.017
1327 | 2004-02-25 | 07:00 | 0.092 | 0.018 | 0.123 | 0.133 |  | NY: 0.062; NE: 0.039; FL: 0.417; STV: 0.345
1328 | 2004-02-25 | 08:00 | 0.464 | 0.365 | 0.195 | 0.499 | 0.244 | 0.194 | 0.042 | 0.729 | 0.479 | 0.017 |  | 0.091
1329 | 2004-02-25 | 09:00 | 0.689 | 0.657 | 0.236 | 0.785 | 0.558 | 0.288 | 0.279 | 0.943 | 0.755 | 0.485 | 0.002 | 0.331 | 0.052
1330 | 2004-02-25 | 10:00 | 0.864 | 0.847 | 0.248 | 0.979 | 0.806 | 0.357 | 0.274 | 1.069 | 0.819 | 0.773 | 0.221 | 0.599 | 0.316
1331 | 2004-02-25 | 11:00 | 0.709 | 0.988 | 0.284 | 1.068 | 0.967 | 0.362 | 0.204 | 1.112 | 0.861 | 0.935 | 0.409 | 0.914 | 0.496
1332 | 2004-02-25 | 12:00 | 0.306 | 1.059 | 0.287 | 1.081 | 1.021 | 0.353 | 0.289 | 1.081 | 0.862 | 0.943 | 0.641 | 1.023 | 0.64
1333 | 2004-02-25 | 13:00 | 0.239 | 1.015 | 0.288 | 1.005 | 0.992 | 0.292 | 0.196 | 0.97 | 0.609 | 0.929 | 0.807 | 1.045 | 0.868
1334 | 2004-02-25 | 14:00 | 0.2 | 0.902 | 0.185 | 0.847 | 0.888 | 0.203 | 0.017 | 0.778 | 0.53 | 0.762 | 0.872 | 0.98 | 0.926
1335 | 2004-02-25 | 15:00 | 0.025 | 0.743 | 0.045 | 0.596 | 0.665 | 0.041 | 0.006 | 0.495 | 0.199 | 0.553 | 0.834 | 0.862 | 0.86
1336 | 2004-02-25 | 16:00 |  | 0.49 |  | 0.281 | 0.378 |  |  | 0.164 | 0.053 | 0.238 | 0.715 | 0.663 | 0.673
1337 | 2004-02-25 | 17:00 |  | 0.193 |  | 0.001 | 0.005 | SPP: 0.002; NWP: 0.561; RA: 0.389; CNV: 0.467
1338 | 2004-02-25 | 18:00 | [5 empty] | NWP: 0.298; RA: 0.005; CNV: 0.204
1339 | 2004-02-25 | 19:00 | [5 empty] | NWP: 0.005
1340 | 2004-02-25 | 20:00
1341 | 2004-02-25 | 21:00
1342 | 2004-02-25 | 22:00
1343 | 2004-02-25 | 23:00
1344 | 2004-02-26 | 00:00
1345 | 2004-02-26 | 01:00
1346 | 2004-02-26 | 02:00
1347 | 2004-02-26 | 03:00
1348 | 2004-02-26 | 04:00
1349 | 2004-02-26 | 05:00
1350 | 2004-02-26 | 06:00 |  |  | 0.044 |  |  | NY: 0.003; NE: 0.064; FL: 0.034
1351 | 2004-02-26 | 07:00 | 0.003 | 0.009 | 0.404 | 0.197 |  | 0.132 | 0.398 | 0.396 | 0.159 | 0.012
1352 | 2004-02-26 | 08:00 | 0.114 | 0.352 | 0.618 | 0.516 | 0.007 | 0.432 | 0.768 | 0.67 | 0.211 | 0.274 |  | 0.006
1353 | 2004-02-26 | 09:00 | 0.223 | 0.586 | 0.944 | 0.722 | 0.055 | 0.788 | 0.948 | 0.871 | 0.34 | 0.324 |  | 0.029 | 0.02
1354 | 2004-02-26 | 10:00 | 0.27 | 0.794 | 0.967 | 0.878 | 0.189 | 0.919 | 1.051 | 1.049 | 0.325 | 0.739 | 0.017 | 0.051 | 0.094
1355 | 2004-02-26 | 11:00 | 0.349 | 0.885 | 0.942 | 0.821 | 0.226 | 1.058 | 1.017 | 1.068 | 0.127 | 0.804 | 0.112 | 0.372 | 0.514
1356 | 2004-02-26 | 12:00 | 0.602 | 0.891 | 0.961 | 0.79 | 0.26 | 1.097 | 0.837 | 1.059 | 0.235 | 0.842 | 0.202 | 0.602 | 0.5
1357 | 2004-02-26 | 13:00 | 0.71 | 0.689 | 0.822 | 0.671 | 0.297 | 0.911 | 0.423 | 0.943 | 0.211 | 0.582 | 0.217 | 1.086 | 0.825
1358 | 2004-02-26 | 14:00 | 0.463 | 0.531 | 0.604 | 0.548 | 0.301 | 0.667 | 0.278 | 0.753 | 0.216 | 0.176 | 0.215 | 0.787 | 0.831
1359 | 2004-02-26 | 15:00 | 0.477 | 0.45 | 0.307 | 0.491 | 0.261 | 0.333 | 0.058 | 0.478 | 0.084 | 0.53 | 0.399 | 0.465 | 0.832
1360 | 2004-02-26 | 16:00 | 0.096 | 0.266 | 0.005 | 0.222 | 0.126 | 0.004 |  | 0.152 | 0.001 | 0.323 | 0.392 | 0.177 | 0.747
1361 | 2004-02-26 | 17:00 |  | 0.036 |  | 0.002 | 0.007 | SPP: 0.014; NWP: 0.256; RA: 0.008; CNV: 0.528
1362 | 2004-02-26 | 18:00 | [5 empty] | NWP: 0.203; CNV: 0.267
1363 | 2004-02-26 | 19:00 | [5 empty] | NWP: 0.001; CNV: 0.002
1364 | 2004-02-26 | 20:00
1365 | 2004-02-26 | 21:00
1366 | 2004-02-26 | 22:00
1367 | 2004-02-26 | 23:00
1368 | 2004-02-27 | 00:00
1369 | 2004-02-27 | 01:00
1370 | 2004-02-27 | 02:00
1371 | 2004-02-27 | 03:00
1372 | 2004-02-27 | 04:00
1373 | 2004-02-27 | 05:00
1374 | 2004-02-27 | 06:00 |  |  | 0.135 |  |  | NY: 0.002; NE: 0.234; FL: 0.021
1375 | 2004-02-27 | 07:00 | 0.011 | 0.01 | 0.475 | 0.001 |  | 0.158 | 0.538 | 0.303 | 0.079 | 0.114
1376 | 2004-02-27 | 08:00 | 0.368 | 0.324 | 0.744 | 0.055 | 0.111 | 0.224 | 0.78 | 0.625 | 0.197 | 0.47 |  | 0.035
1377 | 2004-02-27 | 09:00 | 0.539 | 0.603 | 0.919 | 0.142 | 0.282 | 0.517 | 0.954 | 0.823 | 0.266 | 0.751 |  | 0.449 | 0.085
1378 | 2004-02-27 | 10:00 | 0.864 | 0.801 | 1.012 | 0.461 | 0.488 | 1.062 | 1.091 | 0.915 | 0.327 | 0.942 | 0.03 | 0.545 | 0.309
1379 | 2004-02-27 | 11:00 | 0.919 | 0.931 | 0.934 | 0.61 | 0.421 | 1.07 | 1.089 | 0.924 | 0.358 | 1.055 | 0.023 | 0.683 | 0.58
1380 | 2004-02-27 | 12:00 | 0.635 | 0.969 | 0.903 | 0.616 | 0.77 | 0.951 | 0.983 | 0.882 | 0.58 | 1.091 | 0.155 | 0.559 | 0.652
1381 | 2004-02-27 | 13:00 | 0.834 | 0.944 | 0.826 | 0.617 | 0.32 | 0.853 | 0.802 | 0.87 | 0.752 | 1.04 | 0.2 | 0.795 | 0.764
1382 | 2004-02-27 | 14:00 | 0.543 | 0.862 | 0.459 | 0.273 | 0.472 | 0.403 | 0.529 | 0.657 | 0.428 | 0.916 | 0.236 | 0.766 | 0.866
1383 | 2004-02-27 | 15:00 | 0.201 | 0.699 | 0.228 | 0.151 | 0.449 | 0.105 | 0.214 | 0.441 | 0.349 | 0.7 | 0.281 | 0.561 | 0.613
1384 | 2004-02-27 | 16:00 | 0.023 | 0.468 | 0.001 | 0.033 | 0.264 |  |  | 0.111 | 0.105 | 0.337 | 0.187 | 0.479 | 0.515
1385 | 2004-02-27 | 17:00 |  | 0.179 |  |  | 0.134 | SPP: 0.025; NWP: 0.11; RA: 0.272; CNV: 0.334
1386 | 2004-02-27 | 18:00 | [5 empty] | NWP: 0.022; RA: 0.008; CNV: 0.136
1387 | 2004-02-27 | 19:00
1388 | 2004-02-27 | 20:00
1389 | 2004-02-27 | 21:00
1390 | 2004-02-27 | 22:00
1391 | 2004-02-27 | 23:00
1392 | 2004-02-28 | 00:00
1393 | 2004-02-28 | 01:00
1394 | 2004-02-28 | 02:00
1395 | 2004-02-28 | 03:00
1396 | 2004-02-28 | 04:00
1397 | 2004-02-28 | 05:00
1398 | 2004-02-28 | 06:00 |  |  | 0.037 |  |  | NY: 0.001; NE: 0.014; FL: 0.007; STV: 0.015
1399 | 2004-02-28 | 07:00 | 0.016 | 0.016 | 0.38 | 0.001 |  | 0.034 | 0.363 | 0.304 | 0.195 | 0.031
1400 | 2004-02-28 | 08:00 | 0.482 | 0.352 | 0.407 | 0.032 | 0.256 | 0.22 | 0.709 | 0.213 | 0.195 | 0.339 |  | 0.15
1401 | 2004-02-28 | 09:00 | 0.69 | 0.582 | 0.436 | 0.211 | 0.488 | 0.287 | 0.858 | 0.505 | 0.218 | 0.586 |  | 0.523 | 0.001
1402 | 2004-02-28 | 10:00 | 0.463 | 0.817 | 0.614 | 0.283 | 0.786 | 0.372 | 0.949 | 0.576 | 0.33 | 0.718 | 0.023 | 0.737 | 0.087
1403 | 2004-02-28 | 11:00 | 0.946 | 0.934 | 0.495 | 0.3 | 0.946 | 0.372 | 0.989 | 0.343 | 0.404 | 0.213 | 0.118 | 0.942 | 0.224
1404 | 2004-02-28 | 12:00 | 0.522 | 0.92 | 0.29 | 0.357 | 0.871 | 0.364 | 0.882 | 0.361 | 0.374 | 0.374 | 0.228 | 1.07 | 0.308
1405 | 2004-02-28 | 13:00 | 0.623 | 0.872 | 0.271 | 0.358 | 0.522 | 0.263 | 0.682 | 0.307 | 0.33 | 0.229 | 0.278 | 1.035 | 0.323
1406 | 2004-02-28 | 14:00 | 0.35 | 0.629 | 0.108 | 0.279 | 0.432 | 0.049 | 0.419 | 0.195 | 0.22 | 0.29 | 0.279 | 0.969 | 0.213
1407 | 2004-02-28 | 15:00 | 0.437 | 0.665 | 0.009 | 0.187 | 0.303 | 0.005 | 0.108 | 0.144 | 0.169 | 0.16 | 0.255 | 0.819 | 0.285
1408 | 2004-02-28 | 16:00 | 0.082 | 0.276 |  | 0.006 | 0.229 |  |  | 0.006 | 0.001 | 0.035 | 0.202 | 0.497 | 0.244
1409 | 2004-02-28 | 17:00 |  | 0.06 |  |  | 0.004 | NWP: 0.119; RA: 0.307; CNV: 0.183
1410 | 2004-02-28 | 18:00 | [5 empty] | NWP: 0.014; RA: 0.007; CNV: 0.07
1411 | 2004-02-28 | 19:00 | [5 empty] | CNV: 0.001
1412 | 2004-02-28 | 20:00
1413 | 2004-02-28 | 21:00
1414 | 2004-02-28 | 22:00
1415 | 2004-02-28 | 23:00
1416 | 2004-02-29 | 00:00
1417 | 2004-02-29 | 01:00
1418 | 2004-02-29 | 02:00
1419 | 2004-02-29 | 03:00
1420 | 2004-02-29 | 04:00
1421 | 2004-02-29 | 05:00
1422 | 2004-02-29 | 06:00 |  |  | 0.037 |  |  | NY: 0.001; NE: 0.014; FL: 0.007; STV: 0.015
1423 | 2004-02-29 | 07:00 | 0.016 | 0.016 | 0.38 | 0.001 |  | 0.034 | 0.363 | 0.304 | 0.195 | 0.031
1424 | 2004-02-29 | 08:00 | 0.482 | 0.352 | 0.407 | 0.032 | 0.256 | 0.22 | 0.709 | 0.213 | 0.195 | 0.339 |  | 0.15
1425 | 2004-02-29 | 09:00 | 0.69 | 0.582 | 0.436 | 0.211 | 0.488 | 0.287 | 0.858 | 0.505 | 0.218 | 0.586 |  | 0.523 | 0.001
1426 | 2004-02-29 | 10:00 | 0.463 | 0.817 | 0.614 | 0.283 | 0.786 | 0.372 | 0.949 | 0.576 | 0.33 | 0.718 | 0.023 | 0.737 | 0.087
1427 | 2004-02-29 | 11:00 | 0.946 | 0.934 | 0.495 | 0.3 | 0.946 | 0.372 | 0.989 | 0.343 | 0.404 | 0.213 | 0.118 | 0.942 | 0.224
1428 | 2004-02-29 | 12:00 | 0.522 | 0.92 | 0.29 | 0.357 | 0.871 | 0.364 | 0.882 | 0.361 | 0.374 | 0.374 | 0.228 | 1.07 | 0.308
1429 | 2004-02-29 | 13:00 | 0.623 | 0.872 | 0.271 | 0.358 | 0.522 | 0.263 | 0.682 | 0.307 | 0.33 | 0.229 | 0.278 | 1.035 | 0.323
1430 | 2004-02-29 | 14:00 | 0.35 | 0.629 | 0.108 | 0.279 | 0.432 | 0.049 | 0.419 | 0.195 | 0.22 | 0.29 | 0.279 | 0.969 | 0.213
1431 | 2004-02-29 | 15:00 | 0.437 | 0.665 | 0.009 | 0.187 | 0.303 | 0.005 | 0.108 | 0.144 | 0.169 | 0.16 | 0.255 | 0.819 | 0.285
1432 | 2004-02-29 | 16:00 | 0.082 | 0.276 |  | 0.006 | 0.229 |  |  | 0.006 | 0.001 | 0.035 | 0.202 | 0.497 | 0.244
1433 | 2004-02-29 | 17:00 |  | 0.06 |  |  | 0.004 | NWP: 0.119; RA: 0.307; CNV: 0.183
1434 | 2004-02-29 | 18:00 | [5 empty] | NWP: 0.014; RA: 0.007; CNV: 0.07
1435 | 2004-02-29 | 19:00 | [5 empty] | CNV: 0.001
1436 | 2004-02-29 | 20:00
1437 | 2004-02-29 | 21:00
1438 | 2004-02-29 | 22:00
1439 | 2004-02-29 | 23:00
1440 | 2004-03-01 | 00:00
1441 | 2004-03-01 | 01:00
1442 | 2004-03-01 | 02:00
1443 | 2004-03-01 | 03:00
1444 | 2004-03-01 | 04:00
1445 | 2004-03-01 | 05:00
1446 | 2004-03-01 | 06:00 |  |  | 0.019 |  |  | NE: 0.11; FL: 0.051; STV: 0.016
1447 | 2004-03-01 | 07:00 | 0.033 |  | 0.275 | 0.068 |  | 0.032 | 0.222 | 0.385 | 0.33 | 0.005
1448 | 2004-03-01 | 08:00 | 0.526 | 0.01 | 0.461 | 0.337 | 0.194 | 0.629 | 0.185 | 0.654 | 0.569 | 0.014 |  | 0.182
1449 | 2004-03-01 | 09:00 | 0.731 | 0.069 | 0.662 | 0.428 | 0.468 | 0.467 | 0.34 | 0.848 | 0.722 | 0.155 |  | 0.498 | 0.171
1450 | 2004-03-01 | 10:00 | 0.851 | 0.282 | 0.783 | 0.777 | 0.776 | 0.289 | 0.52 | 0.959 | 0.755 | 0.194 | 0.104 | 0.75 | 0.461
1451 | 2004-03-01 | 11:00 | 0.775 | 0.392 | 0.477 | 0.428 | 0.998 | 0.278 | 0.593 | 1.006 | 0.873 | 0.272 | 0.027 | 0.923 | 0.661
1452 | 2004-03-01 | 12:00 | 0.701 | 0.361 | 0.108 | 0.821 | 1.042 | 0.233 | 0.399 | 0.972 | 0.762 | 0.353 | 0.161 | 1.043 | 0.838
1453 | 2004-03-01 | 13:00 | 0.736 | 0.366 | 0.198 | 0.426 | 0.98 | 0.221 | 0.159 | 0.823 | 0.647 | 0.372 | 0.258 | 1.018 | 0.918
1454 | 2004-03-01 | 14:00 | 0.665 | 0.338 | 0.104 | 0.221 | 0.9 | 0.222 | 0.053 | 0.641 | 0.503 | 0.237 | 0.097 | 0.97 | 0.932
1455 | 2004-03-01 | 15:00 | 0.34 | 0.258 | 0.05 | 0.243 | 0.643 | 0.005 | 0.001 | 0.422 | 0.028 | 0.182 | 0.229 | 0.867 | 0.862
1456 | 2004-03-01 | 16:00 | 0.126 | 0.165 |  | 0.194 | 0.276 |  |  | 0.14 |  | 0.1 | 0.221 | 0.653 | 0.734
1457 | 2004-03-01 | 17:00 |  | 0.009 |  |  | 0.17 | NWP: 0.137; RA: 0.373; CNV: 0.517
1458 | 2004-03-01 | 18:00 | [5 empty] | NWP: 0.043; RA: 0.024; CNV: 0.244
1459 | 2004-03-01 | 19:00 | [5 empty] | CNV: 0.001
1460 | 2004-03-01 | 20:00
1461 | 2004-03-01 | 21:00
1462 | 2004-03-01 | 22:00
1463 | 2004-03-01 | 23:00
1464 | 2004-03-02 | 00:00
1465 | 2004-03-02 | 01:00
1466 | 2004-03-02 | 02:00
1467 | 2004-03-02 | 03:00
1468 | 2004-03-02 | 04:00
1469 | 2004-03-02 | 05:00
1470 | 2004-03-02 | 06:00 | [5 empty] | NY: 0.001; NE: 0.226; FL: 0.008; STV: 0.058
1471 | 2004-03-02 | 07:00 | 0.001 | 0.001 | 0.313 | 0.003 |  | NY: 0.03; NE: 0.531; FL: 0.251; STV: 0.422
1472 | 2004-03-02 | 08:00 | 0.114 | 0.141 | 0.643 | 0.107 | 0.003 | 0.241 | 0.778 | 0.307 | 0.715 | 0.105 |  | 0.188
1473 | 2004-03-02 | 09:00 | 0.213 | 0.255 | 0.845 | 0.181 | 0.109 | 0.285 | 0.946 | 0.65 | 0.9 | 0.445 | 0.001 | 0.519 | 0.098
1474 | 2004-03-02 | 10:00 | 0.212 | 0.343 | 1.042 | 0.409 | 0.183 | 0.412 | 1.035 | 0.873 | 0.975 | 0.758 | 0.047 | 0.776 | 0.386
1475 | 2004-03-02 | 11:00 | 0.283 | 0.378 | 1.035 | 0.508 | 0.248 | 0.333 | 1.031 | 0.962 | 0.975 | 1.051 | 0.205 | 0.934 | 0.666
1476 | 2004-03-02 | 12:00 | 0.273 | 0.389 | 1.007 | 0.455 | 0.271 | 0.388 | 0.938 | 0.904 | 0.68 | 1.083 | 0.609 | 1.001 | 0.701
1477 | 2004-03-02 | 13:00 | 0.239 | 0.404 | 0.869 | 0.705 | 0.247 | 0.52 | 0.758 | 0.906 | 0.318 | 1.018 | 0.34 | 1.018 | 0.889
1478 | 2004-03-02 | 14:00 | 0.214 | 0.36 | 0.65 | 0.658 | 0.218 | 0.369 | 0.501 | 0.731 | 0.365 | 0.884 | 0.287 | 1.028 | 0.278
1479 | 2004-03-02 | 15:00 | 0.148 | 0.296 | 0.357 | 0.578 | 0.211 | 0.001 | 0.205 | 0.464 | 0.399 | 0.62 | 0.446 | 0.891 | 0.243
1480 | 2004-03-02 | 16:00 | 0.009 | 0.188 | 0.018 | 0.221 | 0.116 |  |  | 0.15 | 0.091 | 0.346 | 0.346 | 0.685 | 0.239
1481 | 2004-03-02 | 17:00 |  | 0.004 |  |  | 0.006 | SPP: 0.006; NWP: 0.1; RA: 0.395; CNV: 0.208
1482 | 2004-03-02 | 18:00 | [5 empty] | NWP: 0.095; RA: 0.033; CNV: 0.019
1483 | 2004-03-02 | 19:00 | [5 empty] | NWP: 0.001
1484 | 2004-03-02 | 20:00
1485 | 2004-03-02 | 21:00
1486 | 2004-03-02 | 22:00
1487 | 2004-03-02 | 23:00
1488 | 2004-03-03 | 00:00
1489 | 2004-03-03 | 01:00
1490 | 2004-03-03 | 02:00
1491 | 2004-03-03 | 03:00
1492 | 2004-03-03 | 04:00
1493 | 2004-03-03 | 05:00
1494 | 2004-03-03 | 06:00 |  |  | 0.149 |  |  | NY: 0.107; NE: 0.006; FL: 0.044; STV: 0.051
1495 | 2004-03-03 | 07:00 | 0.013 |  | 0.39 | 0.02 |  | 0.467 | 0.029 | 0.302 | 0.423 | 0.007
1496 | 2004-03-03 | 08:00 | 0.185 | 0.002 | 0.675 | 0.483 | 0.095 | 0.778 | 0.161 | 0.72 | 0.717 | 0.202 |  | 0.217
1497 | 2004-03-03 | 09:00 | 0.254 | 0.162 | 0.889 | 0.54 | 0.258 | 0.998 | 0.31 | 0.922 | 0.913 | 0.411 |  | 0.538 | 0.01
1498 | 2004-03-03 | 10:00 | 0.331 | 0.225 | 1 | 0.924 | 0.355 | 1.106 | 0.918 | 1.031 | 1.063 | 0.558 | 0.004 | 0.777 | 0.034
1499 | 2004-03-03 | 11:00 | 1.013 | 0.256 | 0.994 | 1.124 | 0.434 | 1.122 | 0.906 | 1.057 | 1.107 | 0.532 | 0.076 | 0.937 | 0.142
1500 | 2004-03-03 | 12:00 | 0.58 | 0.194 | 0.942 | 1.122 | 0.531 | 1.071 | 0.817 | 1.03 | 1.076 | 0.475 | 0.16 | 1.019 | 0.318
1501 | 2004-03-03 | 13:00 | 0.368 | 0.198 | 0.817 | 1.03 | 0.459 | 0.891 | 0.717 | 0.934 | 0.948 | 0.496 | 0.265 | 1.119 | 0.8
1502 | 2004-03-03 | 14:00 | 0.139 | 0.321 | 0.491 | 0.825 | 0.44 | 0.627 | 0.479 | 0.75 | 0.755 | 0.312 | 0.315 | 1.08 | 0.832
1503 | 2004-03-03 | 15:00 | 0.094 | 0.246 | 0.345 | 0.557 | 0.375 | 0.3 | 0.206 | 0.478 | 0.481 | 0.29 | 0.477 | 0.929 | 0.631
1504 | 2004-03-03 | 16:00 | 0.008 | 0.154 | 0.016 | 0.189 | 0.217 | 0.002 |  | 0.159 | 0.146 | 0.106 | 0.627 | 0.721 | 0.644
1505 | 2004-03-03 | 17:00 |  | 0.061 |  |  | 0.048 | SPP: 0.002; NWP: 0.518; RA: 0.418; CNV: 0.346
1506 | 2004-03-03 | 18:00 | [5 empty] | NWP: 0.264; RA: 0.049; CNV: 0.185
1507 | 2004-03-03 | 19:00 | [5 empty] | NWP: 0.002
1508 | 2004-03-03 | 20:00
1509 | 2004-03-03 | 21:00
1510 | 2004-03-03 | 22:00
1511 | 2004-03-03 | 23:00
1512 | 2004-03-04 | 00:00
1513 | 2004-03-04 | 01:00
1514 | 2004-03-04 | 02:00
1515 | 2004-03-04 | 03:00
1516 | 2004-03-04 | 04:00
1517 | 2004-03-04 | 05:00
1518 | 2004-03-04 | 06:00 | [5 empty] | NY: 0.01; NE: 0.253; FL: 0.04; STV: 0.065
1519 | 2004-03-04 | 07:00 | 0.001 |  | 0.08 | 0.091 |  | NY: 0.03; NE: 0.549; FL: 0.286; STV: 0.296
1520 | 2004-03-04 | 08:00 | 0.137 | 0.054 | 0.134 | 0.264 | 0.299 | 0.234 | 0.781 | 0.359 | 0.471 | 0.033 |  | 0.182
1521 | 2004-03-04 | 09:00 | 0.103 | 0.267 | 0.199 | 0.648 | 0.598 | 0.297 | 0.927 | 0.649 | 0.387 | 0.464 | 0.038 | 0.488
1522 | 2004-03-04 | 10:00 | 0.154 | 0.303 | 0.305 | 0.713 | 0.911 | 0.338 | 0.998 | 0.918 | 0.301 | 0.655 | 0.387 | 0.75 | 0.01
1523 | 2004-03-04 | 11:00 | 0.173 | 0.327 | 0.124 | 0.678 | 1.137 | 0.331 | 0.984 | 0.79 | 0.288 | 0.921 | 0.689 | 0.814 | 0.09
1524 | 2004-03-04 | 12:00 | 0.166 | 0.463 | 0.125 | 0.586 | 1.205 | 0.363 | 0.9 | 0.571 | 0.238 | 0.775 | 0.881 | 0.856 | 0.112
1525 | 2004-03-04 | 13:00 | 0.312 | 0.368 | 0.103 | 0.553 | 1.206 | 0.282 | 0.745 | 0.578 | 0.275 | 0.687 | 0.977 | 0.94 | 0.277
1526 | 2004-03-04 | 14:00 | 0.265 | 0.359 | 0.036 | 0.317 | 1.085 | 0.223 | 0.504 | 0.612 | 0.286 | 0.258 | 0.99 | 0.714 | 0.198
1527 | 2004-03-04 | 15:00 | 0.193 | 0.295 | 0.004 | 0.184 | 0.88 | 0.08 | 0.219 | 0.243 | 0.137 | 0.178 | 0.953 | 0.622 | 0.287
1528 | 2004-03-04 | 16:00 | 0.018 | 0.055 |  | 0.007 | 0.593 |  |  | 0.066 | 0.005 | 0.203 | 0.834 | 0.443 | 0.248
1529 | 2004-03-04 | 17:00 |  | 0.015 |  |  | 0.241 | SPP: 0.001; NWP: 0.626; RA: 0.285; CNV: 0.174
1530 | 2004-03-04 | 18:00 | [5 empty] | NWP: 0.344; RA: 0.008; CNV: 0.041
1531 | 2004-03-04 | 19:00 | [5 empty] | NWP: 0.009
1532 | 2004-03-04 | 20:00
1533 | 2004-03-04 | 21:00
1534 | 2004-03-04 | 22:00
1535 | 2004-03-04 | 23:00
1536 | 2004-03-05 | 00:00
1537 | 2004-03-05 | 01:00
1538 | 2004-03-05 | 02:00
1539 | 2004-03-05 | 03:00
1540 | 2004-03-05 | 04:00
1541 | 2004-03-05 | 05:00
1542 | 2004-03-05 | 06:00 | [5 empty] | NY: 0.007; NE: 0.185; FL: 0.001; STV: 0.062
1543 | 2004-03-05 | 07:00 | 0.028 | 0.01 | 0.299 | 0.149 | 0.005 | 0.144 | 0.231 | 0.1 | 0.409 | 0.146
1544 | 2004-03-05 | 08:00 | 0.204 | 0.337 | 0.631 | 0.428 | 0.36 | 0.302 | 0.108 | 0.467 | 0.673 | 0.481 |  | 0.129
1545 | 2004-03-05 | 09:00 | 0.683 | 0.763 | 0.824 | 0.724 | 0.702 | 1.042 | 0.206 | 0.488 | 0.864 | 0.753 | 0.056 | 0.479 | 0.238
1546 | 2004-03-05 | 10:00 | 0.772 | 0.899 | 0.986 | 0.769 | 0.953 | 1.098 | 0.279 | 0.388 | 0.982 | 0.939 | 0.408 | 0.747 | 0.528
1547 | 2004-03-05 | 11:00 | 1.009 | 0.595 | 1.003 | 0.673 | 1.111 | 0.451 | 0.222 | 0.37 | 1.004 | 1.044 | 0.694 | 0.828 | 0.671
1548 | 2004-03-05 | 12:00 | 0.68 | 0.739 | 0.99 | 0.549 | 1.17 | 0.483 | 0.197 | 0.409 | 0.992 | 1.069 | 0.889 | 0.878 | 0.692
1549 | 2004-03-05 | 13:00 | 0.841 | 1.027 | 0.78 | 0.428 | 1.135 | 0.508 | 0.138 | 0.506 | 0.879 | 1.025 | 1.005 | 0.964 | 0.733
1550 | 2004-03-05 | 14:00 | 0.711 | 0.929 | 0.526 | 0.428 | 1.027 | 0.376 | 0.103 | 0.26 | 0.594 | 0.896 | 1.031 | 0.968 | 0.771
1551 | 2004-03-05 | 15:00 | 0.388 | 0.806 | 0.277 | 0.165 | 0.752 | 0.265 | 0.003 | 0.262 | 0.378 | 0.695 | 0.977 | 0.63 | 0.801
1552 | 2004-03-05 | 16:00 | 0.222 | 0.326 |  | 0.143 | 0.522 | 0.001 |  | 0.101 | 0.114 | 0.409 | 0.833 | 0.241 | 0.556
1553 | 2004-03-05 | 17:00 | 0.001 | 0.172 |  |  | 0.183 | SPP: 0.067; NWP: 0.619; RA: 0.072; CNV: 0.121
1554 | 2004-03-05 | 18:00 | [5 empty] | NWP: 0.329; CNV: 0.072
1555 | 2004-03-05 | 19:00 | [5 empty] | NWP: 0.009; CNV: 0.002
1556 | 2004-03-05 | 20:00
1557 | 2004-03-05 | 21:00
1558 | 2004-03-05 | 22:00
1559 | 2004-03-05 | 23:00
1560 | 2004-03-06 | 00:00
1561 | 2004-03-06 | 01:00
1562 | 2004-03-06 | 02:00
1563 | 2004-03-06 | 03:00
1564 | 2004-03-06 | 04:00
1565 | 2004-03-06 | 05:00
1566 | 2004-03-06 | 06:00 |  |  | 0.187 |  |  | NY: 0.16; NE: 0.006; FL: 0.059; STV: 0.03
1567 | 2004-03-06 | 07:00 | 0.004 | 0.004 | 0.517 | 0.257 | 0.003 | 0.49 | 0.108 | 0.385 | 0.395 | 0.024
1568 | 2004-03-06 | 08:00 | 0.097 | 0.331 | 0.815 | 0.585 | 0.24 | 0.727 | 0.075 | 0.648 | 0.683 | 0.382 |  | 0.169
1569 | 2004-03-06 | 09:00 | 0.204 | 0.67 | 1.013 | 0.852 | 0.345 | 0.906 | 0.258 | 0.826 | 0.759 | 0.644 | 0.112 | 0.53 | 0.049
1570 | 2004-03-06 | 10:00 | 0.251 | 0.892 | 1.121 | 1.013 | 0.6 | 0.935 | 0.29 | 0.89 | 0.838 | 0.828 | 0.435 | 0.813 | 0.416
1571 | 2004-03-06 | 11:00 | 0.283 | 1.066 | 1.138 | 1.106 | 0.528 | 0.442 | 0.281 | 0.923 | 0.94 | 0.915 | 0.693 | 1.013 | 0.769
1572 | 2004-03-06 | 12:00 | 0.298 | 1.082 | 1.055 | 1.11 | 0.907 | 0.301 | 0.255 | 0.902 | 0.797 | 0.907 | 0.805 | 1.114 | 0.567
1573 | 2004-03-06 | 13:00 | 0.258 | 1.066 | 0.915 | 1.056 | 0.987 | 0.202 | 0.21 | 0.815 | 0.552 | 0.923 | 0.837 | 1.15 | 0.84
1574 | 2004-03-06 | 14:00 | 0.225 | 0.973 | 0.694 | 0.902 | 0.96 | 0.189 | 0.099 | 0.675 | 0.332 | 0.794 | 0.761 | 1.096 | 0.809
1575 | 2004-03-06 | 15:00 | 0.148 | 0.776 | 0.384 | 0.671 | 0.812 | 0.012 | 0.005 | 0.425 | 0.397 | 0.584 | 0.824 | 0.941 | 0.778
1576 | 2004-03-06 | 16:00 | 0.016 | 0.5 | 0.023 | 0.345 | 0.561 |  |  | 0.122 | 0.127 | 0.282 | 0.65 | 0.715 | 0.699
1577 | 2004-03-06 | 17:00 |  | 0.187 |  | 0.007 | 0.231 | SPP: 0.008; NWP: 0.452; RA: 0.413; CNV: 0.39
1578 | 2004-03-06 | 18:00 | [5 empty] | NWP: 0.225; RA: 0.046; CNV: 0.195
1579 | 2004-03-06 | 19:00 | [5 empty] | NWP: 0.001; CNV: 0.001
1580 | 2004-03-06 | 20:00
1581 | 2004-03-06 | 21:00
1582 | 2004-03-06 | 22:00
1583 | 2004-03-06 | 23:00
1584 | 2004-03-07 | 00:00
1585 | 2004-03-07 | 01:00
1586 | 2004-03-07 | 02:00
1587 | 2004-03-07 | 03:00
1588 | 2004-03-07 | 04:00
1589 | 2004-03-07 | 05:00
1590 | 2004-03-07 | 06:00 | 0.002 |  | 0.113 |  |  | NY: 0.005; NE: 0.021; FL: 0.029; STV: 0.001
1591 | 2004-03-07 | 07:00 | 0.075 | 0.03 | 0.287 | 0.186 | 0.003 | 0.193 | 0.131 | 0.317 | 0.063 | 0.008
1592 | 2004-03-07 | 08:00 | 0.306 | 0.403 | 0.537 | 0.564 | 0.305 | 0.307 | 0.086 | 0.431 | 0.191 | 0.036 |  | 0.219
1593 | 2004-03-07 | 09:00 | 0.261 | 0.714 | 0.61 | 0.875 | 0.627 | 0.364 | 0.264 | 0.614 | 0.845 | 0.188 | 0.009 | 0.536 | 0.215
1594 | 2004-03-07 | 10:00 | 0.214 | 0.915 | 0.681 | 1.093 | 0.841 | 0.424 | 0.299 | 0.833 | 0.924 | 0.234 | 0.256 | 0.776 | 0.474
1595 | 2004-03-07 | 11:00 | 0.994 | 1.04 | 0.395 | 1.178 | 0.885 | 0.42 | 0.137 | 0.75 | 0.896 | 0.255 | 0.274 | 0.948 | 0.708
1596 | 2004-03-07 | 12:00 | 0.641 | 1.059 | 0.336 | 1.075 | 1.03 | 0.419 | 0.3 | 0.886 | 0.481 | 0.376 | 0.283 | 0.959 | 0.835
1597 | 2004-03-07 | 13:00 | 0.959 | 1.05 | 0.377 | 0.85 | 1.045 | 0.325 | 0.234 | 0.793 | 0.083 | 0.784 | 0.387 | 0.961 | 0.961
1598 | 2004-03-07 | 14:00 | 0.234 | 0.923 | 0.282 | 0.721 | 0.947 | 0.249 | 0.118 | 0.648 | 0.03 | 0.791 | 0.182 | 0.791 | 0.938
1599 | 2004-03-07 | 15:00 | 0.14 | 0.763 | 0.127 | 0.448 | 0.753 | 0.115 | 0.014 | 0.4 | 0.008 | 0.667 | 0.269 | 0.705 | 0.904
1600 | 2004-03-07 | 16:00 | 0.017 | 0.491 |  | 0.176 | 0.512 | 0.001 |  | 0.102 |  | 0.374 | 0.372 | 0.445 | 0.751
1601 | 2004-03-07 | 17:00 |  | 0.191 |  |  | 0.133 | SPP: 0.059; NWP: 0.141; RA: 0.297; CNV: 0.547
1602 | 2004-03-07 | 18:00 | [5 empty] | NWP: 0.06; RA: 0.019; CNV: 0.269
1603 | 2004-03-07 | 19:00 | [5 empty] | CNV: 0.002
1604 | 2004-03-07 | 20:00
1605 | 2004-03-07 | 21:00
1606 | 2004-03-07 | 22:00
1607 | 2004-03-07 | 23:00
1608 | 2004-03-08 | 00:00
1609 | 2004-03-08 | 01:00
1610 | 2004-03-08 | 02:00
1611 | 2004-03-08 | 03:00
1612 | 2004-03-08 | 04:00
1613 | 2004-03-08 | 05:00
1614 | 2004-03-08 | 06:00 | 0.001 |  |  |  |  | NY: 0.008; NE: 0.106; FL: 0.015; STV: 0.086
1615 | 2004-03-08 | 07:00 | 0.259 | 0.031 | 0.068 | 0.263 | 0.003 | 0.17 | 0.545 | 0.242 | 0.425 | 0.1
1616 | 2004-03-08 | 08:00 | 0.574 | 0.389 | 0.143 | 0.624 | 0.251 | 0.479 | 0.625 | 0.681 | 0.709 | 0.423 |  | 0.002
1617 | 2004-03-08 | 09:00 | 0.845 | 0.679 | 0.221 | 0.896 | 0.617 | 0.576 | 0.827 | 0.743 | 0.906 | 0.696 |  | 0.013 | 0.174
1618 | 2004-03-08 | 10:00 | 0.959 | 0.847 | 0.705 | 1.074 | 0.66 | 0.802 | 0.861 | 0.917 | 1.023 | 0.847 | 0.011 | 0.107 | 0.329
1619 | 2004-03-08 | 11:00 | 0.27 | 0.98 | 0.323 | 1.163 | 0.925 | 0.939 | 0.509 | 0.997 | 1.019 | 0.886 | 0.035 | 0.198 | 0.461
1620 | 2004-03-08 | 12:00 | 0.241 | 0.989 | 0.636 | 1.185 | 0.984 | 0.93 | 0.724 | 0.963 | 0.954 | 0.968 | 0.282 | 0.23 | 0.691
1621 | 2004-03-08 | 13:00 | 0.227 | 0.974 | 0.14 | 1.103 | 0.908 | 0.872 | 0.687 | 0.859 | 0.764 | 0.944 | 0.234 | 0.143 | 0.755
1622 | 2004-03-08 | 14:00 | 0.19 | 0.884 | 0.155 | 0.949 | 0.87 | 0.483 | 0.479 | 0.689 | 0.635 | 0.829 | 0.33 | 0.248 | 0.726
1623 | 2004-03-08 | 15:00 | 0.151 | 0.729 | 0.09 | 0.69 | 0.464 | 0.259 | 0.181 | 0.44 | 0.29 | 0.626 | 0.263 | 0.266 | 0.763
1624 | 2004-03-08 | 16:00 | 0.005 | 0.474 |  | 0.346 | 0.453 | 0.006 |  | 0.138 | 0.011 | 0.395 | 0.241 | 0.206 | 0.491
1625 | 2004-03-08 | 17:00 |  | 0.185 |  | 0.006 | 0.118 | SPP: 0.049; NWP: 0.065; RA: 0.097; CNV: 0.456
1626 | 2004-03-08 | 18:00 | [5 empty] | NWP: 0.083; RA: 0.001; CNV: 0.211
1627 | 2004-03-08 | 19:00
1628 | 2004-03-08 | 20:00
1629 | 2004-03-08 | 21:00
1630 | 2004-03-08 | 22:00
1631 | 2004-03-08 | 23:00
1632 | 2004-03-09 | 00:00
1633 | 2004-03-09 | 01:00
1634 | 2004-03-09 | 02:00
1635 | 2004-03-09 | 03:00
1636 | 2004-03-09 | 04:00
1637 | 2004-03-09 | 05:00
1638 | 2004-03-09 | 06:00 | 0.001 |  | 0.1 |  |  | NY: 0.001; NE: 0.002; FL: 0.07; STV: 0.093
1639 | 2004-03-09 | 07:00 | 0.298 | 0.046 | 0.414 | 0.028 | 0.001 | 0.049 | 0.061 | 0.399 | 0.439 | 0.165
1640 | 2004-03-09 | 08:00 | 0.633 | 0.391 | 0.692 | 0.212 | 0.221 | 0.246 | 0.15 | 0.668 | 0.673 | 0.489 |  | 0.006
1641 | 2004-03-09 | 09:00 | 0.891 | 0.67 | 0.854 | 0.415 | 0.348 | 0.32 | 0.244 | 0.812 | 0.857 | 0.762 | 0.009 | 0.373 | 0.005
1642 | 2004-03-09 | 10:00 | 1.051 | 0.864 | 0.956 | 0.832 | 0.561 | 0.324 | 0.314 | 0.848 | 0.959 | 0.943 | 0.183 | 0.714 | 0.211
1643 | 2004-03-09 | 11:00 | 1.04 | 0.976 | 1.002 | 1.014 | 0.639 | 0.4 | 0.299 | 0.872 | 0.967 | 1.048 | 0.311 | 0.746 | 0.241
1644 | 2004-03-09 | 12:00 | 0.97 | 1.017 | 0.936 | 1.075 | 0.821 | 0.378 | 0.273 | 0.889 | 0.853 | 1.068 | 0.612 | 0.441 | 0.306
1645 | 2004-03-09 | 13:00 | 0.941 | 0.974 | 0.801 | 0.985 | 0.522 | 0.759 | 0.206 | 0.797 | 0.841 | 1.01 | 0.629 | 1.062 | 0.285
1646 | 2004-03-09 | 14:00 | 0.753 | 0.882 | 0.581 | 0.835 | 0.457 | 0.4 | 0.171 | 0.553 | 0.65 | 0.874 | 0.511 | 1.105 | 0.328
1647 | 2004-03-09 | 15:00 | 0.432 | 0.736 | 0.225 | 0.576 | 0.308 | 0.013 | 0.013 | 0.36 | 0.435 | 0.678 | 0.464 | 0.644 | 0.311
1648 | 2004-03-09 | 16:00 | 0.014 | 0.487 | 0.002 | 0.265 | 0.352 |  |  | 0.098 | 0.081 | 0.401 | 0.527 | 0.316 | 0.238
1649 | 2004-03-09 | 17:00 |  | 0.193 |  |  | 0.118 | SPP: 0.075; NWP: 0.392; RA: 0.101; CNV: 0.18
1650 | 2004-03-09 | 18:00 | [5 empty] | NWP: 0.225; RA: 0.003; CNV: 0.084
1651 | 2004-03-09 | 19:00 | [5 empty] | NWP: 0.003
1652 | 2004-03-09 | 20:00
1653 | 2004-03-09 | 21:00
1654 | 2004-03-09 | 22:00
1655 | 2004-03-09 | 23:00
1656 | 2004-03-10 | 00:00
1657 | 2004-03-10 | 01:00
1658 | 2004-03-10 | 02:00
1659 | 2004-03-10 | 03:00
1660 | 2004-03-10 | 04:00
1661 | 2004-03-10 | 05:00
1662 | 2004-03-10 | 06:00 |  |  | 0.161 |  |  | NY: 0.109; NE: 0.05; FL: 0.002; STV: 0.001
1663 | 2004-03-10 | 07:00 | 0.022 | 0.051 | 0.471 | 0.21 | 0.001 | 0.354 | 0.211 | 0.281 | 0.107 | 0.145
1664 | 2004-03-10 | 08:00 | 0.095 | 0.391 | 0.726 | 0.487 | 0.155 | 0.527 | 0.379 | 0.597 | 0.155 | 0.458 |  | 0.147
1665 | 2004-03-10 | 09:00 | 0.191 | 0.66 | 0.918 | 0.717 | 0.305 | 0.445 | 0.318 | 0.717 | 0.186 | 0.718 | 0.007 | 0.49 | 0.239
1666 | 2004-03-10 | 10:00 | 0.275 | 0.837 | 1.002 | 0.812 | 0.292 | 1.024 | 0.389 | 0.85 | 0.232 | 0.891 | 0.102 | 0.789 | 0.546
1667 | 2004-03-10 | 11:00 | 0.289 | 0.956 | 0.888 | 0.866 | 0.596 | 0.825 | 0.241 | 0.915 | 0.171 | 0.974 | 0.187 | 0.954 | 0.692
1668 | 2004-03-10 | 12:00 | 0.302 | 1.002 | 0.854 | 0.708 | 0.413 | 0.799 | 0.173 | 0.884 | 0.186 | 0.998 | 0.352 | 0.981 | 0.892
1669 | 2004-03-10 | 13:00 | 0.293 | 0.992 | 0.81 | 0.848 | 0.459 | 0.532 | 0.264 | 0.703 | 0.169 | 0.949 | 0.254 | 0.919 | 0.922
1670 | 2004-03-10 | 14:00 | 0.262 | 0.901 | 0.626 | 0.7 | 0.32 | 0.162 | 0.149 | 0.513 | 0.233 | 0.821 | 0.274 | 0.868 | 0.997
1671 | 2004-03-10 | 15:00 | 0.182 | 0.727 | 0.331 | 0.387 | 0.162 | 0.006 | 0.055 | 0.291 | 0.166 | 0.638 | 0.244 | 0.805 | 0.892
1672 | 2004-03-10 | 16:00 | 0.02 | 0.481 | 0.013 | 0.251 | 0.048 |  |  | 0.033 | 0.008 | 0.372 | 0.421 | 0.654 | 0.739
1673 | 2004-03-10 | 17:00 |  | 0.193 |  | 0.002 | 0.005 | SPP: 0.055; NWP: 0.164; RA: 0.27; CNV: 0.582
1674 | 2004-03-10 | 18:00 | [5 empty] | NWP: 0.014; RA: 0.004; CNV: 0.3
1675 | 2004-03-10 | 19:00 | [5 empty] | CNV: 0.005
1676 | 2004-03-10 | 20:00
1677 | 2004-03-10 | 21:00
1678 | 2004-03-10 | 22:00
1679 | 2004-03-10 | 23:00
1680 | 2004-03-11 | 00:00
1681 | 2004-03-11 | 01:00
1682 | 2004-03-11 | 02:00
1683 | 2004-03-11 | 03:00
1684 | 2004-03-11 | 04:00
1685 | 2004-03-11 | 05:00 | [5 empty] | NE: 0.001
1686 | 2004-03-11 | 06:00 |  |  | 0.125 |  |  | NY: 0.003; NE: 0.229; FL: 0.056; STV: 0.002
1687 | 2004-03-11 | 07:00 | 0.084 | 0.054 | 0.27 |  |  | 0.192 | 0.607 | 0.37 | 0.09 | 0.11
1688 | 2004-03-11 | 08:00 | 0.018 | 0.391 | 0.484 | 0.007 | 0.002 | 0.206 | 0.869 | 0.617 | 0.244 | 0.415 |  | 0.003
1689 | 2004-03-11 | 09:00 | 0.187 | 0.653 | 0.127 | 0.131 | 0.211 | 0.511 | 1.039 | 0.758 | 0.278 | 0.674 | 0.123 | 0.169 | 0.105
1690 | 2004-03-11 | 10:00 | 0.35 | 0.851 | 0.238 | 0.261 | 0.261 | 0.585 | 1.117 | 0.866 | 0.335 | 0.852 | 0.36 | 0.227 | 0.233
1691 | 2004-03-11 | 11:00 | 1.048 | 0.965 | 0.216 | 0.314 | 0.343 | 0.801 | 1.116 | 0.875 | 0.395 | 0.954 | 0.664 | 0.292 | 0.673
1692 | 2004-03-11 | 12:00 | 0.968 | 0.999 | 0.275 | 0.297 | 0.343 | 0.268 | 1.034 | 0.857 | 0.207 | 0.984 | 0.837 | 0.362 | 0.791
1693 | 2004-03-11 | 13:00 | 0.406 | 0.99 | 0.066 | 0.448 | 0.318 | 0.144 | 0.857 | 0.766 | 0.153 | 0.936 | 0.86 | 0.276 | 0.816
1694 | 2004-03-11 | 14:00 | 0.555 | 0.899 | 0.027 | 0.651 | 0.306 | 0.035 | 0.596 | 0.626 | 0.215 | 0.809 | 0.949 | 0.406 | 0.91
1695 | 2004-03-11 | 15:00 | 0.516 | 0.71 | 0.003 | 0.323 | 0.268 | 0.113 | 0.271 | 0.302 | 0.132 | 0.615 | 0.916 | 0.332 | 0.837
1696 | 2004-03-11 | 16:00 | 0.246 | 0.479 |  | 0.194 | 0.184 |  | 0.001 | 0.1 | 0.001 | 0.348 | 0.764 | 0.259 | 0.739
1697 | 2004-03-11 | 17:00 | 0.001 | 0.191 |  | 0.001 | 0.023 | SPP: 0.031; NWP: 0.515; RA: 0.225; CNV: 0.511
1698 | 2004-03-11 | 18:00 | [5 empty] | NWP: 0.28; RA: 0.011; CNV: 0.186
1699 | 2004-03-11 | 19:00 | [5 empty] | NWP: 0.005
1700 | 2004-03-11 | 20:00
1701 | 2004-03-11 | 21:00
1702 | 2004-03-11 | 22:00
1703 | 2004-03-11 | 23:00
1704 | 2004-03-12 | 00:00
1705 | 2004-03-12 | 01:00
1706 | 2004-03-12 | 02:00
1707 | 2004-03-12 | 03:00
1708 | 2004-03-12 | 04:00
1709 | 2004-03-12 | 05:00
1710 | 2004-03-12 | 06:00 | [5 empty] | NY: 0.009; NE: 0.237; FL: 0.072; STV: 0.001
1711 | 2004-03-12 | 07:00 |  | 0.029 | 0.438 | 0.013 |  | 0.192 | 0.541 | 0.304 | 0.14 | 0.112
1712 | 2004-03-12 | 08:00 | 0.265 | 0.357 | 0.389 | 0.125 | 0.036 | 0.268 | 0.834 | 0.564 | 0.095 | 0.404 |  | 0.064
1713 | 2004-03-12 | 09:00 | 0.285 | 0.632 | 0.606 | 0.184 | 0.2 | 0.378 | 1.007 | 0.654 | 0.301 | 0.642 | 0.009 | 0.329 | 0.096
1714 | 2004-03-12 | 10:00 | 0.192 | 0.83 | 0.557 | 0.188 | 0.267 | 0.409 | 1.095 | 0.908 | 0.345 | 0.286 | 0.268 | 0.513 | 0.465
1715 | 2004-03-12 | 11:00 | 0.236 | 0.938 | 0.318 | 0.229 | 0.309 | 0.387 | 1.077 | 0.83 | 0.381 | 0.488 | 0.576 | 0.446 | 0.668
1716 | 2004-03-12 | 12:00 | 0.157 | 0.991 | 0.298 | 0.296 | 0.321 | 0.376 | 0.985 | 0.939 | 0.604 | 0.559 | 0.662 | 0.243 | 0.791
1717 | 2004-03-12 | 13:00 | 0.213 | 0.949 | 0.356 | 0.231 | 0.366 | 0.298 | 0.802 | 0.65 | 0.234 | 0.674 | 0.643 | 0.67 | 0.831
1718 | 2004-03-12 | 14:00 | 0.604 | 0.836 | 0.245 | 0.164 | 0.294 | 0.231 | 0.528 | 0.501 | 0.186 | 0.625 | 0.5 | 0.375 | 0.941
1719 | 2004-03-12 | 15:00 | 0.11 | 0.675 | 0.021 | 0.197 | 0.231 | 0.107 | 0.219 | 0.284 | 0.084 | 0.368 | 0.825 | 0.364 | 0.925
1720 | 2004-03-12 | 16:00 | 0.003 | 0.436 |  |  | 0.158 | 0.001 |  | 0.095 | 0.032 | 0.111 | 0.549 | 0.388 | 0.79
1721 | 2004-03-12 | 17:00 |  | 0.148 |  |  | 0.011 | NWP: 0.417; RA: 0.113; CNV: 0.576
1722 | 2004-03-12 | 18:00 | [5 empty] | NWP: 0.235; RA: 0.003; CNV: 0.304
1723 | 2004-03-12 | 19:00 | [5 empty] | NWP: 0.001; CNV: 0.005
1724 | 2004-03-12 | 20:00
1725 | 2004-03-12 | 21:00
1726 | 2004-03-12 | 22:00
1727 | 2004-03-12 | 23:00
1728 | 2004-03-13 | 00:00
1729 | 2004-03-13 | 01:00
1730 | 2004-03-13 | 02:00
1731 | 2004-03-13 | 03:00
1732 | 2004-03-13 | 04:00
1733 | 2004-03-13 | 05:00 | [5 empty] | NE: 0.004
1734 | 2004-03-13 | 06:00 | 0.004 |  | 0.096 |  |  | NY: 0.001; NE: 0.326; FL: 0.039; STV: 0.002
1735 | 2004-03-13 | 07:00 | 0.314 | 0.003 | 0.455 | 0.025 |  | 0.038 | 0.643 | 0.285 | 0.079 | 0.002
1736 | 2004-03-13 | 08:00 | 0.617 | 0.097 | 0.728 | 0.013 | 0.101 | 0.097 | 0.884 | 0.522 | 0.164 | 0.015 |  | 0.139
1737 | 2004-03-13 | 09:00 | 0.843 | 0.191 | 0.888 | 0.224 | 0.241 | 0.196 | 1.04 | 0.769 | 0.237 | 0.196 | 0.004 | 0.498 | 0.209
1738 | 2004-03-13 | 10:00 | 1.009 | 0.836 | 0.959 | 0.292 | 0.346 | 0.207 | 1.114 | 0.86 | 0.277 | 0.266 | 0.165 | 0.805 | 0.505
1739 | 2004-03-13 | 11:00 | 1.072 | 0.946 | 0.972 | 0.351 | 0.449 | 0.375 | 1.1 | 0.838 | 0.202 | 0.318 | 0.612 | 0.713 | 0.699
1740 | 2004-03-13 | 12:00 | 1.066 | 0.99 | 0.924 | 0.311 | 0.514 | 0.627 | 0.961 | 0.804 | 0.496 | 0.381 | 0.593 | 1.042 | 0.804
1741 | 2004-03-13 | 13:00 | 0.973 | 0.957 | 0.749 | 0.338 | 0.811 | 0.834 | 0.83 | 0.663 | 0.387 | 0.327 | 0.595 | 1.017 | 0.838
1742 | 2004-03-13 | 14:00 | 0.801 | 0.843 | 0.504 | 0.254 | 0.891 | 0.649 | 0.534 | 0.45 | 0.262 | 0.287 | 0.407 | 0.761 | 0.85
1743 | 2004-03-13 | 15:00 | 0.558 | 0.695 | 0.162 | 0.187 | 0.795 | 0.345 | 0.256 | 0.324 | 0.217 | 0.222 | 0.612 | 0.559 | 0.614
1744 | 2004-03-13 | 16:00 | 0.252 | 0.458 |  | 0.028 | 0.45 | 0.009 | 0.001 | 0.044 |  | 0.1 | 0.488 | 0.488 | 0.645
1745 | 2004-03-13 | 17:00 | 0.001 | 0.185 |  |  | 0.202 | SPP: 0.002; NWP: 0.341; RA: 0.269; CNV: 0.509
1746 | 2004-03-13 | 18:00 | [5 empty] | NWP: 0.182; RA: 0.031; CNV: 0.176
1747 | 2004-03-13 | 19:00 | [5 empty] | NWP: 0.001; CNV: 0.002
1748 | 2004-03-13 | 20:00
1749 | 2004-03-13 | 21:00
1750 | 2004-03-13 | 22:00
1751 | 2004-03-13 | 23:00
1752 | 2004-03-14 | 00:00
1753 | 2004-03-14 | 01:00
1754 | 2004-03-14 | 02:00
1755 | 2004-03-14 | 03:00
1756 | 2004-03-14 | 04:00
1757 | 2004-03-14 | 05:00
1758 | 2004-03-14 | 06:00 |  |  | 0.002 |  |  | NY: 0.215; NE: 0.227; FL: 0.002
1759 | 2004-03-14 | 07:00 | 0.006 | 0.002 | 0.094 |  | 0.006 | 0.297 | 0.435 | 0.108 | 0.084 | 0.028
1760 | 2004-03-14 | 08:00 | 0.34 | 0.096 | 0.063 | 0.098 | 0.273 | 0.753 | 0.766 | 0.221 | 0.426 | 0.184 |  | 0.201
1761 | 2004-03-14 | 09:00 | 0.745 | 0.47 | 0.276 | 0.17 | 0.587 | 0.909 | 0.945 | 0.252 | 0.766 | 0.574 | 0.049 | 0.42 | 0.082
1762 | 2004-03-14 | 10:00 | 0.908 | 0.746 | 0.31 | 0.295 | 0.804 | 1.068 | 0.588 | 0.371 | 0.856 | 0.759 | 0.32 | 0.651 | 0.38
1763 | 2004-03-14 | 11:00 | 0.858 | 0.898 | 0.325 | 0.336 | 1.034 | 1.075 | 0.927 | 0.335 | 0.916 | 0.967 | 0.513 | 0.801 | 0.675
1764 | 2004-03-14 | 12:00 | 0.875 | 0.874 | 0.534 | 0.36 | 1.051 | 1.081 | 0.615 | 0.34 | 0.895 | 1.022 | 0.586 | 0.987 | 0.849
1765 | 2004-03-14 | 13:00 | 0.226 | 0.748 | 0.574 | 0.334 | 1.078 | 0.921 | 0.601 | 0.303 | 0.764 | 0.911 | 0.906 | 1.12 | 0.84
1766 | 2004-03-14 | 14:00 | 0.19 | 0.768 | 0.315 | 0.253 | 0.951 | 0.674 | 0.264 | 0.272 | 0.619 | 0.791 | 0.705 | 1.039 | 0.88
1767 | 2004-03-14 | 15:00 | 0.158 | 0.571 | 0.181 | 0.17 | 0.759 | 0.361 | 0.114 | 0.167 | 0.387 | 0.602 | 0.502 | 0.91 | 0.735
1768 | 2004-03-14 | 16:00 | 0.013 | 0.399 | 0.001 | 0.036 | 0.492 | 0.01 | 0.001 | 0.099 | 0.091 | 0.367 | 0.302 | 0.714 | 0.539
1769 | 2004-03-14 | 17:00 |  | 0.133 |  |  | 0.266 | SPP: 0.063; NWP: 0.121; RA: 0.405; CNV: 0.422
1770 | 2004-03-14 | 18:00 | [5 empty] | NWP: 0.011; RA: 0.044; CNV: 0.077
1771 | 2004-03-14 | 19:00
1772 | 2004-03-14 | 20:00
1773 | 2004-03-14 | 21:00
1774 | 2004-03-14 | 22:00
1775 | 2004-03-14 | 23:00
1776 | 2004-03-15 | 00:00
1777 | 2004-03-15 | 01:00
1778 | 2004-03-15 | 02:00
1779 | 2004-03-15 | 03:00
1780 | 2004-03-15 | 04:00
1781 | 2004-03-15 | 05:00
1782 | 2004-03-15 | 06:00 |  |  | 0.054 |  |  | NY: 0.201; NE: 0.046; FL: 0.094; STV: 0.056
1783 | 2004-03-15 | 07:00 | 0.002 | 0.001 | 0.439 | 0.026 | 0.011 | 0.489 | 0.402 | 0.389 | 0.36 | 0.139
1784 | 2004-03-15 | 08:00 | 0.041 | 0.082 | 0.736 | 0.17 | 0.363 | 0.718 | 0.687 | 0.639 | 0.603 | 0.44 |  | 0.002
1785 | 2004-03-15 | 09:00 | 0.231 | 0.238 | 0.763 | 0.577 | 0.659 | 0.879 | 0.705 | 0.791 | 0.754 | 0.703 | 0.007 | 0.204 | 0.026
1786 | 2004-03-15 | 10:00 | 0.309 | 0.279 | 0.998 | 0.939 | 0.878 | 0.987 | 0.83 | 0.701 | 0.896 | 0.355 | 0.1 | 0.257 | 0.303
1787 | 2004-03-15 | 11:00 | 0.332 | 0.312 | 0.93 | 1.087 | 1.02 | 0.962 | 0.554 | 0.941 | 0.857 | 0.36 | 0.216 | 0.267 | 0.279
1788 | 2004-03-15 | 12:00 | 0.377 | 0.33 | 0.936 | 1.121 | 1.022 | 0.894 | 0.883 | 0.856 | 0.637 | 0.268 | 0.246 | 0.363 | 0.483
1789 | 2004-03-15 | 13:00 | 0.299 | 0.424 | 0.724 | 1.053 | 1.032 | 0.864 | 0.713 | 0.785 | 0.778 | 0.26 | 0.3 | 0.89 | 0.493
1790 | 2004-03-15 | 14:00 | 0.242 | 0.472 | 0.649 | 0.891 | 0.936 | 0.568 | 0.42 | 0.596 | 0.567 | 0.102 | 0.159 | 0.552 | 0.34
1791 | 2004-03-15 | 15:00 | 0.178 | 0.406 | 0.366 | 0.655 | 0.76 | 0.33 | 0.199 | 0.359 | 0.353 | 0.194 | 0.29 | 0.275 | 0.258
1792 | 2004-03-15 | 16:00 | 0.033 | 0.155 | 0.033 | 0.34 | 0.441 | 0.009 |  | 0.14 | 0.066 | 0.054 | 0.336 | 0.236 | 0.406
1793 | 2004-03-15 | 17:00 |  | 0.012 |  | 0.006 | 0.216 | NWP: 0.123; RA: 0.391; CNV: 0.195
1794 | 2004-03-15 | 18:00 | [5 empty] | NWP: 0.083; RA: 0.038; CNV: 0.198
1795 | 2004-03-15 | 19:00 | [5 empty] | CNV: 0.001
1796 | 2004-03-15 | 20:00
1797 | 2004-03-15 | 21:00
1798 | 2004-03-15 | 22:00
1799 | 2004-03-15 | 23:00
1800 | 2004-03-16 | 00:00
1801 | 2004-03-16 | 01:00
1802 | 2004-03-16 | 02:00
1803 | 2004-03-16 | 03:00
1804 | 2004-03-16 | 04:00
1805 | 2004-03-16 | 05:00 | [5 empty] | NE: 0.001
1806 | 2004-03-16 | 06:00 |  |  | 0.196 |  |  | NY: 0.192; NE: 0.172; FL: 0.004
1807 | 2004-03-16 | 07:00 | 0.115 | 0.001 | 0.506 | 0.029 | 0.004 | 0.443 | 0.453 | 0.114 | 0.014 | 0.142
1808 | 2004-03-16 | 08:00 | 0.533 | 0.089 | 0.754 | 0.354 | 0.299 | 0.509 | 0.718 | 0.226 | 0.087 | 0.452 |  | 0.248
1809 | 2004-03-16 | 09:00 | 0.553 | 0.216 | 0.926 | 0.688 | 0.509 | 0.834 | 0.787 | 0.261 | 0.131 | 0.71 | 0.009 | 0.573 | 0.127
1810 | 2004-03-16 | 10:00 | 0.821 | 0.257 | 1.031 | 0.818 | 0.509 | 0.652 | 1.036 | 0.527 | 0.159 | 0.694 | 0.194 | 0.822 | 0.517
1811 | 2004-03-16 | 11:00 | 0.841 | 0.423 | 1.041 | 0.391 | 0.78 | 0.194 | 0.586 | 0.542 | 0.2 | 0.762 | 0.339 | 0.991 | 0.377
1812 | 2004-03-16 | 12:00 | 0.92 | 0.542 | 0.835 | 0.22 | 0.933 | 0.23 | 0.712 | 0.373 | 0.184 | 0.746 | 0.324 | 1.091 | 0.649
1813 | 2004-03-16 | 13:00 | 0.777 | 0.524 | 0.714 | 0.377 | 1.01 | 0.218 | 0.576 | 0.321 | 0.184 | 0.572 | 0.547 | 1.103 | 0.909
1814 | 2004-03-16 | 14:00 | 0.448 | 0.438 | 0.513 | 0.204 | 0.924 | 0.015 | 0.435 | 0.184 | 0.094 | 0.316 | 0.231 | 1.032 | 0.777
1815 | 2004-03-16 | 15:00 | 0.426 | 0.257 | 0.263 | 0.365 | 0.635 | 0.018 | 0.189 | 0.128 | 0.015 | 0.404 | 0.435 | 0.899 | 0.643
1816 | 2004-03-16 | 16:00 | 0.234 | 0.152 | 0.005 | 0.161 | 0.458 |  |  | 0.007 | 0.001 | 0.32 | 0.551 | 0.708 | 0.671
1817 | 2004-03-16 | 17:00 | 0.001 | 0.037 |  |  | 0.006 | SPP: 0.045; NWP: 0.494; RA: 0.404; CNV: 0.381
1818 | 2004-03-16 | 18:00 | [5 empty] | NWP: 0.09; RA: 0.021; CNV: 0.276
1819 | 2004-03-16 | 19:00 | [5 empty] | CNV: 0.003
1820 | 2004-03-16 | 20:00
1821 | 2004-03-16 | 21:00
1822 | 2004-03-16 | 22:00
1823 | 2004-03-16 | 23:00
1824 | 2004-03-17 | 00:00
1825 | 2004-03-17 | 01:00
1826 | 2004-03-17 | 02:00
1827 | 2004-03-17 | 03:00
1828 | 2004-03-17 | 04:00
1829 | 2004-03-17 | 05:00 | [5 empty] | NE: 0.003
1830 | 2004-03-17 | 06:00 |  |  | 0.007 | 0.001 |  | NY: 0.001; NE: 0.313; FL: 0.007; STV: 0.006
1831 | 2004-03-17 | 07:00 | 0.027 | 0.009 | 0.28 | 0.314 |  | 0.015 | 0.621 | 0.083 | 0.139 | 0.009
1832 | 2004-03-17 | 08:00 | 0.184 | 0.151 | 0.589 | 0.67 | 0.045 | 0.093 | 0.855 | 0.227 | 0.621 | 0.006 |  | 0.024
1833 | 2004-03-17 | 09:00 | 0.238 | 0.325 | 0.713 | 0.948 | 0.323 | 0.163 | 1.013 | 0.312 | 0.837 | 0.104 | 0.001 | 0.552 | 0.128
1834 | 2004-03-17 | 10:00 | 0.27 | 0.334 | 0.67 | 1.127 | 0.569 | 0.158 | 1.081 | 0.345 | 0.963 | 0.229 | 0.039 | 0.441 | 0.135
1835 | 2004-03-17 | 11:00 | 0.331 | 0.338 | 0.858 | 1.215 | 0.698 | 0.186 | 1.078 | 0.375 | 0.878 | 0.325 | 0.058 | 0.722 | 0.35
1836 | 2004-03-17 | 12:00 | 0.897 | 0.715 | 0.547 | 1.229 | 0.758 | 0.339 | 0.887 | 0.493 | 0.936 | 0.445 | 0.216 | 0.761 | 0.835
1837 | 2004-03-17 | 13:00 | 0.865 | 0.414 | 0.585 | 1.145 | 0.62 | 0.254 | 0.641 | 0.407 | 0.801 | 0.748 | 0.269 | 1.031 | 0.912
1838 | 2004-03-17 | 14:00 | 0.648 | 0.734 | 0.49 | 0.978 | 0.174 | 0.053 | 0.285 | 0.369 | 0.619 | 0.745 | 0.118 | 1.141 | 0.934
1839 | 2004-03-17 | 15:00 | 0.52 | 0.606 | 0.305 | 0.722 | 0.418 | 0.005 | 0.054 | 0.165 | 0.337 | 0.559 | 0.416 | 0.988 | 0.627
1840 | 2004-03-17 | 16:00 | 0.234 | 0.407 | 0.026 | 0.378 | 0.252 |  |  | 0.008 | 0.004 | 0.311 | 0.341 | 0.754 | 0.639
1841 | 2004-03-17 | 17:00 | 0.001 | 0.134 |  | 0.009 | 0.113 | SPP: 0.019; NWP: 0.308; RA: 0.428; CNV: 0.377
1842 | 2004-03-17 | 18:00 | [5 empty] | NWP: 0.095; RA: 0.055; CNV: 0.273
1843 | 2004-03-17 | 19:00 | [5 empty] | NWP: 0.001; CNV: 0.004
1844 | 2004-03-17 | 20:00
1845 | 2004-03-17 | 21:00
1846 | 2004-03-17 | 22:00
1847 | 2004-03-17 | 23:00
1848 | 2004-03-18 | 00:00
1849 | 2004-03-18 | 01:00
1850 | 2004-03-18 | 02:00
1851 | 2004-03-18 | 03:00
1852 | 2004-03-18 | 04:00
1853 | 2004-03-18 | 05:00
1854 | 2004-03-18 | 06:00 |  |  | 0.116 | 0.001 |  | NY: 0.037; NE: 0.007; FL: 0.014
1855 | 2004-03-18 | 07:00 | 0.12 | 0.033 | 0.451 | 0.284 | 0.012 | 0.164 | 0.088 | 0.145 | 0.01 | 0.183
1856 | 2004-03-18 | 08:00 | 0.402 | 0.12 | 0.695 | 0.545 | 0.337 | 0.264 | 0.183 | 0.274 | 0.242 | 0.483 |  | 0.251
1857 | 2004-03-18 | 09:00 | 0.6 | 0.329 | 0.936 | 0.779 | 0.647 | 0.326 | 0.245 | 0.34 | 0.199 | 0.748 | 0.009 | 0.577 | 0.076
1858 | 2004-03-18 | 10:00 | 0.905 | 0.441 | 1.04 | 0.92 | 0.86 | 0.321 | 0.272 | 0.32 | 0.196 | 0.921 | 0.018 | 0.854 | 0.176
1859 | 2004-03-18 | 11:00 | 0.819 | 0.262 | 1.055 | 0.966 | 1.011 | 0.53 | 0.271 | 0.395 | 0.207 | 1.028 | 0.037 | 1.026 | 0.223
1860 | 2004-03-18 | 12:00 | 0.892 | 0.314 | 0.98 | 0.863 | 1.066 | 0.925 | 0.309 | 0.298 | 0.226 | 1.042 | 0.202 | 1.106 | 0.296
1861 | 2004-03-18 | 13:00 | 0.73 | 0.293 | 0.837 | 0.88 | 1.013 | 0.277 | 0.222 | 0.236 | 0.192 | 0.98 | 0.31 | 1.109 | 0.323
1862 | 2004-03-18 | 14:00 | 0.5 | 0.371 | 0.591 | 0.594 | 0.864 | 0.026 | 0.127 | 0.238 | 0.144 | 0.848 | 0.145 | 1.022 | 0.882
1863 | 2004-03-18 | 15:00 | 0.47 | 0.285 | 0.298 | 0.585 | 0.699 | 0.019 | 0.026 | 0.131 | 0.046 | 0.654 | 0.299 | 0.882 | 0.884
1864 | 2004-03-18 | 16:00 | 0.225 | 0.13 | 0.007 | 0.303 | 0.29 |  |  | 0.007 | 0.001 | 0.379 | 0.572 | 0.573 | 0.609
1865 | 2004-03-18 | 17:00 | 0.001 | 0.026 |  | 0.006 | 0.105 | SPP: 0.061; NWP: 0.291; RA: 0.384; CNV: 0.454
1866 | 2004-03-18 | 18:00 | [5 empty] | NWP: 0.205; RA: 0.041; CNV: 0.27
1867 | 2004-03-18 | 19:00 | [5 empty] | NWP: 0.006; CNV: 0.005
1868 | 2004-03-18 | 20:00
1869 | 2004-03-18 | 21:00
1870 | 2004-03-18 | 22:00
1871 | 2004-03-18 | 23:00
1872 | 2004-03-19 | 00:00
1873 | 2004-03-19 | 01:00
1874 | 2004-03-19 | 02:00
1875 | 2004-03-19 | 03:00
1876 | 2004-03-19 | 04:00
1877 | 2004-03-19 | 05:00
1878 | 2004-03-19 | 06:00 |  |  | 0.208 |  |  | NY: 0.005; NE: 0.061; FL: 0.051; STV: 0.019
1879 | 2004-03-19 | 07:00 | 0.002 | 0.001 | 0.516 | 0.001 |  | 0.113 | 0.204 | 0.38 | 0.26 | 0.195
1880 | 2004-03-19 | 08:00 | 0.017 | 0.14 | 0.726 | 0.107 | 0.071 | 0.225 | 0.134 | 0.565 | 0.185 | 0.495 |  | 0.255 | 0.001
1881 | 2004-03-19 | 09:00 | 0.112 | 0.129 | 0.876 | 0.186 | 0.241 | 0.262 | 0.442 | 0.742 | 0.187 | 0.752 | 0.001 | 0.563 | 0.215
1882 | 2004-03-19 | 10:00 | 0.205 | 0.362 | 1.033 | 0.348 | 0.737 | 0.311 | 0.706 | 0.985 | 0.286 | 0.925 | 0.13 | 0.781 | 0.405
1883 | 2004-03-19 | 11:00 | 0.189 | 0.354 | 0.958 | 0.281 | 0.701 | 0.331 | 0.959 | 0.974 | 0.467 | 1.021 | 0.212 | 0.936 | 0.674
1884 | 2004-03-19 | 12:00 | 0.184 | 0.382 | 0.929 | 0.253 | 0.965 | 0.316 | 0.855 | 0.853 | 0.335 | 1.035 | 0.22 | 1.012 | 0.733
1885 | 2004-03-19 | 13:00 | 0.291 | 0.459 | 0.761 | 0.279 | 0.787 | 0.257 | 0.753 | 0.714 | 0.255 | 0.976 | 0.262 | 0.972 | 0.839
1886 | 2004-03-19 | 14:00 | 0.286 | 0.603 | 0.411 | 0.239 | 0.542 | 0.202 | 0.549 | 0.663 | 0.52 | 0.842 | 0.347 | 0.929 | 0.777
1887 | 2004-03-19 | 15:00 | 0.166 | 0.325 | 0.012 | 0.146 | 0.793 | 0.047 | 0.253 | 0.413 | 0.176 | 0.654 | 0.262 | 0.755 | 0.634
1888 | 2004-03-19 | 16:00 | 0.022 | 0.082 |  | 0.001 | 0.4 |  | 0.001 | 0.115 | 0.054 | 0.389 | 0.367 | 0.578 | 0.584
1889 | 2004-03-19 | 17:00 |  | 0.003 |  |  | 0.227 | SPP: 0.073; NWP: 0.226; RA: 0.195; CNV: 0.464
1890 | 2004-03-19 | 18:00 | [5 empty] | NWP: 0.196; RA: 0.024; CNV: 0.168
1891 | 2004-03-19 | 19:00 | [5 empty] | NWP: 0.001; CNV: 0.002
1892 | 2004-03-19 | 20:00
1893 | 2004-03-19 | 21:00
1894 | 2004-03-19 | 22:00
1895 | 2004-03-19 | 23:00
1896 | 2004-03-20 | 00:00
1897 | 2004-03-20 | 01:00
1898 | 2004-03-20 | 02:00
1899 | 2004-03-20 | 03:00
1900 | 2004-03-20 | 04:00
1901 | 2004-03-20 | 05:00
1902 | 2004-03-20 | 06:00 |  |  | 0.001 |  |  | NY: 0.097; NE: 0.092; FL: 0.108; STV: 0.115
1903 | 2004-03-20 | 07:00 | 0.008 | 0.003 | 0.04 | 0.027 |  | 0.467 | 0.535 | 0.417 | 0.431 | 0.089
1904 | 2004-03-20 | 08:00 | 0.05 | 0.102 | 0.3 | 0.21 | 0.076 | 0.5 | 0.824 | 0.677 | 0.682 | 0.324 |  | 0.253
1905 | 2004-03-20 | 09:00 | 0.115 | 0.248 | 0.195 | 0.213 | 0.222 | 0.697 | 0.866 | 0.85 | 0.87 | 0.545 | 0.001 | 0.533 | 0.102
1906 | 2004-03-20 | 10:00 | 0.332 | 0.517 | 0.257 | 0.34 | 0.216 | 0.763 | 0.636 | 0.961 | 0.985 | 0.701 | 0.161 | 0.71 | 0.249
1907 | 2004-03-20 | 11:00 | 0.357 | 0.406 | 0.332 | 0.424 | 0.273 | 0.715 | 0.227 | 0.995 | 1.019 | 0.872 | 0.167 | 0.922 | 0.632
1908 | 2004-03-20 | 12:00 | 0.935 | 0.849 | 0.496 | 0.263 | 0.74 | 0.723 | 0.189 | 0.956 | 0.977 | 0.723 | 0.537 | 0.978 | 0.786
1909 | 2004-03-20 | 13:00 | 0.798 | 0.879 | 0.389 | 0.207 | 0.753 | 0.769 | 0.138 | 0.845 | 0.854 | 0.689 | 0.503 | 0.962 | 0.879
1910 | 2004-03-20 | 14:00 | 0.623 | 0.829 | 0.306 | 0.275 | 0.56 | 0.538 | 0.047 | 0.673 | 0.68 | 0.48 | 0.801 | 0.724 | 0.93
1911 | 2004-03-20 | 15:00 | 0.455 | 0.637 | 0.204 | 0.228 | 0.535 | 0.111 | 0.005 | 0.397 | 0.43 | 0.327 | 0.723 | 0.359 | 0.809
1912 | 2004-03-20 | 16:00 | 0.172 | 0.438 | 0.003 | 0.076 | 0.475 | 0.002 |  | 0.113 | 0.129 | 0.168 | 0.398 | 0.335 | 0.684
1913 | 2004-03-20 | 17:00 |  | 0.154 |  |  | 0.231 | SPP: 0.003; NWP: 0.428; RA: 0.332; CNV: 0.49
1914 | 2004-03-20 | 18:00 | [5 empty] | NWP: 0.223; RA: 0.028; CNV: 0.264
1915 | 2004-03-20 | 19:00 | [5 empty] | NWP: 0.011; CNV: 0.003
1916 | 2004-03-20 | 20:00
1917 | 2004-03-20 | 21:00
1918 | 2004-03-20 | 22:00
1919 | 2004-03-20 | 23:00
1920 | 2004-03-21 | 00:00
1921 | 2004-03-21 | 01:00
1922 | 2004-03-21 | 02:00
1923 | 2004-03-21 | 03:00
1924 | 2004-03-21 | 04:00
1925 | 2004-03-21 | 05:00 | [5 empty] | NE: 0.003
1926 | 2004-03-21 | 06:00 | 0.006 |  | 0.218 | 0.001 |  | NY: 0.022; NE: 0.275; FL: 0.096; STV: 0.084
1927 | 2004-03-21 | 07:00 | 0.298 |  | 0.523 | 0.106 | 0.001 | 0.127 | 0.512 | 0.392 | 0.345 | 0.014
1928 | 2004-03-21 | 08:00 | 0.545 | 0.146 | 0.716 | 0.145 | 0.305 | 0.098 | 0.468 | 0.645 | 0.571 | 0.092 |  | 0.072 | 0.001
1929 | 2004-03-21 | 09:00 | 0.689 | 0.075 | 0.912 | 0.266 | 0.558 | 0.1 | 0.443 | 0.824 | 0.793 | 0.218 | 0.006 | 0.286 | 0.254
1930 | 2004-03-21 | 10:00 | 0.977 | 0.308 | 0.931 | 0.452 | 0.703 | 0.316 | 0.557 | 0.934 | 0.89 | 0.279 | 0.149 | 0.522 | 0.475
1931 | 2004-03-21 | 11:00 | 0.889 | 0.186 | 1.059 | 0.662 | 0.886 | 0.185 | 0.255 | 0.977 | 0.903 | 0.293 | 0.048 | 0.928 | 0.75
1932 | 2004-03-21 | 12:00 | 0.192 | 0.233 | 0.586 | 0.557 | 0.843 | 0.277 | 0.202 | 0.941 | 0.932 | 0.359 | 0.269 | 1.11 | 0.907
1933 | 2004-03-21 | 13:00 | 0.36 | 0.395 | 0.654 | 0.407 | 0.906 | 0.418 | 0.339 | 0.844 | 0.775 | 0.393 | 0.272 | 1.13 | 0.95
1934 | 2004-03-21 | 14:00 | 0.214 | 0.405 | 0.603 | 0.236 | 0.752 | 0.513 | 0.282 | 0.667 | 0.638 | 0.289 | 0.171 | 1.067 | 0.983
1935 | 2004-03-21 | 15:00 | 0.101 | 0.328 | 0.092 | 0.187 | 0.451 | 0.2 | 0.155 | 0.416 | 0.4 | 0.557 | 0.281 | 0.903 | 0.908
1936 | 2004-03-21 | 16:00 | 0.011 | 0.198 | 0.002 | 0.026 | 0.29 |  |  | 0.113 | 0.05 | 0.239 | 0.24 | 0.684 | 0.784
1937 | 2004-03-21 | 17:00 |  | 0.033 |  | 0.003 | 0.077 | SPP: 0.071; NWP: 0.171; RA: 0.393; CNV: 0.568
1938 | 2004-03-21 | 18:00 | [5 empty] | NWP: 0.241; RA: 0.041; CNV: 0.296
1939 | 2004-03-21 | 19:00 | [5 empty] | NWP: 0.019; CNV: 0.005
1940 | 2004-03-21 | 20:00
1941 | 2004-03-21 | 21:00
1942 | 2004-03-21 | 22:00
1943 | 2004-03-21 | 23:00
1944 | 2004-03-22 | 00:00
1945 | 2004-03-22 | 01:00
1946 | 2004-03-22 | 02:00
1947 | 2004-03-22 | 03:00
1948 | 2004-03-22 | 04:00
1949 | 2004-03-22 | 05:00 | [5 empty] | NE: 0.01
1950 | 2004-03-22 | 06:00 | 0.001 |  | 0.083 | 0.001 |  | NY: 0.136; NE: 0.354; FL: 0.063; STV: 0.003
1951 | 2004-03-22 | 07:00 | 0.062 | 0.019 | 0.294 | 0.248 | 0.002 | 0.332 | 0.665 | 0.307 | 0.082 | 0.202
1952 | 2004-03-22 | 08:00 | 0.228 | 0.291 | 0.409 | 0.539 | 0.14 | 0.569 | 0.896 | 0.652 | 0.153 | 0.499 |  | 0.155 | 0.001
1953 | 2004-03-22 | 09:00 | 0.282 | 0.408 | 0.263 | 0.563 | 0.366 | 0.574 | 1.052 | 0.767 | 0.302 | 0.748 | 0.003 | 0.422 | 0.27
1954 | 2004-03-22 | 10:00 | 0.338 | 0.78 | 0.303 | 0.632 | 0.786 | 0.571 | 1.125 | 0.94 | 0.327 | 0.857 | 0.049 | 0.556 | 0.529
1955 | 2004-03-22 | 11:00 | 0.4 | 1.041 | 0.356 | 0.193 | 1.017 | 0.536 | 1.112 | 0.722 | 0.342 | 0.92 | 0.028 | 0.599 | 0.713
1956 | 2004-03-22 | 12:00 | 0.342 | 1.059 | 0.262 | 0.473 | 0.825 | 0.241 | 0.896 | 0.383 | 0.21 | 0.887 | 0.222 | 0.812 | 0.869
1957 | 2004-03-22 | 13:00 | 0.356 | 1.043 | 0.139 | 0.557 | 0.721 | 0.545 | 0.619 | 0.386 | 0.743 | 0.937 | 0.29 | 0.697 | 0.947
1958 | 2004-03-22 | 14:00 | 0.519 | 0.917 | 0.046 | 0.539 | 0.747 | 0.468 | 0.288 | 0.185 | 0.665 | 0.826 | 0.129 | 0.416 | 0.966
1959 | 2004-03-22 | 15:00 | 0.284 | 0.741 | 0.009 | 0.284 | 0.649 | 0.322 | 0.217 | 0.241 | 0.412 | 0.606 | 0.512 | 0.323 | 0.896
1960 | 2004-03-22 | 16:00 | 0.034 | 0.492 |  | 0.148 | 0.502 | 0.003 | 0.001 | 0.025 | 0.118 | 0.375 | 0.797 | 0.383 | 0.736
1961 | 2004-03-22 | 17:00 |  | 0.198 |  |  | 0.206 | SPP: 0.037; NWP: 0.601; RA: 0.369; CNV: 0.563
1962 | 2004-03-22 | 18:00 | [5 empty] | NWP: 0.185; RA: 0.04; CNV: 0.293
1963 | 2004-03-22 | 19:00 | [5 empty] | NWP: 0.003; CNV: 0.005
1964 | 2004-03-22 | 20:00
1965 | 2004-03-22 | 21:00
1966 | 2004-03-22 | 22:00
1967 | 2004-03-22 | 23:00
1968 | 2004-03-23 | 00:00
1969 | 2004-03-23 | 01:00
1970 | 2004-03-23 | 02:00
1971 | 2004-03-23 | 03:00
1972 | 2004-03-23 | 04:00
1973 | 2004-03-23 | 05:00
1974 | 2004-03-23 | 06:00 | 0.004 |  | 0.005 | 0.001 |  | NY: 0.257; NE: 0.029; FL: 0.037; STV: 0.006
1975 | 2004-03-23 | 07:00 | 0.211 | 0.102 | 0.038 | 0.224 | 0.032 | 0.339 | 0.151 | 0.215 | 0.219 | 0.148 |  | 0.001
1976 | 2004-03-23 | 08:00 | 0.39 | 0.426 | 0.132 | 0.485 | 0.398 | 0.624 | 0.223 | 0.275 | 0.297 | 0.512 |  | 0.264
1977 | 2004-03-23 | 09:00 | 0.725 | 0.7 | 0.202 | 0.727 | 0.717 | 0.777 | 0.25 | 0.445 | 0.382 | 0.774 | 0.003 | 0.553 | 0.009
1978 | 2004-03-23 | 10:00 | 0.83 | 0.875 | 0.199 | 0.86 | 0.941 | 0.808 | 0.297 | 0.722 | 0.832 | 0.939 | 0.088 | 0.531 | 0.111
1979 | 2004-03-23 | 11:00 | 0.886 | 0.987 | 0.205 | 0.776 | 1.091 | 1.023 | 0.295 | 0.731 | 0.844 | 1.025 | 0.026 | 0.508 | 0.233
1980 | 2004-03-23 | 12:00 | 0.613 | 1.028 | 0.202 | 0.87 | 1.134 | 0.934 | 0.264 | 0.766 | 0.59 | 1.053 | 0.261 | 0.836 | 0.287
1981 | 2004-03-23 | 13:00 | 0.74 | 0.995 | 0.166 | 0.53 | 1.102 | 0.766 | 0.248 | 0.604 | 0.271 | 0.988 | 0.263 | 0.721 | 0.415
1982 | 2004-03-23 | 14:00 | 0.742 | 0.885 | 0.105 | 0.325 | 0.988 | 0.608 | 0.191 | 0.564 | 0.537 | 0.872 | 0.129 | 0.499 | 0.319
1983 | 2004-03-23 | 15:00 | 0.484 | 0.72 | 0.014 | 0.136 | 0.81 | 0.337 | 0.036 | 0.311 | 0.166 | 0.603 | 0.266 | 0.386 | 0.319
1984 | 2004-03-23 | 16:00 | 0.164 | 0.476 |  | 0.021 | 0.549 | 0.024 |  | 0.093 | 0.076 | 0.367 | 0.244 | 0.352 | 0.254
1985 | 2004-03-23 | 17:00 |  | 0.191 |  |  | 0.244 | SPP: 0.045; NWP: 0.069; RA: 0.219; CNV: 0.401
1986 | 2004-03-23 | 18:00 | [5 empty] | NWP: 0.085; RA: 0.011; CNV: 0.177
1987 | 2004-03-23 | 19:00 | [5 empty] | NWP: 0.002
1988 | 2004-03-23 | 20:00
1989 | 2004-03-23 | 21:00
1990 | 2004-03-23 | 22:00
1991 | 2004-03-23 | 23:00
1992 | 2004-03-24 | 00:00
1993 | 2004-03-24 | 01:00
1994 | 2004-03-24 | 02:00
1995 | 2004-03-24 | 03:00
1996 | 2004-03-24 | 04:00
1997 | 2004-03-24 | 05:00 | [5 empty] | NE: 0.003
1998 | 2004-03-24 | 06:00 | 0.002 |  | 0.04 |  |  | NY: 0.006; NE: 0.207; FL: 0.108; STV: 0.012
1999 | 2004-03-24 | 07:00 | 0.159 | 0.092 | 0.188 | 0.026 | 0.014 | 0.11 | 0.663 | 0.414 | 0.088 | 0.008
2000 | 2004-03-24 | 08:00 | 0.554 | 0.2 | 0.268 | 0.123 | 0.32 | 0.804 | 0.95 | 0.658 | 0.187 | 0.072 |  | 0.284
2001 | 2004-03-24 | 09:00 | 0.824 | 0.294 | 0.188 | 0.372 | 0.594 | 0.85 | 1.101 | 0.757 | 0.239 | 0.261 | 0.011 | 0.603 | 0.005
2002 | 2004-03-24 | 10:00 | 0.952 | 0.28 | 0.2 | 0.896 | 0.799 | 0.555 | 1.177 | 0.652 | 0.294 | 0.298 | 0.119 | 0.836 | 0.352
2003 | 2004-03-24 | 11:00 | 1.009 | 0.79 | 0.221 | 0.94 | 0.928 | 0.873 | 1.162 | 0.858 | 0.202 | 0.182 | 0.246 | 0.967 | 0.242
2004 | 2004-03-24 | 12:00 | 0.903 | 0.688 | 0.187 | 0.714 | 0.926 | 0.72 | 1.072 | 0.795 | 0.218 | 0.347 | 0.284 | 1.087 | 0.42
2005 | 2004-03-24 | 13:00 | 0.869 | 0.898 | 0.15 | 0.594 | 0.906 | 0.674 | 0.891 | 0.766 | 0.143 | 0.32 | 0.322 | 1.084 | 0.747
2006 | 2004-03-24 | 14:00 | 0.672 | 0.725 | 0.071 | 0.354 | 0.528 | 0.566 | 0.627 | 0.612 | 0.099 | 0.156 | 0.315 | 1.036 | 0.856
2007 | 2004-03-24 | 15:00 | 0.338 | 0.392 | 0.015 | 0.2 | 0.568 | 0.131 | 0.294 | 0.407 | 0.053 | 0.267 | 0.326 | 0.897 | 0.742
2008 | 2004-03-24 | 16:00 | 0.192 | 0.36 |  | 0.028 | 0.358 | 0.001 | 0.001 | 0.089 | 0.003 | 0.126 | 0.298 | 0.705 | 0.317
2009 | 2004-03-24 | 17:00 |  | 0.144 |  |  | 0.095 | NWP: 0.058; RA: 0.368; CNV: 0.142
2010 | 2004-03-24 | 18:00 | [5 empty] | NWP: 0.108; RA: 0.034; CNV: 0.091
2011 | 2004-03-24 | 19:00 | [5 empty] | NWP: 0.002
2012 | 2004-03-24 | 20:00
2013 | 2004-03-24 | 21:00
2014 | 2004-03-24 | 22:00
2015 | 2004-03-24 | 23:00
2016 | 2004-03-25 | 00:00
2017 | 2004-03-25 | 01:00
2018 | 2004-03-25 | 02:00
2019 | 2004-03-25 | 03:00
2020 | 2004-03-25 | 04:00
2021 | 2004-03-25 | 05:00 | [5 empty] | NE: 0.017
2022 | 2004-03-25 | 06:00 |  |  | 0.048 | 0.001 |  | NY: 0.188; NE: 0.365; FL: 0.05; STV: 0.128
2023 | 2004-03-25 | 07:00 | 0.004 | 0.001 | 0.265 | 0.164 | 0.002 | 0.465 | 0.677 | 0.168 | 0.443 | 0.017 |  | 0.001
2024 | 2004-03-25 | 08:00 | 0.168 | 0.108 | 0.564 | 0.482 | 0.1 | 0.542 | 0.917 | 0.082 | 0.714 | 0.191 |  | 0.227
2025 | 2004-03-25 | 09:00 | 0.151 | 0.235 | 0.729 | 0.715 | 0.293 | 0.295 | 1.057 | 0.257 | 0.906 | 0.25 | 0.109 | 0.411 | 0.141
2026 | 2004-03-25 | 10:00 | 0.167 | 0.288 | 0.917 | 0.809 | 0.221 | 0.718 | 1.117 | 0.287 | 1.018 | 0.31 | 0.415 | 0.603 | 0.354
2027 | 2004-03-25 | 11:00 | 0.195 | 0.32 | 0.973 | 0.894 | 0.219 | 0.52 | 1.093 | 0.349 | 1.058 | 0.387 | 0.66 | 0.94 | 0.098
2028 | 2004-03-25 | 12:00 | 0.203 | 0.336 | 0.963 | 0.898 | 0.295 | 0.709 | 0.999 | 0.332 | 1.014 | 0.351 | 0.825 | 1.029 | 0.22
2029 | 2004-03-25 | 13:00 | 0.144 | 0.377 | 0.811 | 0.841 | 0.224 | 0.526 | 0.828 | 0.327 | 0.898 | 0.354 | 0.958 | 1.092 | 0.622
2030 | 2004-03-25 | 14:00 | 0.281 | 0.328 | 0.573 | 0.446 | 0.184 | 0.302 | 0.569 | 0.317 | 0.717 | 0.293 | 0.993 | 1.02 | 0.828
2031 | 2004-03-25 | 15:00 | 0.2 | 0.293 | 0.294 | 0.431 | 0.189 | 0.002 | 0.256 | 0.098 | 0.446 | 0.373 | 0.919 | 0.887 | 0.575
2032 | 2004-03-25 | 16:00 | 0.024 | 0.196 | 0.011 | 0.056 | 0.136 | 0.002 |  | 0.01 | 0.141 | 0.225 | 0.798 | 0.677 | 0.731
2033 | 2004-03-25 | 17:00 |  | 0.04 |  |  | 0.018 | SPP: 0.036; NWP: 0.573; RA: 0.256; CNV: 0.561
2034 | 2004-03-25 | 18:00 | [5 empty] | NWP: 0.303; RA: 0.007; CNV: 0.255
2035 | 2004-03-25 | 19:00 | [5 empty] | NWP: 0.013; CNV: 0.002
2036 | 2004-03-25 | 20:00
2037 | 2004-03-25 | 21:00
2038 | 2004-03-25 | 22:00
2039 | 2004-03-25 | 23:00
2040 | 2004-03-26 | 00:00
2041 | 2004-03-26 | 01:00
2042 | 2004-03-26 | 02:00
2043 | 2004-03-26 | 03:00
2044 | 2004-03-26 | 04:00
2045 | 2004-03-26 | 05:00 | [5 empty] | NE: 0.001
2046 | 2004-03-26 | 06:00 | 0.004 |  | 0.243 |  |  | NY: 0.024; NE: 0.046; FL: 0.094; STV: 0.109
2047 | 2004-03-26 | 07:00 | 0.351 | 0.001 | 0.507 | 0.094 | 0.003 | 0.115 | 0.172 | 0.382 | 0.42 | 0.121
2048 | 2004-03-26 | 08:00 | 0.459 | 0.035 | 0.754 | 0.233 | 0.103 | 0.217 | 0.259 | 0.634 | 0.69 | 0.441 |  | 0.057 | 0.002
2049 | 2004-03-26 | 09:00 | 0.529 | 0.141 | 0.96 | 0.201 | 0.303 | 0.265 | 0.292 | 0.826 | 0.868 | 0.63 | 0.143 | 0.099 | 0.273
2050 | 2004-03-26 | 10:00 | 0.655 | 0.337 | 1.012 | 0.273 | 0.79 | 0.335 | 0.302 | 0.949 | 0.981 | 0.479 | 0.377 | 0.178 | 0.434
2051 | 2004-03-26 | 11:00 | 0.813 | 0.216 | 1.063 | 0.247 | 1.029 | 0.344 | 0.16 | 0.984 | 1.003 | 0.101 | 0.628 | 0.348 | 0.738
2052 | 2004-03-26 | 12:00 | 0.318 | 0.357 | 0.986 | 0.385 | 0.753 | 0.345 | 0.3 | 0.947 | 0.923 | 0.263 | 0.742 | 0.374 | 0.845
2053 | 2004-03-26 | 13:00 | 0.25 | 0.896 | 0.837 | 0.241 | 0.627 | 0.269 | 0.257 | 0.833 | 0.82 | 0.433 | 0.991 | 0.419 | 0.985
2054 | 2004-03-26 | 14:00 | 0.233 | 0.809 | 0.649 | 0.005 | 0.717 | 0.202 | 0.053 | 0.643 | 0.651 | 0.484 | 0.642 | 0.397 | 0.937
2055 | 2004-03-26 | 15:00 | 0.159 | 0.617 | 0.362 | 0.157 | 0.492 | 0.107 | 0.027 | 0.36 | 0.394 | 0.249 | 0.795 | 0.435 | 0.846
2056 | 2004-03-26 | 16:00 | 0.022 | 0.42 | 0.031 | 0.028 | 0.355 | 0.002 |  | 0.079 | 0.102 | 0.2 | 0.68 | 0.346 | 0.647
2057 | 2004-03-26 | 17:00 |  | 0.132 |  |  | 0.19 | SPP: 0.002; NWP: 0.571; RA: 0.122; CNV: 0.101
2058 | 2004-03-26 | 18:00 | [5 empty] | NWP: 0.271; RA: 0.003; CNV: 0.122
2059 | 2004-03-26 | 19:00 | [5 empty] | NWP: 0.024
2060 | 2004-03-26 | 20:00
2061 | 2004-03-26 | 21:00
2062 | 2004-03-26 | 22:00
2063 | 2004-03-26 | 23:00
2064 | 2004-03-27 | 00:00
2065 | 2004-03-27 | 01:00
2066 | 2004-03-27 | 02:00
2067 | 2004-03-27 | 03:00
2068 | 2004-03-27 | 04:00
2069 | 2004-03-27 | 05:00 | [5 empty] | NE: 0.005
2070 | 2004-03-27 | 06:00 | 0.018 |  | 0.2 | 0.001 |  | NY: 0.051; NE: 0.217; FL: 0.113; STV: 0.062
2071 | 2004-03-27 | 07:00 | 0.355 | 0.001 | 0.46 | 0.128 | 0.041 | 0.211 | 0.458 | 0.381 | 0.363 | 0.014
2072 | 2004-03-27 | 08:00 | 0.665 | 0.074 | 0.64 | 0.193 | 0.391 | 0.503 | 0.404 | 0.354 | 0.587 | 0.119 |  | 0.115
2073 | 2004-03-27 | 09:00 | 0.768 | 0.237 | 0.69 | 0.367 | 0.668 | 0.528 | 0.814 | 0.7 | 0.784 | 0.217 | 0.21 | 0.416 | 0.003
2074 | 2004-03-27 | 10:00 | 0.955 | 0.193 | 0.784 | 0.473 | 0.859 | 0.929 | 0.832 | 0.611 | 0.598 | 0.44 | 0.504 | 0.446 | 0.366
2075 | 2004-03-27 | 11:00 | 1.038 | 0.32 | 0.893 | 0.357 | 0.975 | 0.559 | 1.023 | 0.902 | 0.538 | 0.622 | 0.754 | 0.708 | 0.265
2076 | 2004-03-27 | 12:00 | 1.014 | 0.204 | 0.89 | 0.451 | 1.035 | 0.509 | 0.932 | 0.768 | 0.424 | 0.369 | 0.933 | 1.142 | 0.342
2077 | 2004-03-27 | 13:00 | 0.738 | 0.332 | 0.632 | 0.871 | 1.017 | 0.703 | 0.738 | 0.631 | 0.687 | 0.42 | 1.019 | 1.238 | 0.364
2078 | 2004-03-27 | 14:00 | 0.64 | 0.302 | 0.381 | 0.524 | 0.928 | 0.317 | 0.517 | 0.609 | 0.579 | 0.299 | 1.042 | 0.523 | 0.329
2079 | 2004-03-27 | 15:00 | 0.562 | 0.293 | 0.167 | 0.492 | 0.772 | 0.304 | 0.219 | 0.313 | 0.281 | 0.218 | 0.986 | 0.653 | 0.273
2080 | 2004-03-27 | 16:00 | 0.246 | 0.209 | 0.006 | 0.236 | 0.507 | 0.026 |  | 0.058 | 0.04 | 0.103 | 0.856 | 0.475 | 0.233
2081 | 2004-03-27 | 17:00 | 0.001 | 0.029 |  | 0.002 | 0.232 | NWP: 0.654; RA: 0.399; CNV: 0.278
2082 | 2004-03-27 | 18:00 | [5 empty] | NWP: 0.371; RA: 0.015; CNV: 0.098
2083 | 2004-03-27 | 19:00 | [5 empty] | NWP: 0.052; CNV: 0.001
2084 | 2004-03-27 | 20:00
2085 | 2004-03-27 | 21:00
2086 | 2004-03-27 | 22:00
2087 | 2004-03-27 | 23:00
2088 | 2004-03-28 | 00:00
2089 | 2004-03-28 | 01:00
2090 | 2004-03-28 | 02:00
2091 | 2004-03-28 | 03:00
2092 | 2004-03-28 | 04:00
2093 | 2004-03-28 | 05:00 | [5 empty] | NY: 0.001; NE: 0.02
2094 | 2004-03-28 | 06:00 | 0.016 |  | 0.078 |  |  | NY: 0.287; NE: 0.301; FL: 0.116; STV: 0.013
2095 | 2004-03-28 | 07:00 | 0.342 |  | 0.328 | 0.022 | 0.002 | 0.622 | 0.5 | 0.381 | 0.058 | 0.028
2096 | 2004-03-28 | 08:00 | 0.643 | 0.09 | 0.217 | 0.024 | 0.085 | 0.899 | 0.465 | 0.497 | 0.127 | 0.09 |  | 0.13 | 0.001
2097 | 2004-03-28 | 09:00 | 0.868 | 0.13 | 0.09 | 0.263 | 0.244 | 1.102 | 0.876 | 0.716 | 0.441 | 0.273 | 0.219 | 0.447 | 0.157
2098 | 2004-03-28 | 10:00 | 1.008 | 0.274 | 0.333 | 0.436 | 0.255 | 1.175 | 0.931 | 0.865 | 0.736 | 0.374 | 0.508 | 0.616 | 0.332
2099 | 2004-03-28 | 11:00 | 1.056 | 0.383 | 0.598 | 0.797 | 0.317 | 1.196 | 1.001 | 0.872 | 0.88 | 0.396 | 0.749 | 0.937 | 0.719
2100 | 2004-03-28 | 12:00 | 1.038 | 0.856 | 0.612 | 0.678 | 0.31 | 1.129 | 0.971 | 0.813 | 0.617 | 0.396 | 0.907 | 1.077 | 0.777
2101 | 2004-03-28 | 13:00 | 0.933 | 0.851 | 0.445 | 0.431 | 0.346 | 0.953 | 0.808 | 0.652 | 0.751 | 0.389 | 0.987 | 1.068 | 0.731
2102 | 2004-03-28 | 14:00 | 0.755 | 0.714 | 0.039 | 0.358 | 0.308 | 0.699 | 0.559 | 0.596 | 0.605 | 0.195 | 0.999 | 0.918 | 0.899
2103 | 2004-03-28 | 15:00 | 0.422 | 0.626 | 0.156 | 0.35 | 0.252 | 0.383 | 0.258 | 0.38 | 0.37 | 0.274 | 0.944 | 0.725 | 0.656
2104 | 2004-03-28 | 16:00 | 0.239 | 0.42 | 0.001 | 0.173 | 0.212 | 0.03 | 0.001 | 0.087 | 0.085 | 0.162 | 0.829 | 0.279 | 0.561
2105 | 2004-03-28 | 17:00 | 0.001 | 0.14 |  | 0.001 | 0.075 | SPP: 0.01; NWP: 0.635; RA: 0.359; CNV: 0.34
2106 | 2004-03-28 | 18:00 | [5 empty] | NWP: 0.371; RA: 0.003; CNV: 0.21
2107 | 2004-03-28 | 19:00 | [5 empty] | NWP: 0.056; CNV: 0.005
2108 | 2004-03-28 | 20:00
2109 | 2004-03-28 | 21:00
2110 | 2004-03-28 | 22:00
2111 | 2004-03-28 | 23:00
2112 | 2004-03-29 | 00:00
2113 | 2004-03-29 | 01:00
2114 | 2004-03-29 | 02:00
2115 | 2004-03-29 | 03:00
2116 | 2004-03-29 | 04:00
2117 | 2004-03-29 | 05:00 | [5 empty] | NY: 0.001; NE: 0.001
2118 | 2004-03-29 | 06:00 | 0.027 |  | 0.123 | 0.003 |  | NY: 0.245; NE: 0.041; FL: 0.076; STV: 0.008
2119 | 2004-03-29 | 07:00 | 0.373 | 0.078 | 0.315 | 0.263 | 0.027 | 0.533 | 0.145 | 0.363 | 0.087 | 0.044 |  | 0.002
2120 | 2004-03-29 | 08:00 | 0.655 | 0.39 | 0.536 | 0.521 | 0.193 | 0.76 | 0.294 | 0.623 | 0.297 | 0.192 |  | 0.223 | 0.004
2121 | 2004-03-29 | 09:00 | 0.875 | 0.633 | 0.435 | 0.719 | 0.291 | 0.904 | 0.376 | 0.712 | 0.274 | 0.348 | 0.195 | 0.538 | 0.295
2122 | 2004-03-29 | 10:00 | 0.991 | 0.828 | 0.294 | 0.808 | 0.437 | 1.052 | 0.3 | 0.907 | 0.344 | 0.35 | 0.464 | 0.601 | 0.581
2123 | 2004-03-29 | 11:00 | 1.052 | 0.919 | 0.222 | 0.733 | 0.259 | 1.081 | 0.33 | 0.77 | 0.292 | 0.457 | 0.695 | 0.689 | 0.783
2124 | 2004-03-29 | 12:00 | 1.05 | 0.959 | 0.323 | 0.879 | 0.485 | 0.969 | 0.278 | 0.623 | 0.3 | 1.032 | 0.851 | 0.674 | 0.945
2125 | 2004-03-29 | 13:00 | 0.888 | 0.951 | 0.26 | 0.578 | 0.439 | 0.851 | 0.273 | 0.414 | 0.323 | 0.683 | 0.929 | 0.463 | 0.896
2126 | 2004-03-29 | 14:00 | 0.613 | 0.856 | 0.16 | 0.112 | 0.238 | 0.637 | 0.188 | 0.609 | 0.281 | 0.847 | 0.937 | 0.731 | 0.989
2127 | 2004-03-29 | 15:00 | 0.412 | 0.668 | 0.084 | 0.119 | 0.331 | 0.358 | 0.049 | 0.275 | 0.087 | 0.659 | 0.881 | 0.383 | 0.829
2128 | 2004-03-29 | 16:00 | 0.216 | 0.422 | 0.003 | 0.008 | 0.255 | 0.024 |  | 0.017 | 0.031 | 0.377 | 0.762 | 0.299 | 0.762
2129 | 2004-03-29 | 17:00 | 0.001 | 0.144 |  | 0.001 | 0.015 | SPP: 0.074; NWP: 0.572; RA: 0.225; CNV: 0.559
2130 | 2004-03-29 | 18:00 |  |  |  |  | 0.001 | NWP: 0.332; RA: 0.015; CNV: 0.29
2131 | 2004-03-29 | 19:00 | [5 empty] | NWP: 0.039; CNV: 0.005
2132 | 2004-03-29 | 20:00
2133 | 2004-03-29 | 21:00
2134 | 2004-03-29 | 22:00
2135 | 2004-03-29 | 23:00
2136 | 2004-03-30 | 00:00
2137 | 2004-03-30 | 01:00
2138 | 2004-03-30 | 02:00
2139 | 2004-03-30 | 03:00
2140 | 2004-03-30 | 04:00
2141 | 2004-03-30 | 05:00 | [5 empty] | NY: 0.001; NE: 0.011
2142 | 2004-03-30 | 06:00 | 0.006 |  | 0.013 |  |  | NY: 0.242; NE: 0.215; FL: 0.099; STV: 0.001
2143 | 2004-03-30 | 07:00 | 0.148 | 0.101 | 0.122 | 0.02 | 0.022 | 0.449 | 0.548 | 0.254 | 0.105 | 0.225 |  | 0.001
2144 | 2004-03-30 | 08:00 | 0.29 | 0.397 | 0.223 | 0.148 | 0.197 | 0.636 | 0.467 | 0.494 | 0.232 | 0.519 |  | 0.301 | 0.003
2145 | 2004-03-30 | 09:00 | 0.328 | 0.652 | 0.265 | 0.436 | 0.308 | 0.858 | 0.791 | 0.615 | 0.765 | 0.768 | 0.109 | 0.624 | 0.267
2146 | 2004-03-30 | 10:00 | 0.502 | 0.835 | 0.276 | 0.695 | 0.396 | 0.914 | 0.897 | 0.622 | 0.855 | 0.902 | 0.245 | 0.873 | 0.529
2147 | 2004-03-30 | 11:00 | 0.306 | 0.947 | 0.302 | 0.85 | 0.482 | 0.885 | 0.657 | 0.678 | 0.926 | 0.875 | 0.484 | 0.994 | 0.737
2148 | 2004-03-30 | 12:00 | 0.604 | 0.996 | 0.317 | 0.847 | 0.468 | 0.704 | 0.816 | 0.552 | 0.801 | 0.985 | 0.548 | 1.124 | 0.879
2149 | 2004-03-30 | 13:00 | 0.306 | 0.96 | 0.271 | 0.741 | 0.508 | 0.247 | 0.661 | 0.711 | 0.685 | 0.789 | 1.042 | 1.124 | 0.938
2150 | 2004-03-30 | 14:00 | 0.082 | 0.868 | 0.214 | 0.452 | 0.435 | 0.112 | 0.457 | 0.403 | 0.419 | 0.716 | 0.654 | 1.052 | 0.919
2151 | 2004-03-30 | 15:00 | 0.195 | 0.689 | 0.091 | 0.291 | 0.491 | 0.12 | 0.259 | 0.305 | 0.066 | 0.531 | 0.798 | 0.923 | 0.895
2152 | 2004-03-30 | 16:00 | 0.007 | 0.45 |  | 0.179 | 0.216 | 0.004 | 0.002 | 0.127 | 0.01 | 0.254 | 0.445 | 0.712 | 0.739
2153 | 2004-03-30 | 17:00 |  | 0.166 |  | 0.003 | 0.196 | SPP: 0.035; NWP: 0.374; RA: 0.405; CNV: 0.518
2154 | 2004-03-30 | 18:00 |  |  |  |  | 0.001 | NWP: 0.215; RA: 0.046; CNV: 0.258
2155 | 2004-03-30 | 19:00 | [5 empty] | NWP: 0.005; CNV: 0.004
2156 | 2004-03-30 | 20:00
2157 | 2004-03-30 | 21:00
2158 | 2004-03-30 | 22:00
2159 | 2004-03-30 | 23:00
2160 | 2004-03-31 | 00:00
2161 | 2004-03-31 | 01:00
2162 | 2004-03-31 | 02:00
2163 | 2004-03-31 | 03:00
2164 | 2004-03-31 | 04:00
2165 | 2004-03-31 | 05:00 | [5 empty] | NE: 0.022
2166 | 2004-03-31 | 06:00 | 0.023 |  | 0.01 | 0.002 |  | NY: 0.003; NE: 0.36; FL: 0.008; STV: 0.043
2167 | 2004-03-31 | 07:00 | 0.036 | 0.125 | 0.168 | 0.101 | 0.025 | 0.472 | 0.69 | 0.173 | 0.407 | 0.219 |  | 0.001
2168 | 2004-03-31 | 08:00 | 0.152 | 0.448 | 0.245 | 0.077 | 0.313 | 0.502 | 0.951 | 0.207 | 0.611 | 0.514 |  | 0.296 | 0.005
2169 | 2004-03-31 | 09:00 | 0.527 | 0.709 | 0.29 | 0.224 | 0.484 | 0.898 | 1.124 | 0.307 | 0.777 | 0.713 | 0.015 | 0.607 | 0.254
2170 | 2004-03-31 | 10:00 | 0.986 | 0.904 | 0.342 | 0.193 | 0.783 | 0.992 | 1.198 | 0.386 | 0.551 | 0.654 | 0.152 | 0.845 | 0.422
2171 | 2004-03-31 | 11:00 | 1.04 | 1.007 | 0.369 | 0.652 | 0.986 | 0.996 | 1.177 | 0.35 | 0.741 | 0.942 | 0.217 | 0.995 | 0.7
2172 | 2004-03-31 | 12:00 | 1.024 | 1.05 | 0.205 | 0.378 | 1.113 | 0.918 | 1.065 | 0.594 | 0.636 | 0.876 | 0.642 | 1.056 | 0.829
2173 | 2004-03-31 | 13:00 | 0.938 | 0.985 | 0.145 | 0.31 | 1.006 | 0.727 | 0.862 | 0.424 | 0.61 | 0.52 | 0.489 | 1.1 | 0.977
2174 | 2004-03-31 | 14:00 | 0.778 | 0.901 | 0.095 | 0.034 | 0.868 | 0.408 | 0.577 | 0.489 | 0.583 | 0.52 | 0.561 | 1.036 | 0.949
2175 | 2004-03-31 | 15:00 | 0.53 | 0.722 | 0.016 | 0.195 | 0.633 | 0.01 | 0.253 | 0.134 | 0.254 | 0.335 | 0.804 | 0.908 | 0.899
2176 | 2004-03-31 | 16:00 | 0.243 | 0.475 |  | 0.007 | 0.456 |  | 0.001 | 0.076 | 0.02 | 0.291 | 0.377 | 0.677 | 0.762
2177 | 2004-03-31 | 17:00 | 0.001 | 0.186 |  |  | 0.212 | SPP: 0.038; NWP: 0.447; RA: 0.324; CNV: 0.556
2178 | 2004-03-31 | 18:00 | [5 empty] | NWP: 0.172; RA: 0.015; CNV: 0.286
2179 | 2004-03-31 | 19:00 | [5 empty] | NWP: 0.023; CNV: 0.005
2180 | 2004-03-31 | 20:00
2181 | 2004-03-31 | 21:00
2182 | 2004-03-31 | 22:00
2183 | 2004-03-31 | 23:00
2184 | 2004-04-01 | 00:00
2185 | 2004-04-01 | 01:00
2186 | 2004-04-01 | 02:00
2187 | 2004-04-01 | 03:00
2188 | 2004-04-01 | 04:00
2189 | 2004-04-01 | 05:00 |  |  | 0.001 |  |  | NY: 0.001; NE: 0.006
2190 | 2004-04-01 | 06:00 | 0.009 |  | 0.255 | 0.004 |  | NY: 0.078; NE: 0.121; FL: 0.141; STV: 0.105
2191 | 2004-04-01 | 07:00 | 0.086 | 0.099 | 0.549 | 0.268 | 0.014 | 0.24 | 0.245 | 0.403 | 0.387 | 0.002 |  | 0.001
2192 | 2004-04-01 | 08:00 | 0.139 | 0.385 | 0.777 | 0.616 | 0.207 | 0.395 | 0.346 | 0.614 | 0.657 | 0.472 |  | 0.013 | 0.006
2193 | 2004-04-01 | 09:00 | 0.197 | 0.654 | 0.859 | 0.879 | 0.483 | 0.34 | 0.358 | 0.804 | 0.822 | 0.705 | 0.201 | 0.184 | 0.313
2194 | 2004-04-01 | 10:00 | 0.238 | 0.839 | 0.936 | 1.052 | 0.332 | 0.338 | 0.234 | 0.844 | 0.849 | 0.382 | 0.335 | 0.396 | 0.587
2195 | 2004-04-01 | 11:00 | 0.719 | 0.922 | 0.847 | 1.115 | 0.352 | 0.373 | 0.228 | 0.765 | 0.927 | 0.331 | 0.257 | 0.739 | 0.786
2196 | 2004-04-01 | 12:00 | 0.779 | 0.96 | 0.867 | 1.102 | 0.574 | 0.368 | 0.204 | 0.664 | 0.915 | 0.625 | 0.653 | 0.764 | 0.913
2197 | 2004-04-01 | 13:00 | 0.806 | 0.889 | 0.523 | 1.051 | 0.394 | 0.348 | 0.336 | 0.445 | 0.798 | 0.226 | 0.786 | 0.817 | 0.974
2198 | 2004-04-01 | 14:00 | 0.454 | 0.68 | 0.48 | 0.869 | 0.273 | 0.221 | 0.21 | 0.414 | 0.615 | 0.806 | 0.264 | 0.744 | 0.967
2199 | 2004-04-01 | 15:00 | 0.257 | 0.565 | 0.231 | 0.614 | 0.388 | 0.09 | 0.008 | 0.262 | 0.377 | 0.583 | 0.598 | 0.635 | 0.906
2200 | 2004-04-01 | 16:00 | 0.123 | 0.222 | 0.013 | 0.3 | 0.248 | 0.007 |  | 0.064 | 0.099 | 0.345 | 0.484 | 0.526 | 0.774
2201 | 2004-04-01 | 17:00 |  | 0.044 |  | 0.009 | 0.073 | SPP: 0.055; NWP: 0.436; RA: 0.353; CNV: 0.566
2202 | 2004-04-01 | 18:00 | [5 empty] | NWP: 0.221; RA: 0.025; CNV: 0.297
2203 | 2004-04-01 | 19:00 | [5 empty] | NWP: 0.011; CNV: 0.006
2204 | 2004-04-01 | 20:00
2205 | 2004-04-01 | 21:00
2206 | 2004-04-01 | 22:00
2207 | 2004-04-01 | 23:00
2208 | 2004-04-02 | 00:00
2209 | 2004-04-02 | 01:00
2210 | 2004-04-02 | 02:00
2211 | 2004-04-02 | 03:00
2212 | 2004-04-02 | 04:00
2213 | 2004-04-02 | 05:00 |  |  | 0.001 |  |  | NY: 0.002; NE: 0.008
2214 | 2004-04-02 | 06:00 | 0.011 |  | 0.193 |  |  | NY: 0.207; NE: 0.252; FL: 0.008; STV: 0.017
2215 | 2004-04-02 | 07:00 | 0.278 | 0.117 | 0.495 | 0.041 | 0.019 | 0.425 | 0.372 | 0.32 | 0.393 | 0.113 |  | 0.001
2216 | 2004-04-02 | 08:00 | 0.498 | 0.42 | 0.374 | 0.151 | 0.36 | 0.716 | 0.545 | 0.672 | 0.123 | 0.434 |  | 0.241 | 0.005
2217 | 2004-04-02 | 09:00 | 0.596 | 0.67 | 0.763 | 0.126 | 0.605 | 0.603 | 0.656 | 0.772 | 0.262 | 0.686 | 0.01 | 0.554 | 0.286
2218 | 2004-04-02 | 10:00 | 0.422 | 0.86 | 0.635 | 0.289 | 0.68 | 0.876 | 0.191 | 0.948 | 0.25 | 0.731 | 0.351 | 0.759 | 0.558
2219 | 2004-04-02 | 11:00 | 0.528 | 0.949 | 0.91 | 0.134 | 0.788 | 0.939 | 0.356 | 0.973 | 0.339 | 0.83 | 0.39 | 0.89 | 0.769
2220 | 2004-04-02 | 12:00 | 0.511 | 0.989 | 0.724 | 0.124 | 0.86 | 0.985 | 0.3 | 0.952 | 0.3 | 1.021 | 0.532 | 0.941 | 0.901
2221 | 2004-04-02 | 13:00 | 0.726 | 0.951 | 0.65 | 0.168 | 0.857 | 0.389 | 0.245 | 0.839 | 0.372 | 0.896 | 0.51 | 0.741 | 0.953
2222 | 2004-04-02 | 14:00 | 0.65 | 0.848 | 0.569 | 0.156 | 0.62 | 0.393 | 0.19 | 0.622 | 0.396 | 0.761 | 0.22 | 0.908 | 0.936
2223 | 2004-04-02 | 15:00 | 0.314 | 0.69 | 0.309 | 0.048 | 0.469 | 0.184 | 0.049 | 0.324 | 0.204 | 0.137 | 0.524 | 0.471 | 0.881
2224 | 2004-04-02 | 16:00 | 0.118 | 0.446 | 0.007 |  | 0.35 | 0.005 | 0.001 | 0.036 | 0.026 | 0.107 | 0.531 | 0.319 | 0.751
2225 | 2004-04-02 | 17:00 | 0.001 | 0.164 |  |  | 0.104 | SPP: 0.012; NWP: 0.46; RA: 0.218; CNV: 0.542
2226 | 2004-04-02 | 18:00 | [5 empty] | NWP: 0.298; RA: 0.014; CNV: 0.274
2227 | 2004-04-02 | 19:00 | [5 empty] | NWP: 0.063; CNV: 0.005
2228 | 2004-04-02 | 20:00
2229 | 2004-04-02 | 21:00
2230 | 2004-04-02 | 22:00
2231 | 2004-04-02 | 23:00
2232 | 2004-04-03 | 00:00
2233 | 2004-04-03 | 01:00
2234 | 2004-04-03 | 02:00
2235 | 2004-04-03 | 03:00
2236 | 2004-04-03 | 04:00
2237 | 2004-04-03 | 05:00 |  |  | 0.001 |  |  | NE: 0.031; FL: 0.001
2238 | 2004-04-03 | 06:00 | 0.007 |  | 0.208 | 0.002 |  | 0.004 | 0.357 | 0.037 | 0.001 | 0.001
2239 | 2004-04-03 | 07:00 | 0.074 | 0.107 | 0.29 | 0.045 | 0.015 | 0.05 | 0.606 | 0.394 | 0.046 | 0.182 |  | 0.001
2240 | 2004-04-03 | 08:00 | 0.202 | 0.408 | 0.466 | 0.63 | 0.267 | 0.151 | 0.754 | 0.436 | 0.068 | 0.418 |  | 0.278 | 0.007
2241 | 2004-04-03 | 09:00 | 0.272 | 0.67 | 0.568 | 0.903 | 0.551 | 0.137 | 0.821 | 0.503 | 0.146 | 0.646 | 0.006 | 0.569 | 0.299
2242 | 2004-04-03 | 10:00 | 0.137 | 0.85 | 0.298 | 1.066 | 0.653 | 0.182 | 0.402 | 0.73 | 0.157 | 0.874 | 0.284 | 0.8 | 0.569
2243 | 2004-04-03 | 11:00 | 0.209 | 0.957 | 0.577 | 1.137 | 0.751 | 0.18 | 0.326 | 0.401 | 0.243 | 0.971 | 0.714 | 0.959 | 0.767
2244 | 2004-04-03 | 12:00 | 0.193 | 0.992 | 0.505 | 1.141 | 0.758 | 0.197 | 0.214 | 0.383 | 0.199 | 1.027 | 0.888 | 1.038 | 0.889
2245 | 2004-04-03 | 13:00 | 0.14 | 0.952 | 0.743 | 1.045 | 0.972 | 0.141 | 0.213 | 0.538 | 0.162 | 0.976 | 1.02 | 1.018 | 0.947
2246 | 2004-04-03 | 14:00 | 0.104 | 0.85 | 0.564 | 0.881 | 0.47 | 0.106 | 0.158 | 0.238 | 0.108 | 0.844 | 1.022 | 0.954 | 0.94
2247 | 2004-04-03 | 15:00 | 0.088 | 0.665 | 0.321 | 0.647 | 0.491 | 0.023 | 0.01 | 0.174 | 0.066 | 0.656 | 0.901 | 0.856 | 0.88
2248 | 2004-04-03 | 16:00 | 0.008 | 0.422 | 0.039 | 0.337 | 0.394 |  |  | 0.039 | 0.002 | 0.381 | 0.779 | 0.646 | 0.753
2249 | 2004-04-03 | 17:00 | 0.001 | 0.146 |  | 0.009 | 0.185 | SPP: 0.079; NWP: 0.568; RA: 0.379; CNV: 0.549
2250 | 2004-04-03 | 18:00 | [5 empty] | NWP: 0.227; RA: 0.033; CNV: 0.282
2251 | 2004-04-03 | 19:00 | [5 empty] | NWP: 0.019; CNV: 0.005
2252 | 2004-04-03 | 20:00
2253 | 2004-04-03 | 21:00
2254 | 2004-04-03 | 22:00
2255 | 2004-04-03 | 23:00
2256 | 2004-04-04 | 00:00
2257 | 2004-04-04 | 01:00
2258 | 2004-04-04 | 02:00
2259 | 2004-04-04 | 03:00
2260 | 2004-04-04 | 04:00
2261 | 2004-04-04 | 05:00 | [5 empty] | NE: 0.01
2262 | 2004-04-04 | 06:00 |  |  | 0.041 | 0.007 |  | NY: 0.01; NE: 0.273; FL: 0.007; STV: 0.021
2263 | 2004-04-04 | 07:00 | 0.342 | 0.008 | 0.186 | 0.191 | 0.076 | 0.083 | 0.376 | 0.071 | 0.218 | 0.036 |  | 0.001
2264 | 2004-04-04 | 08:00 | 0.627 | 0.263 | 0.13 | 0.461 | 0.408 | 0.112 | 0.536 | 0.387 | 0.384 | 0.093 |  | 0.27 | 0.007
2265 | 2004-04-04 | 09:00 | 0.88 | 0.392 | 0.302 | 0.647 | 0.7 | 0.302 | 0.853 | 0.445 | 0.716 | 0.227 | 0.033 | 0.598 | 0.302
2266 | 2004-04-04 | 10:00 | 1.021 | 0.689 | 0.349 | 0.787 | 0.904 | 0.337 | 0.695 | 0.372 | 0.824 | 0.4 | 0.183 | 0.818 | 0.567
2267 | 2004-04-04 | 11:00 | 1.069 | 0.792 | 0.416 | 1.029 | 1.022 | 0.331 | 0.503 | 0.37 | 0.938 | 0.32 | 0.091 | 0.894 | 0.762
2268 | 2004-04-04 | 12:00 | 1.063 | 0.874 | 0.588 | 1.08 | 1.072 | 0.347 | 0.368 | 0.448 | 0.908 | 0.33 | 0.267 | 0.602 | 0.884
2269 | 2004-04-04 | 13:00 | 0.896 | 0.94 | 0.409 | 0.984 | 1.058 | 0.281 | 0.217 | 0.663 | 0.792 | 0.383 | 0.304 | 0.526 | 0.932
2270 | 2004-04-04 | 14:00 | 0.761 | 0.781 | 0.281 | 0.768 | 0.96 | 0.203 | 0.199 | 0.346 | 0.652 | 0.289 | 0.318 | 0.618 | 0.916
2271 | 2004-04-04 | 15:00 | 0.466 | 0.442 | 0.323 | 0.613 | 0.782 | 0.187 | 0.166 | 0.29 | 0.407 | 0.259 | 0.463 | 0.805 | 0.861
2272 | 2004-04-04 | 16:00 | 0.19 | 0.153 | 0.044 | 0.333 | 0.526 | 0.003 | 0.001 | 0.056 | 0.117 | 0.129 | 0.585 | 0.461 | 0.731
2273 | 2004-04-04 | 17:00 | 0.001 | 0.086 |  | 0.005 | 0.232 | SPP: 0.014; NWP: 0.239; RA: 0.352; CNV: 0.535
2274 | 2004-04-04 | 18:00 |  |  |  |  | 0.001 | NWP: 0.024; RA: 0.027; CNV: 0.278
2275 | 2004-04-04 | 19:00 | [5 empty] | NWP: 0.019; CNV: 0.005
2276 | 2004-04-04 | 20:00
2277 | 2004-04-04 | 21:00
2278 | 2004-04-04 | 22:00
2279 | 2004-04-04 | 23:00
2280 | 2004-04-05 | 00:00
2281 | 2004-04-05 | 01:00
2282 | 2004-04-05 | 02:00
2283 | 2004-04-05 | 03:00
2284 | 2004-04-05 | 04:00
2285 | 2004-04-05 | 05:00 |  |  | 0.002 |  |  | NY: 0.003; NE: 0.001
2286 | 2004-04-05 | 06:00 | 0.024 |  | 0.263 | 0.003 |  | NY: 0.193; NE: 0.031; FL: 0.102; STV: 0.189
2287 | 2004-04-05 | 07:00 | 0.323 | 0.121 | 0.551 |  | 0.041 | 0.446 | 0.243 | 0.422 | 0.495 | 0.243
2288 | 2004-04-05 | 08:00 | 0.386 | 0.448 | 0.799 | 0.077 | 0.265 | 0.53 | 0.307 | 0.655 | 0.755 | 0.553 |  | 0.111 | 0.006
2289 | 2004-04-05 | 09:00 | 0.17 | 0.707 | 0.772 | 0.141 | 0.447 | 0.591 | 0.272 | 0.824 | 0.934 | 0.802 | 0.009 | 0.339 | 0.262
2290 | 2004-04-05 | 10:00 | 0.274 | 0.878 | 0.546 | 0.192 | 0.731 | 0.668 | 0.285 | 0.934 | 1.044 | 0.984 | 0.126 | 0.801 | 0.5
2291 | 2004-04-05 | 11:00 | 0.404 | 0.979 | 0.285 | 0.21 | 0.853 | 0.416 | 0.383 | 0.966 | 1.062 | 1.086 | 0.054 | 0.843 | 0.637
2292 | 2004-04-05 | 12:00 | 0.377 | 1.032 | 0.33 | 0.201 | 0.927 | 0.304 | 0.279 | 0.926 | 0.995 | 1.095 | 0.296 | 1.102 | 0.85
2293 | 2004-04-05 | 13:00 | 0.845 | 0.99 | 0.198 | 0.194 | 0.816 | 0.197 | 0.246 | 0.816 | 0.861 | 1.038 | 0.181 | 0.955 | 0.86
2294 | 2004-04-05 | 14:00 | 0.663 | 0.874 | 0.205 | 0.131 | 0.857 | 0.027 | 0.185 | 0.641 | 0.71 | 0.904 | 0.436 | 0.855 | 0.902
2295 | 2004-04-05 | 15:00 | 0.391 | 0.712 | 0.118 | 0.004 | 0.599 | 0.045 | 0.061 | 0.399 | 0.45 | 0.693 | 0.123 | 0.846 | 0.831
2296 | 2004-04-05 | 16:00 | 0.207 | 0.459 | 0.009 | 0.014 | 0.366 | 0.001 | 0.001 | 0.107 | 0.14 | 0.397 | 0.112 | 0.536 | 0.7
2297 | 2004-04-05 | 17:00 | 0.002 | 0.177 |  |  | 0.113 | SPP: 0.077; NWP: 0.405; RA: 0.17; CNV: 0.502
2298 | 2004-04-05 | 18:00 |  |  |  |  | 0.001 | NWP: 0.195; RA: 0.008; CNV: 0.26
2299 | 2004-04-05 | 19:00 | [5 empty] | NWP: 0.005; CNV: 0.005
2300 | 2004-04-05 | 20:00
2301 | 2004-04-05 | 21:00
2302 | 2004-04-05 | 22:00
2303 | 2004-04-05 | 23:00
2304 | 2004-04-06 | 00:00
2305 | 2004-04-06 | 01:00
2306 | 2004-04-06 | 02:00
2307 | 2004-04-06 | 03:00
2308 | 2004-04-06 | 04:00
2309 | 2004-04-06 | 05:00 |  |  | 0.001 |  |  | NY: 0.001; NE: 0.001
2310 | 2004-04-06 | 06:00 | 0.028 |  | 0.103 | 0.002 |  | NY: 0.081; NE: 0.017; FL: 0.138; STV: 0.189
2311 | 2004-04-06 | 07:00 | 0.346 | 0.139 | 0.481 | 0.059 | 0.076 | 0.199 | 0.234 | 0.426 | 0.477 | 0.244 |  | 0.002
2312 | 2004-04-06 | 08:00 | 0.588 | 0.441 | 0.767 | 0.202 | 0.401 | 0.294 | 0.139 | 0.643 | 0.715 | 0.479 |  | 0.296
2313 | 2004-04-06 | 09:00 | 0.759 | 0.684 | 0.888 | 0.227 | 0.635 | 0.315 | 0.316 | 0.8 | 0.871 | 0.731 | 0.018 | 0.597 | 0.062
2314 | 2004-04-06 | 10:00 | 0.805 | 0.852 | 0.889 | 0.27 | 0.838 | 0.356 | 0.195 | 0.912 | 0.985 | 0.836 | 0.206 | 0.827 | 0.227
2315 | 2004-04-06 | 11:00 | 0.826 | 0.956 | 0.884 | 0.714 | 0.89 | 0.354 | 0.196 | 0.838 | 0.996 | 0.953 | 0.293 | 0.971 | 0.374
2316 | 2004-04-06 | 12:00 | 0.715 | 0.99 | 0.761 | 0.953 | 0.817 | 0.355 | 0.415 | 0.811 | 0.965 | 0.974 | 0.49 | 0.993 | 0.387
2317 | 2004-04-06 | 13:00 | 0.703 | 0.97 | 0.451 | 0.89 | 0.877 | 0.295 | 0.445 | 0.143 | 0.859 | 0.744 | 0.694 | 0.967 | 0.327
2318 | 2004-04-06 | 14:00 | 0.436 | 0.858 | 0.325 | 0.742 | 0.696 | 0.226 | 0.446 | 0.048 | 0.691 | 0.316 | 0.975 | 0.696 | 0.282
2319 | 2004-04-06 | 15:00 | 0.398 | 0.676 | 0.147 | 0.192 | 0.441 | 0.017 | 0.224 | 0.013 | 0.404 | 0.288 | 0.939 | 0.342 | 0.358
2320 | 2004-04-06 | 16:00 | 0.212 | 0.443 | 0.004 | 0.183 | 0.249 | 0.011 | 0.001 | 0.057 | 0.106 | 0.168 | 0.795 | 0.327 | 0.255
2321 | 2004-04-06 | 17:00 | 0.001 | 0.164 |  | 0.001 | 0.001 | SPP: 0.01; NWP: 0.638; RA: 0.079; CNV: 0.148
2322 | 2004-04-06 | 18:00 | [5 empty] | NWP: 0.368; RA: 0.002; CNV: 0.119
2323 | 2004-04-06 | 19:00 | [5 empty] | NWP: 0.058; CNV: 0.002
2324 | 2004-04-06 | 20:00
2325 | 2004-04-06 | 21:00
2326 | 2004-04-06 | 22:00
2327 | 2004-04-06 | 23:00
2328 | 2004-04-07 | 00:00
2329 | 2004-04-07 | 01:00
2330 | 2004-04-07 | 02:00
2331 | 2004-04-07 | 03:00
2332 | 2004-04-07 | 04:00
2333 | 2004-04-07 | 05:00 | [5 empty] | NE: 0.014
2334 | 2004-04-07 | 06:00 | 0.045 |  | 0.022 | 0.001 |  | NY: 0.036; NE: 0.31; FL: 0.186; STV: 0.08
2335 | 2004-04-07 | 07:00 | 0.371 | 0.03 | 0.19 | 0.257 | 0.062 | 0.151 | 0.585 | 0.489 | 0.284 | 0.201 |  | 0.006
2336 | 2004-04-07 | 08:00 | 0.609 | 0.319 | 0.107 | 0.373 | 0.261 | 0.285 | 0.803 | 0.766 | 0.397 | 0.439 | 0.001 | 0.052 | 0.009
2337 | 2004-04-07 | 09:00 | 0.738 | 0.254 | 0.315 | 0.267 | 0.449 | 0.372 | 0.956 | 0.941 | 0.254 | 0.26 | 0.219 | 0.46 | 0.292
2338 | 2004-04-07 | 10:00 | 0.889 | 0.282 | 0.355 | 0.271 | 0.306 | 0.213 | 0.988 | 1.032 | 0.269 | 0.229 | 0.49 | 0.663 | 0.378
2339 | 2004-04-07 | 11:00 | 0.7 | 0.185 | 0.358 | 0.386 | 0.224 | 0.191 | 0.937 | 1.065 | 0.404 | 0.274 | 0.726 | 0.783 | 0.242
2340 | 2004-04-07 | 12:00 | 0.706 | 0.226 | 0.398 | 0.288 | 0.352 | 0.261 | 0.877 | 1.006 | 0.296 | 0.306 | 0.866 | 1.039 | 0.435
2341 | 2004-04-07 | 13:00 | 0.525 | 0.319 | 0.361 | 0.264 | 0.338 | 0.838 | 0.663 | 0.874 | 0.272 | 0.315 | 0.881 | 1.017 | 0.853
2342 | 2004-04-07 | 14:00 | 0.629 | 0.45 | 0.265 | 0.259 | 0.254 | 0.304 | 0.498 | 0.683 | 0.235 | 0.275 | 0.949 | 0.817 | 0.81
2343 | 2004-04-07 | 15:00 | 0.367 | 0.186 | 0.157 | 0.206 | 0.229 | 0.307 | 0.208 | 0.414 | 0.163 | 0.256 | 0.833 | 0.892 | 0.727
2344 | 2004-04-07 | 16:00 | 0.164 | 0.158 | 0.014 | 0.005 | 0.151 | 0.021 | 0.002 | 0.11 | 0.039 | 0.021 | 0.601 | 0.578 | 0.576
2345 | 2004-04-07 | 17:00 |  | 0.08 |  |  | 0.045 | SPP: 0.001; NWP: 0.539; RA: 0.261; CNV: 0.347
2346 | 2004-04-07 | 18:00 | [5 empty] | NWP: 0.254; RA: 0.036; CNV: 0.213
2347 | 2004-04-07 | 19:00 | [5 empty] | NWP: 0.034; CNV: 0.004
2348 | 2004-04-07 | 20:00
2349 | 2004-04-07 | 21:00
2350 | 2004-04-07 | 22:00
2351 | 2004-04-07 | 23:00
2352 | 2004-04-08 | 00:00
2353 | 2004-04-08 | 01:00
2354 | 2004-04-08 | 02:00
2355 | 2004-04-08 | 03:00
2356 | 2004-04-08 | 04:00
2357 | 2004-04-08 | 05:00 |  |  | 0.002 |  |  | NY: 0.002; NE: 0.004
2358 | 2004-04-08 | 06:00 |  |  | 0.149 | 0.007 |  | NY: 0.29; NE: 0.339; FL: 0.228; STV: 0.016
2359 | 2004-04-08 | 07:00 | 0.088 | 0.005 | 0.248 | 0.12 | 0.028 | 0.561 | 0.588 | 0.481 | 0.251 | 0.039 |  | 0.002
2360 | 2004-04-08 | 08:00 | 0.21 | 0.169 | 0.338 | 0.225 | 0.173 | 0.508 | 0.813 | 0.728 | 0.459 | 0.179 |  | 0.297 | 0.006
2361 | 2004-04-08 | 09:00 | 0.274 | 0.333 | 0.719 | 0.192 | 0.276 | 0.939 | 0.924 | 0.889 | 0.533 | 0.283 | 0.058 | 0.592 | 0.209
2362 | 2004-04-08 | 10:00 | 0.188 | 0.368 | 1.091 | 0.503 | 0.316 | 0.982 | 0.944 | 0.986 | 0.366 | 0.306 | 0.334 | 0.809 | 0.523
2363 | 2004-04-08 | 11:00 | 0.171 | 0.417 | 1.102 | 0.585 | 0.366 | 0.715 | 0.753 | 1.019 | 0.238 | 0.388 | 0.342 | 0.943 | 0.548
2364 | 2004-04-08 | 12:00 | 0.507 | 0.47 | 0.989 | 0.695 | 0.431 | 0.505 | 0.776 | 0.961 | 0.391 | 0.435 | 0.774 | 1.006 | 0.909
2365 | 2004-04-08 | 13:00 | 0.312 | 0.401 | 0.915 | 1.02 | 0.36 | 0.49 | 0.215 | 0.845 | 0.267 | 0.944 | 0.726 | 1.002 | 1.002
2366 | 2004-04-08 | 14:00 | 0.453 | 0.369 | 0.644 | 0.819 | 0.33 | 0.483 | 0.402 | 0.664 | 0.203 | 0.891 | 0.862 | 0.93 | 0.951
2367 | 2004-04-08 | 15:00 | 0.179 | 0.311 | 0.403 | 0.625 | 0.311 | 0.242 | 0.184 | 0.407 | 0.032 | 0.678 | 0.814 | 0.833 | 0.876
2368 | 2004-04-08 | 16:00 | 0.117 | 0.216 | 0.049 | 0.325 | 0.202 | 0.008 |  | 0.112 | 0.001 | 0.41 | 0.603 | 0.616 | 0.725
2369 | 2004-04-08 | 17:00 | 0.001 | 0.063 |  | 0.008 | 0.081 | SPP: 0.08; NWP: 0.411; RA: 0.34; CNV: 0.562
2370 | 2004-04-08 | 18:00 |  |  |  |  | 0.001 | NWP: 0.207; RA: 0.029; CNV: 0.29
2371 | 2004-04-08 | 19:00 | [5 empty] | NWP: 0.021; CNV: 0.006
2372 | 2004-04-08 | 20:00
2373 | 2004-04-08 | 21:00
2374 | 2004-04-08 | 22:00
2375 | 2004-04-08 | 23:00
2376 | 2004-04-09 | 00:00
2377 | 2004-04-09 | 01:00
2378 | 2004-04-09 | 02:00
2379 | 2004-04-09 | 03:00
2380 | 2004-04-09 | 04:00
2381 | 2004-04-09 | 05:00 |  |  | 0.002 |  |  | NE: 0.058; FL: 0.001
2382 | 2004-04-09 | 06:00 | 0.013 |  | 0.297 | 0.012 |  | 0.172 | 0.406 | 0.148 | 0.167 | 0.001
2383 | 2004-04-09 | 07:00 | 0.232 | 0.051 | 0.602 | 0.332 | 0.101 | 0.316 | 0.664 | 0.342 | 0.433 | 0.242 |  | 0.002
2384 | 2004-04-09 | 08:00 | 0.548 | 0.187 | 0.848 | 0.617 | 0.434 | 0.663 | 0.797 | 0.571 | 0.562 | 0.536 |  | 0.299 | 0.011
2385 | 2004-04-09 | 09:00 | 0.86 | 0.371 | 1.011 | 0.849 | 0.733 | 0.699 | 0.996 | 0.685 | 0.82 | 0.765 | 0.007 | 0.437 | 0.296
2386 | 2004-04-09 | 10:00 | 1.005 | 0.785 | 1.099 | 0.985 | 0.943 | 0.935 | 1.025 | 0.874 | 0.895 | 0.909 | 0.021 | 0.897 | 0.558
2387 | 2004-04-09 | 11:00 | 1.068 | 0.893 | 1.107 | 1.061 | 1.089 | 0.401 | 0.826 | 0.978 | 0.871 | 1.016 | 0.156 | 0.736 | 0.757
2388 | 2004-04-09 | 12:00 | 1.068 | 0.917 | 1.04 | 1.036 | 1.093 | 0.124 | 0.624 | 0.778 | 0.901 | 1.001 | 0.142 | 0.775 | 0.883
2389 | 2004-04-09 | 13:00 | 0.955 | 0.898 | 0.837 | 0.96 | 1.055 | 0.212 | 0.617 | 0.671 | 0.717 | 0.959 | 0.169 | 0.583 | 0.942
2390 | 2004-04-09 | 14:00 | 0.791 | 0.591 | 0.66 | 0.794 | 0.609 | 0.245 | 0.537 | 0.562 | 0.616 | 0.767 | 0.18 | 0.396 | 0.935
2391 | 2004-04-09 | 15:00 | 0.523 | 0.366 | 0.352 | 0.556 | 0.779 | 0.104 | 0.201 | 0.314 | 0.395 | 0.594 | 0.292 | 0.766 | 0.823
2392 | 2004-04-09 | 16:00 | 0.239 | 0.152 | 0.035 | 0.182 | 0.517 | 0.015 | 0.001 | 0.078 | 0.118 | 0.339 | 0.161 | 0.458 | 0.685
2393 | 2004-04-09 | 17:00 | 0.002 | 0.018 |  | 0.006 | 0.223 | SPP: 0.008; NWP: 0.218; RA: 0.357; CNV: 0.453
2394 | 2004-04-09 | 18:00 | [5 empty] | NWP: 0.28; RA: 0.057; CNV: 0.246
2395 | 2004-04-09 | 19:00 | [5 empty] | NWP: 0.028; CNV: 0.006
2396 | 2004-04-09 | 20:00
2397 | 2004-04-09 | 21:00
2398 | 2004-04-09 | 22:00
2399 | 2004-04-09 | 23:00
2400 | 2004-04-10 | 00:00
2401 | 2004-04-10 | 01:00
2402 | 2004-04-10 | 02:00
2403 | 2004-04-10 | 03:00
2404 | 2004-04-10 | 04:00
2405 | 2004-04-10 | 05:00 |  |  | 0.002 |  |  | NE: 0.07
2406 | 2004-04-10 | 06:00 | 0.064 |  | 0.227 | 0.013 |  | NY: 0.137; NE: 0.42; FL: 0.09; STV: 0.191
2407 | 2004-04-10 | 07:00 | 0.352 | 0.013 | 0.375 | 0.309 | 0.111 | 0.329 | 0.712 | 0.434 | 0.477 | 0.215 |  | 0.004
2408 | 2004-04-10 | 08:00 | 0.634 | 0.152 | 0.639 | 0.566 | 0.442 | 0.271 | 0.918 | 0.601 | 0.726 | 0.49 | 0.001 | 0.255 | 0.012
2409 | 2004-04-10 | 09:00 | 0.442 | 0.189 | 0.796 | 0.789 | 0.731 | 0.785 | 1.044 | 0.725 | 0.899 | 0.609 | 0.026 | 0.449 | 0.304
2410 | 2004-04-10 | 10:00 | 0.751 | 0.2 | 1.06 | 0.912 | 0.871 | 0.771 | 1.029 | 0.919 | 0.998 | 0.238 | 0.104 | 0.758 | 0.568
2411 | 2004-04-10 | 11:00 | 0.564 | 0.256 | 1.048 | 0.96 | 0.981 | 0.403 | 1.004 | 0.864 | 1.019 | 0.283 | 0.221 | 0.927 | 0.759
2412 | 2004-04-10 | 12:00 | 0.442 | 0.238 | 0.973 | 0.991 | 0.999 | 0.388 | 0.958 | 0.559 | 0.981 | 0.276 | 0.317 | 1.064 | 0.854
2413 | 2004-04-10 | 13:00 | 0.511 | 0.234 | 0.809 | 0.886 | 1.059 | 0.811 | 0.72 | 0.399 | 0.841 | 0.295 | 0.324 | 0.593 | 0.918
2414 | 2004-04-10 | 14:00 | 0.464 | 0.206 | 0.594 | 0.77 | 0.951 | 0.364 | 0.511 | 0.177 | 0.683 | 0.359 | 0.303 | 0.366 | 0.844
2415 | 2004-04-10 | 15:00 | 0.24 | 0.193 | 0.327 | 0.516 | 0.79 | 0.167 | 0.248 | 0.007 | 0.425 | 0.067 | 0.325 | 0.434 | 0.851
2416 | 2004-04-10 | 16:00 | 0.163 | 0.083 | 0.028 | 0.283 | 0.547 | 0.016 | 0.001 |  | 0.124 | 0.029 | 0.151 | 0.477 | 0.746
2417 | 2004-04-10 | 17:00 | 0.002 | 0.007 |  | 0.007 | 0.247 | SPP: 0.014; NWP: 0.106; RA: 0.318; CNV: 0.513
2418 | 2004-04-10 | 18:00 | [5 empty] | NWP: 0.04; RA: 0.022; CNV: 0.252
2419 | 2004-04-10 | 19:00 | [5 empty] | NWP: 0.002; CNV: 0.006
2420 | 2004-04-10 | 20:00
2421 | 2004-04-10 | 21:00
2422 | 2004-04-10 | 22:00
2423 | 2004-04-10 | 23:00
2424 | 2004-04-11 | 00:00
2425 | 2004-04-11 | 01:00
2426 | 2004-04-11 | 02:00
2427 | 2004-04-11 | 03:00
2428 | 2004-04-11 | 04:00
2429 | 2004-04-11 | 05:00 | [5 empty] | NY: 0.004; NE: 0.019
2430 | 2004-04-11 | 06:00 | 0.065 |  | 0.192 | 0.007 |  | NY: 0.014; NE: 0.378; FL: 0.201; STV: 0.192
2431 | 2004-04-11 | 07:00 | 0.388 | 0.003 | 0.452 | 0.144 | 0.099 | 0.563 | 0.62 | 0.326 | 0.455 | 0.168 |  | 0.003
2432 | 2004-04-11 | 08:00 | 0.63 | 0.083 | 0.682 | 0.558 | 0.417 | 0.644 | 0.805 | 0.516 | 0.695 | 0.179 | 0.001 | 0.32 | 0.013
2433 | 2004-04-11 | 09:00 | 0.827 | 0.081 | 0.643 | 0.681 | 0.649 | 0.817 | 0.814 | 0.688 | 0.837 | 0.074 | 0.008 | 0.593 | 0.33
2434 | 2004-04-11 | 10:00 | 0.847 | 0.153 | 0.893 | 0.917 | 0.79 | 0.236 | 0.852 | 0.661 | 0.943 | 0.19 | 0.053 | 0.867 | 0.597
2435 | 2004-04-11 | 11:00 | 0.881 | 0.223 | 0.903 | 0.43 | 0.953 | 0.631 | 0.904 | 0.831 | 0.973 | 0.194 | 0.384 | 1.04 | 0.786
2436 | 2004-04-11 | 12:00 | 0.965 | 0.253 | 0.788 | 0.513 | 0.989 | 0.263 | 0.658 | 0.607 | 0.922 | 0.177 | 0.796 | 1.088 | 0.92
2437 | 2004-04-11 | 13:00 | 0.916 | 0.412 | 0.718 | 0.458 | 1.023 | 0.246 | 0.534 | 0.457 | 0.82 | 0.218 | 0.874 | 1.071 | 0.987
2438 | 2004-04-11 | 14:00 | 0.769 | 0.66 | 0.505 | 0.42 | 0.894 | 0.429 | 0.297 | 0.334 | 0.585 | 0.259 | 0.576 | 0.868 | 0.986
2439 | 2004-04-11 | 15:00 | 0.499 | 0.407 | 0.252 | 0.18 | 0.719 | 0.214 | 0.103 | 0.005 | 0.346 | 0.388 | 0.962 | 0.902 | 0.905
2440 | 2004-04-11 | 16:00 | 0.23 | 0.224 | 0.013 | 0.169 | 0.518 | 0.006 |  | 0.009 | 0.074 | 0.345 | 0.581 | 0.676 | 0.762
2441 | 2004-04-11 | 17:00 | 0.001 | 0.123 |  | 0.004 | 0.226 | SPP: 0.066; NWP: 0.322; RA: 0.38; CNV: 0.552
2442 | 2004-04-11 | 18:00 | [5 empty] | NWP: 0.302; RA: 0.034; CNV: 0.29
2443 | 2004-04-11 | 19:00 | [5 empty] | NWP: 0.062; CNV: 0.005
2444 | 2004-04-11 | 20:00
2445 | 2004-04-11 | 21:00
2446 | 2004-04-11 | 22:00
2447 | 2004-04-11 | 23:00
2448 | 2004-04-12 | 00:00
2449 | 2004-04-12 | 01:00
2450 | 2004-04-12 | 02:00
2451 | 2004-04-12 | 03:00
2452 | 2004-04-12 | 04:00
2453 | 2004-04-12 | 05:00 | [5 empty] | NY: 0.004; NE: 0.071
2454 | 2004-04-12 | 06:00 | 0.066 |  | 0.191 | 0.012 |  | 0.287 | 0.402 | 0.199 | 0.02 | 0.001
2455 | 2004-04-12 | 07:00 | 0.379 | 0.035 | 0.373 | 0.014 | 0.091 | 0.584 | 0.682 | 0.448 | 0.11 | 0.206 |  | 0.003
2456 | 2004-04-12 | 08:00 | 0.655 | 0.162 | 0.677 | 0.372 | 0.398 | 0.791 | 0.903 | 0.554 | 0.268 | 0.494 | 0.002 | 0.307 | 0.014
2457 | 2004-04-12 | 09:00 | 0.849 | 0.584 | 0.722 | 0.372 | 0.67 | 0.9 | 1.022 | 0.35 | 0.251 | 0.742 | 0.097 | 0.618 | 0.304
2458 | 2004-04-12 | 10:00 | 0.965 | 0.516 | 0.906 | 0.244 | 0.874 | 0.952 | 1.085 | 0.724 | 0.293 | 0.854 | 0.118 | 0.858 | 0.568
2459 | 2004-04-12 | 11:00 | 1.009 | 0.799 | 0.866 | 0.422 | 1.006 | 0.819 | 1.081 | 0.423 | 0.522 | 0.993 | 0.08 | 1.016 | 0.767
2460 | 2004-04-12 | 12:00 | 0.855 | 0.659 | 0.853 | 0.514 | 1.055 | 0.937 | 0.96 | 0.3 | 0.588 | 1.002 | 0.261 | 1.093 | 0.893
2461 | 2004-04-12 | 13:00 | 0.906 | 0.898 | 0.708 | 0.221 | 1.025 | 0.768 | 0.797 | 0.544 | 0.114 | 0.92 | 0.187 | 1.084 | 0.955
2462 | 2004-04-12 | 14:00 | 0.66 | 0.688 | 0.511 | 0.185 | 0.926 | 0.414 | 0.552 | 0.397 | 0.101 | 0.793 | 0.306 | 1.005 | 0.945
2463 | 2004-04-12 | 15:00 | 0.474 | 0.592 | 0.267 | 0.13 | 0.749 | 0.225 | 0.26 | 0.144 | 0.065 | 0.592 | 0.466 | 0.836 | 0.866
2464 | 2004-04-12 | 16:00 | 0.225 | 0.408 | 0.016 | 0.022 | 0.499 | 0.011 | 0.001 | 0.126 | 0.013 | 0.339 | 0.503 | 0.55 | 0.725
2465 | 2004-04-12 | 17:00 | 0.001 | 0.145 |  |  | 0.221 | SPP: 0.049; NWP: 0.316; RA: 0.121; CNV: 0.513
2466 | 2004-04-12 | 18:00 |  |  |  |  | 0.001 | NWP: 0.183; RA: 0.01; CNV: 0.262
2467 | 2004-04-12 | 19:00 | [5 empty] | NWP: 0.001; CNV: 0.006
2468 | 2004-04-12 | 20:00
2469 | 2004-04-12 | 21:00
2470 | 2004-04-12 | 22:00
2471 | 2004-04-12 | 23:00
2472 | 2004-04-13 | 00:00
2473 | 2004-04-13 | 01:00
2474 | 2004-04-13 | 02:00
2475 | 2004-04-13 | 03:00
2476 | 2004-04-13 | 04:00
2477 | 2004-04-13 | 05:00 |  |  | 0.002 |  |  | NY: 0.003; NE: 0.058
2478 | 2004-04-13 | 06:00 | 0.009 |  | 0.034 |  |  | 0.01 | 0.344 | 0.199 | 0.004 | 0.001
2479 | 2004-04-13 | 07:00 | 0.249 | 0.113 | 0.136 | 0.083 | 0.099 | 0.054 | 0.629 | 0.251 | 0.043 | 0.224 |  | 0.003
2480 | 2004-04-13 | 08:00 | 0.616 | 0.35 | 0.106 | 0.101 | 0.39 | 0.083 | 0.759 | 0.683 | 0.156 | 0.487 | 0.002 | 0.214 | 0.018
2481 | 2004-04-13 | 09:00 | 0.826 | 0.613 | 0.295 | 0.134 | 0.666 | 0.098 | 0.908 | 0.779 | 0.336 | 0.718 | 0.257 | 0.466 | 0.21
2482 | 2004-04-13 | 10:00 | 0.831 | 0.782 | 0.326 | 0.219 | 0.851 | 0.139 | 0.814 | 0.91 | 0.358 | 0.87 | 0.525 | 0.721 | 0.388
2483 | 2004-04-13 | 11:00 | 0.286 | 0.518 | 0.217 | 0.287 | 0.961 | 0.355 | 0.779 | 1.022 | 0.542 | 0.948 | 0.705 | 0.606 | 0.209
2484 | 2004-04-13 | 12:00 | 0.221 | 0.411 | 0.379 | 0.205 | 0.951 | 0.285 | 0.765 | 1.003 | 0.346 | 0.963 | 0.856 | 0.628 | 0.356
2485 | 2004-04-13 | 13:00 | 0.265 | 0.79 | 0.31 | 0.107 | 0.878 | 0.276 | 0.561 | 0.827 | 0.44 | 0.911 | 0.82 | 0.641 | 0.302
2486 | 2004-04-13 | 14:00 | 0.403 | 0.662 | 0.236 | 0.323 | 0.84 | 0.149 | 0.38 | 0.659 | 0.254 | 0.783 | 0.955 | 0.7 | 0.28
2487 | 2004-04-13 | 15:00 | 0.02 | 0.111 | 0.267 | 0.081 | 0.643 | 0.13 | 0.007 | 0.41 | 0.145 | 0.539 | 0.866 | 0.547 | 0.829
2488 | 2004-04-13 | 16:00 | 0.008 | 0.057 | 0.036 | 0.121 | 0.395 | 0.02 |  | 0.128 | 0.006 | 0.293 | 0.726 | 0.251 | 0.61
2489 | 2004-04-13 | 17:00 |  | 0.001 |  | 0.003 | 0.131 | SPP: 0.043; NWP: 0.566; RA: 0.119; CNV: 0.472
2490 | 2004-04-13 | 18:00 |  |  |  |  | 0.003 | NWP: 0.336; RA: 0.005; CNV: 0.216
2491 | 2004-04-13 | 19:00 | [5 empty] | NWP: 0.056; CNV: 0.004
2492 | 2004-04-13 | 20:00
2493 | 2004-04-13 | 21:00
2494 | 2004-04-13 | 22:00
2495 | 2004-04-13 | 23:00
2496 | 2004-04-14 | 00:00
2497 | 2004-04-14 | 01:00
2498 | 2004-04-14 | 02:00
2499 | 2004-04-14 | 03:00
2500 | 2004-04-14 | 04:00
2501 | 2004-04-14 | 05:00 |  |  | 0.003 |  |  | NY: 0.005; NE: 0.005
2502 | 2004-04-14 | 06:00 | 0.067 |  | 0.101 | 0.017 |  | 0.302 | 0.085 | 0.172 | 0.007 | 0.002
2503 | 2004-04-14 | 07:00 | 0.365 | 0.147 | 0.235 | 0.213 | 0.093 | 0.396 | 0.207 | 0.389 | 0.218 | 0.05 |  | 0.004
2504 | 2004-04-14 | 08:00 | 0.642 | 0.432 | 0.546 | 0.327 | 0.396 | 0.562 | 0.305 | 0.667 | 0.276 | 0.142 | 0.005 | 0.275 | 0.001
2505 | 2004-04-14 | 09:00 | 0.848 | 0.656 | 0.667 | 0.652 | 0.658 | 0.839 | 0.328 | 0.834 | 0.35 | 0.263 | 0.255 | 0.594 | 0.107
2506 | 2004-04-14 | 10:00 | 0.968 | 0.832 | 0.695 | 0.883 | 0.84 | 0.865 | 0.349 | 0.951 | 0.413 | 0.396 | 0.53 | 0.834 | 0.237
2507 | 2004-04-14 | 11:00 | 0.692 | 0.893 | 0.745 | 0.989 | 0.965 | 0.861 | 0.359 | 0.988 | 0.639 | 0.381 | 0.568 | 0.963 | 0.297
2508 | 2004-04-14 | 12:00 | 1 | 0.925 | 0.746 | 0.888 | 1.01 | 0.835 | 0.316 | 0.938 | 0.81 | 0.672 | 0.87 | 1.054 | 0.291
2509 | 2004-04-14 | 13:00 | 0.881 | 0.894 | 0.652 | 0.717 | 0.87 | 0.808 | 0.142 | 0.827 | 0.859 | 0.954 | 0.968 | 1.068 | 0.356
2510 | 2004-04-14 | 14:00 | 0.718 | 0.799 | 0.56 | 0.452 | 0.811 | 0.614 | 0.217 | 0.654 | 0.559 | 0.808 | 0.982 | 1.017 | 0.341
2511 | 2004-04-14 | 15:00 | 0.504 | 0.618 | 0.261 | 0.284 | 0.69 | 0.34 | 0.055 | 0.403 | 0.297 | 0.648 | 0.918 | 0.889 | 0.341
2512 | 2004-04-14 | 16:00 | 0.23 | 0.419 | 0.008 | 0.091 | 0.471 | 0.024 | 0.001 | 0.112 | 0.119 | 0.355 | 0.708 | 0.673 | 0.341
2513 | 2004-04-14 | 17:00 | 0.002 | 0.154 |  | 0.002 | 0.144 | SPP: 0.043; NWP: 0.583; RA: 0.381; CNV: 0.248
2514 | 2004-04-14 | 18:00 |  |  |  |  | 0.001 | NWP: 0.35; RA: 0.033; CNV: 0.116
2515 | 2004-04-14 | 19:00 | [5 empty] | NWP: 0.015; CNV: 0.006
2516 | 2004-04-14 | 20:00
2517 | 2004-04-14 | 21:00
2518 | 2004-04-14 | 22:00
2519 | 2004-04-14 | 23:00
2520 | 2004-04-15 | 00:00
2521 | 2004-04-15 | 01:00
2522 | 2004-04-15 | 02:00
2523 | 2004-04-15 | 03:00
2524 | 2004-04-15 | 04:00
2525 | 2004-04-15 | 05:00 | [5 empty] | NY: 0.013; NE: 0.022; FL: 0.001
2526 | 2004-04-15 | 06:00 | 0.08 |  | 0.115 | 0.019 |  | 0.162 | 0.089 | 0.191 | 0.206 | 0.002
2527 | 2004-04-15 | 07:00 | 0.376 | 0.148 | 0.149 | 0.321 | 0.003 | 0.399 | 0.285 | 0.452 | 0.497 | 0.231 |  | 0.004
2528 | 2004-04-15 | 08:00 | 0.637 | 0.433 | 0.116 | 0.599 | 0.15 | 0.463 | 0.52 | 0.666 | 0.723 | 0.506 | 0.003 | 0.315 | 0.008
2529 | 2004-04-15 | 09:00 | 0.771 | 0.666 | 0.341 | 0.645 | 0.224 | 0.269 | 0.429 | 0.812 | 0.681 | 0.756 | 0.004 | 0.593 | 0.161
2530 | 2004-04-15 | 10:00 | 0.871 | 0.84 | 0.364 | 0.774 | 0.243 | 0.289 | 0.4 | 0.854 | 0.78 | 0.913 | 0.173 | 0.786 | 0.238
2531 | 2004-04-15 | 11:00 | 0.998 | 0.906 | 0.346 | 0.548 | 0.324 | 0.134 | 0.561 | 0.794 | 0.881 | 0.965 | 0.571 | 0.904 | 0.319
2532 | 2004-04-15 | 12:00 | 0.964 | 0.94 | 0.341 | 0.584 | 0.332 | 0.135 | 0.627 | 0.59 | 0.85 | 1.019 | 0.402 | 1.001 | 0.565
2533 | 2004-04-15 | 13:00 | 0.82 | 0.915 | 0.291 | 0.266 | 0.39 | 0.126 | 0.342 | 0.316 | 0.57 | 0.859 | 0.676 | 1.034 | 0.609
2534 | 2004-04-15 | 14:00 | 0.68 | 0.798 | 0.242 | 0.492 | 0.293 | 0.192 | 0.192 | 0.451 | 0.452 | 0.398 | 0.741 | 0.985 | 0.63
2535 | 2004-04-15 | 15:00 | 0.488 | 0.606 | 0.12 | 0.452 | 0.277 | 0.02 | 0.161 | 0.334 | 0.281 | 0.293 | 0.379 | 0.843 | 0.798
2536 | 2004-04-15 | 16:00 | 0.212 | 0.402 | 0.007 | 0.206 | 0.215 | 0.002 |  | 0.086 | 0.121 | 0.342 | 0.645 | 0.628 | 0.505
2537 | 2004-04-15 | 17:00 | 0.002 | 0.146 |  | 0.005 | 0.064 | SPP: 0.018; NWP: 0.294; RA: 0.353; CNV: 0.502
2538 | 2004-04-15 | 18:00 |  |  |  |  | 0.001 | NWP: 0.298; RA: 0.031; CNV: 0.264
2539 | 2004-04-15 | 19:00 | [5 empty] | NWP: 0.027; CNV: 0.004
2540 | 2004-04-15 | 20:00
2541 | 2004-04-15 | 21:00
2542 | 2004-04-15 | 22:00
2543 | 2004-04-15 | 23:00
2544 | 2004-04-16 | 00:00
2545 | 2004-04-16 | 01:00
2546 | 2004-04-16 | 02:00
2547 | 2004-04-16 | 03:00
2548 | 2004-04-16 | 04:00
2549 | 2004-04-16 | 05:00 |  |  | 0.002 |  |  | NY: 0.005; NE: 0.007; FL: 0.001
2550 | 2004-04-16 | 06:00 | 0.015 |  | 0.102 | 0.019 |  | 0.095 | 0.127 | 0.203 | 0.2 | 0.002
2551 | 2004-04-16 | 07:00 | 0.196 | 0.124 | 0.224 | 0.303 | 0.112 | 0.212 | 0.313 | 0.447 | 0.481 | 0.024 |  | 0.004
2552 | 2004-04-16 | 08:00 | 0.163 | 0.399 | 0.27 | 0.549 | 0.42 | 0.285 | 0.65 | 0.681 | 0.73 | 0.438 | 0.001 | 0.305 | 0.019
2553 | 2004-04-16 | 09:00 | 0.306 | 0.633 | 0.325 | 0.693 | 0.693 | 0.653 | 0.471 | 0.811 | 0.888 | 0.638 | 0.192 | 0.594 | 0.315
2554 | 2004-04-16 | 10:00 | 0.312 | 0.791 | 0.394 | 0.839 | 0.882 | 0.639 | 0.647 | 0.9 | 1 | 0.281 | 0.334 | 0.817 | 0.435
2555 | 2004-04-16 | 11:00 | 0.231 | 0.895 | 0.227 | 0.942 | 0.996 | 0.958 | 0.663 | 0.771 | 1.01 | 0.306 | 0.332 | 0.97 | 0.606
2556 | 2004-04-16 | 12:00 | 0.185 | 0.921 | 0.349 | 0.917 | 1.032 | 0.951 | 0.468 | 0.877 | 0.963 | 0.288 | 0.522 | 1.034 | 0.867
2557 | 2004-04-16 | 13:00 | 0.324 | 0.891 | 0.312 | 0.86 | 0.997 | 0.793 | 0.544 | 0.775 | 0.857 | 0.301 | 0.672 | 1.027 | 0.944
2558 | 2004-04-16 | 14:00 | 0.275 | 0.79 | 0.109 | 0.675 | 0.861 | 0.595 | 0.389 | 0.576 | 0.677 | 0.509 | 0.634 | 0.956 | 0.949
2559 | 2004-04-16 | 15:00 | 0.228 | 0.624 | 0.117 | 0.471 | 0.721 | 0.327 | 0.058 | 0.319 | 0.42 | 0.418 | 0.608 | 0.83 | 0.857
2560 | 2004-04-16 | 16:00 | 0.076 | 0.389 | 0.011 | 0.257 | 0.487 | 0.021 | 0.001 | 0.101 | 0.119 | 0.331 | 0.674 | 0.633 | 0.736
2561 | 2004-04-16 | 17:00 | 0.001 | 0.123 |  | 0.012 | 0.218 | SPP: 0.051; NWP: 0.537; RA: 0.361; CNV: 0.524
2562 | 2004-04-16 | 18:00 |  |  |  |  | 0.001 | NWP: 0.268; RA: 0.03; CNV: 0.272
2563 | 2004-04-16 | 19:00 | [5 empty] | NWP: 0.025; CNV: 0.006
2564 | 2004-04-16 | 20:00
2565 | 2004-04-16 | 21:00
2566 | 2004-04-16 | 22:00
2567 | 2004-04-16 | 23:00
2568 | 2004-04-17 | 00:00
2569 | 2004-04-17 | 01:00
2570 | 2004-04-17 | 02:00
2571 | 2004-04-17 | 03:00
2572 | 2004-04-17 | 04:00
2573 | 2004-04-17 | 05:00 |  |  | 0.003 |  |  | NY: 0.008; NE: 0.077; FL: 0.001
2574 | 2004-04-17 | 06:00 |  |  | 0.141 | 0.02 |  | 0.306 | 0.389 | 0.157 | 0.192 | 0.002
2575 | 2004-04-17 | 07:00 | 0.315 | 0.001 | 0.561 | 0.295 | 0.049 | 0.477 | 0.682 | 0.437 | 0.439 | 0.252 |  | 0.005
2576 | 2004-04-17 | 08:00 | 0.51 | 0.018 | 0.71 | 0.339 | 0.328 | 0.732 | 0.892 | 0.641 | 0.659 | 0.527 | 0.004 | 0.323 | 0.001
2577 | 2004-04-17 | 09:00 | 0.695 | 0.239 | 0.887 | 0.312 | 0.479 | 0.672 | 1.033 | 0.769 | 0.843 | 0.765 | 0.249 | 0.601 | 0.19
2578 | 2004-04-17 | 10:00 | 0.761 | 0.554 | 0.947 | 0.614 | 0.786 | 0.701 | 1.085 | 0.905 | 0.753 | 0.905 | 0.46 | 0.827 | 0.381
2579 | 2004-04-17 | 11:00 | 0.744 | 0.849 | 0.996 | 0.786 | 0.852 | 0.673 | 1.06 | 0.926 | 0.827 | 0.993 | 0.708 | 0.896 | 0.701
2580 | 2004-04-17 | 12:00 | 0.5 | 0.914 | 0.936 | 0.348 | 0.799 | 0.348 | 0.961 | 0.882 | 0.883 | 0.995 | 0.676 | 1.027 | 0.871
2581 | 2004-04-17 | 13:00 | 0.517 | 0.889 | 0.796 | 0.389 | 0.87 | 0.185 | 0.782 | 0.76 | 0.581 | 0.933 | 0.932 | 1.01 | 0.537
2582 | 2004-04-17 | 14:00 | 0.466 | 0.801 | 0.595 | 0.174 | 0.699 | 0.137 | 0.524 | 0.58 | 0.571 | 0.766 | 0.95 | 0.932 | 0.243
2583 | 2004-04-17 | 15:00 | 0.408 | 0.637 | 0.332 | 0.009 | 0.641 | 0.048 | 0.24 | 0.288 | 0.342 | 0.527 | 0.935 | 0.824 | 0.271
2584 | 2004-04-17 | 16:00 | 0.094 | 0.414 | 0.029 | 0.002 | 0.444 | 0.002 | 0.002 | 0.065 | 0.075 | 0.112 | 0.806 | 0.632 | 0.355
2585 | 2004-04-17 | 17:00 | 0.002 | 0.143 |  |  | 0.183 | SPP: 0.036; NWP: 0.597; RA: 0.358; CNV: 0.271
2586 | 2004-04-17 | 18:00 |  |  |  |  | 0.001 | NWP: 0.341; RA: 0.027; CNV: 0.146
2587 | 2004-04-17 | 19:00 | [5 empty] | NWP: 0.055; CNV: 0.003
2588 | 2004-04-17 | 20:00
2589 | 2004-04-17 | 21:00
2590 | 2004-04-17 | 22:00
2591 | 2004-04-17 | 23:00
2592 | 2004-04-18 | 00:00
2593 | 2004-04-18 | 01:00
2594 | 2004-04-18 | 02:00
2595 | 2004-04-18 | 03:00
2596 | 2004-04-18 | 04:00
2597 | 2004-04-18 | 05:00 |  |  | 0.004 |  |  | NY: 0.002; NE: 0.003; FL: 0.001
2598 | 2004-04-18 | 06:00 | 0.08 |  | 0.288 | 0.001 |  | 0.125 | 0.048 | 0.2 | 0.178 | 0.004
2599 | 2004-04-18 | 07:00 | 0.362 | 0.004 | 0.563 | 0.018 | 0.099 | 0.213 | 0.162 | 0.458 | 0.426 | 0.201 |  | 0.006
2600 | 2004-04-18 | 08:00 | 0.54 | 0.226 | 0.783 | 0.14 | 0.383 | 0.342 | 0.308 | 0.684 | 0.63 | 0.296 | 0.003 | 0.302 | 0.002
2601 | 2004-04-18 | 09:00 | 0.62 | 0.551 | 0.839 | 0.369 | 0.614 | 0.625 | 0.307 | 0.837 | 0.759 | 0.128 | 0.271 | 0.581 | 0.114
2602 | 2004-04-18 | 10:00 | 0.66 | 0.792 | 0.889 | 0.269 | 0.743 | 0.247 | 0.368 | 0.938 | 0.873 | 0.143 | 0.558 | 0.812 | 0.198
2603 | 2004-04-18 | 11:00 | 0.402 | 0.904 | 0.705 | 0.443 | 0.602 | 0.505 | 0.291 | 0.929 | 0.799 | 0.812 | 0.779 | 0.947 | 0.287
2604 | 2004-04-18 | 12:00 | 0.662 | 0.878 | 0.909 | 0.377 | 0.788 | 0.78 | 0.326 | 0.867 | 0.809 | 0.725 | 0.925 | 1.025 | 0.401
2605 | 2004-04-18 | 13:00 | 0.277 | 0.848 | 0.55 | 0.275 | 0.811 | 0.381 | 0.278 | 0.608 | 0.678 | 0.854 | 0.999 | 1.046 | 0.744
2606 | 2004-04-18 | 14:00 | 0.212 | 0.757 | 0.53 | 0.407 | 0.69 | 0.546 | 0.19 | 0.501 | 0.47 | 0.805 | 1.015 | 0.769 | 0.776
2607 | 2004-04-18 | 15:00 | 0.129 | 0.558 | 0.29 | 0.513 | 0.536 | 0.09 | 0.055 | 0.227 | 0.19 | 0.617 | 0.958 | 0.833 | 0.735
2608 | 2004-04-18 | 16:00 | 0.137 | 0.269 | 0.028 | 0.204 | 0.438 | 0.004 |  | 0.095 | 0.065 | 0.363 | 0.836 | 0.465 | 0.621
2609 | 2004-04-18 | 17:00 |  | 0.121 |  | 0.025 | 0.201 | SPP: 0.055; NWP: 0.633; RA: 0.121; CNV: 0.424
2610 | 2004-04-18 | 18:00 |  |  |  |  | 0.001 | NWP: 0.366; RA: 0.023; CNV: 0.229
2611 | 2004-04-18 | 19:00 | [5 empty] | NWP: 0.06; CNV: 0.006
2612 | 2004-04-18 | 20:00
2613 | 2004-04-18 | 21:00
2614 | 2004-04-18 | 22:00
2615 | 2004-04-18 | 23:00
2616 | 2004-04-19 | 00:00
2617 | 2004-04-19 | 01:00
2618 | 2004-04-19 | 02:00
2619 | 2004-04-19 | 03:00
2620 | 2004-04-19 | 04:00
2621 | 2004-04-19 | 05:00 |  |  | 0.004 |  |  | NY: 0.009; NE: 0.012; STV: 0.001
2622 | 2004-04-19 | 06:00 | 0.014 |  | 0.277 | 0.026 |  | 0.315 | 0.108 | 0.001 | 0.181 | 0.002
2623 | 2004-04-19 | 07:00 | 0.085 | 0.006 | 0.534 | 0.323 | 0.085 | 0.605 | 0.235 | 0.037 | 0.441 | 0.234 |  | 0.005
2624 | 2004-04-19 | 08:00 | 0.069 | 0.107 | 0.728 | 0.508 | 0.267 | 0.823 | 0.269 | 0.11 | 0.436 | 0.354 | 0.005 | 0.309 | 0.022
2625 | 2004-04-19 | 09:00 | 0.356 | 0.244 | 0.866 | 0.641 | 0.368 | 0.986 | 0.468 | 0.173 | 0.618 | 0.222 | 0.253 | 0.617 | 0.348
2626 | 2004-04-19 | 10:00 | 0.205 | 0.285 | 0.873 | 0.583 | 0.292 | 1.062 | 0.533 | 0.5 | 0.939 | 0.447 | 0.515 | 0.822 | 0.617
2627 | 2004-04-19 | 11:00 | 0.206 | 0.314 | 0.882 | 0.373 | 0.255 | 1.066 | 0.744 | 0.363 | 0.992 | 0.141 | 0.729 | 0.948 | 0.815
2628 | 2004-04-19 | 12:00 | 0.209 | 0.205 | 0.782 | 0.283 | 0.308 | 0.99 | 0.223 | 0.208 | 0.746 | 0.946 | 0.883 | 1.01 | 0.934
2629 | 2004-04-19 | 13:00 | 0.322 | 0.216 | 0.544 | 0.152 | 0.284 | 0.851 | 0.264 | 0.191 | 0.229 | 0.622 | 0.964 | 1.011 | 0.987
2630 | 2004-04-19 | 14:00 | 0.279 | 0.314 | 0.188 | 0.205 | 0.176 | 0.514 | 0.113 | 0.507 | 0.428 | 0.716 | 0.972 | 0.946 | 0.968
2631 | 2004-04-19 | 15:00 | 0.329 | 0.298 | 0.236 | 0.152 | 0.204 | 0.323 | 0.006 | 0.35 | 0.181 | 0.519 | 0.896 | 0.818 | 0.898
2632 | 2004-04-19 | 16:00 | 0.187 | 0.17 | 0.001 | 0.054 | 0.171 | 0.02 | 0.001 | 0.085 | 0.021 | 0.318 | 0.787 | 0.619 | 0.763
2633 | 2004-04-19 | 17:00 | 0.001 | 0.03 |  | 0.001 | 0.011 | SPP: 0.058; NWP: 0.571; RA: 0.349; CNV: 0.553
2634 | 2004-04-19 | 18:00 | [5 empty] | NWP: 0.33; RA: 0.026; CNV: 0.266
2635 | 2004-04-19 | 19:00 | [5 empty] | NWP: 0.05; CNV: 0.01
2636 | 2004-04-19 | 20:00
2637 | 2004-04-19 | 21:00
2638 | 2004-04-19 | 22:00
2639 | 2004-04-19 | 23:00
2640 | 2004-04-20 | 00:00
2641 | 2004-04-20 | 01:00
2642 | 2004-04-20 | 02:00
2643 | 2004-04-20 | 03:00
2644 | 2004-04-20 | 04:00
2645 | 2004-04-20 | 05:00 | [5 empty] | NY: 0.01; NE: 0.086; FL: 0.001
2646 | 2004-04-20 | 06:00 | 0.08 |  | 0.092 | 0.004 |  | 0.312 | 0.349 | 0.198 | 0.022 | 0.001
2647 | 2004-04-20 | 07:00 | 0.382 | 0.039 | 0.215 | 0.006 | 0.072 | 0.601 | 0.592 | 0.436 | 0.35 | 0.234 |  | 0.008
2648 | 2004-04-20 | 08:00 | 0.645 | 0.189 | 0.247 | 0.15 | 0.329 | 0.82 | 0.801 | 0.686 | 0.631 | 0.43 | 0.003 | 0.315 | 0.012
2649 | 2004-04-20 | 09:00 | 0.822 | 0.296 | 0.294 | 0.275 | 0.556 | 0.978 | 0.83 | 0.852 | 0.799 | 0.639 | 0.123 | 0.563 | 0.123
2650 | 2004-04-20 | 10:00 | 0.954 | 0.591 | 0.338 | 0.32 | 0.566 | 1.015 | 0.851 | 0.944 | 0.885 | 0.853 | 0.173 | 0.772 | 0.206
2651 | 2004-04-20 | 11:00 | 1.001 | 0.701 | 0.369 | 0.771 | 0.534 | 1.012 | 0.911 | 0.966 | 0.865 | 0.847 | 0.239 | 0.743 | 0.33
2652 | 2004-04-20 | 12:00 | 0.966 | 0.712 | 0.351 | 0.291 | 0.537 | 0.888 | 0.838 | 0.905 | 0.626 | 0.762 | 0.282 | 0.873 | 0.329
2653 | 2004-04-20 | 13:00 | 0.87 | 0.72 | 0.302 | 0.261 | 0.69 | 0.712 | 0.652 | 0.793 | 0.746 | 0.904 | 0.303 | 0.96 | 0.331
2654 | 2004-04-20 | 14:00 | 0.694 | 0.724 | 0.099 | 0.309 | 0.401 | 0.483 | 0.449 | 0.595 | 0.578 | 0.574 | 0.53 | 0.917 | 0.357
2655 | 2004-04-20 | 15:00 | 0.432 | 0.591 | 0.141 | 0.324 | 0.318 | 0.306 | 0.227 | 0.365 | 0.363 | 0.542 | 0.627 | 0.791 | 0.339
2656 | 2004-04-20 | 16:00 | 0.209 | 0.383 | 0.013 | 0.145 | 0.368 | 0.023 | 0.002 | 0.089 | 0.108 | 0.045 | 0.779 | 0.572 | 0.298
2657 | 2004-04-20 | 17:00 | 0.002 | 0.111 |  |  | 0.104 | SPP: 0.001; NWP: 0.589; RA: 0.299; CNV: 0.253
2658 | 2004-04-20 | 18:00 |  |  |  |  | 0.004 | NWP: 0.22; RA: 0.032; CNV: 0.118
2659 | 2004-04-20 | 19:00 | [5 empty] | NWP: 0.05; CNV: 0.01
2660 | 2004-04-20 | 20:00
2661 | 2004-04-20 | 21:00
2662 | 2004-04-20 | 22:00
2663 | 2004-04-20 | 23:00
2664 | 2004-04-21 | 00:00
2665 | 2004-04-21 | 01:00
2666 | 2004-04-21 | 02:00
2667 | 2004-04-21 | 03:00
2668 | 2004-04-21 | 04:00
2669 | 2004-04-21 | 05:00 |  |  | 0.005 |  |  | NY: 0.01; NE: 0.021; FL: 0.001
2670 | 2004-04-21 | 06:00 | 0.078 |  | 0.302 | 0.011 |  | 0.262 | 0.12 | 0.177 | 0.197 | 0.003
2671 | 2004-04-21 | 07:00 | 0.338 | 0.021 | 0.577 | 0.2 | 0.1 | 0.575 | 0.174 | 0.398 | 0.445 | 0.019 |  | 0.012
2672 | 2004-04-21 | 08:00 | 0.579 | 0.13 | 0.796 | 0.261 | 0.289 | 0.785 | 0.682 | 0.676 | 0.688 | 0.186 | 0.006 | 0.303 | 0.022
2673 | 2004-04-21 | 09:00 | 0.765 | 0.325 | 0.877 | 0.492 | 0.445 | 0.968 | 0.758 | 0.824 | 0.831 | 0.219 | 0.195 | 0.583 | 0.313
2674 | 2004-04-21 | 10:00 | 0.627 | 0.149 | 0.945 | 0.92 | 0.434 | 1.016 | 0.912 | 0.856 | 0.88 | 0.484 | 0.461 | 0.785 | 0.589
2675 | 2004-04-21 | 11:00 | 0.666 | 0.376 | 0.954 | 0.971 | 0.501 | 1.048 | 0.861 | 0.926 | 0.953 | 0.702 | 0.365 | 0.898 | 0.819
2676 | 2004-04-21 | 12:00 | 0.507 | 0.338 | 0.841 | 0.979 | 0.328 | 0.998 | 0.66 | 0.898 | 0.868 | 0.774 | 0.296 | 0.967 | 0.811
2677 | 2004-04-21 | 13:00 | 0.602 | 0.233 | 0.722 | 0.898 | 0.281 | 0.844 | 0.661 | 0.778 | 0.085 | 0.752 | 0.242 | 0.973 | 0.915
2678 | 2004-04-21 | 14:00 | 0.528 | 0.225 | 0.591 | 0.681 | 0.278 | 0.632 | 0.426 | 0.618 | 0.61 | 0.303 | 0.411 | 0.908 | 0.954
2679 | 2004-04-21 | 15:00 | 0.447 | 0.285 | 0.282 | 0.389 | 0.215 | 0.351 | 0.209 | 0.366 | 0.233 | 0.206 | 0.717 | 0.785 | 0.579
2680 | 2004-04-21 | 16:00 | 0.191 | 0.202 | 0.019 | 0.119 | 0.358 | 0.021 | 0.002 | 0.101 | 0.104 | 0.027 | 0.434 | 0.599 | 0.754
2681 | 2004-04-21 | 17:00 | 0.002 | 0.083 |  | 0.006 | 0.22 | SPP: 0.001; NWP: 0.276; RA: 0.33; CNV: 0.381
2682 | 2004-04-21 | 18:00 |  |  |  |  | 0.004 | NWP: 0.215; RA: 0.028; CNV: 0.25
2683 | 2004-04-21 | 19:00 | [5 empty] | NWP: 0.006; CNV: 0.007
2684 | 2004-04-21 | 20:00
2685 | 2004-04-21 | 21:00
2686 | 2004-04-21 | 22:00
2687 | 2004-04-21 | 23:00
2688 | 2004-04-22 | 00:00
2689 | 2004-04-22 | 01:00
2690 | 2004-04-22 | 02:00
2691 | 2004-04-22 | 03:00
2692 | 2004-04-22 | 04:00
2693 | 2004-04-22 | 05:00 |  |  | 0.001 |  |  | NY: 0.013; NE: 0.02; FL: 0.001
2694 | 2004-04-22 | 06:00 | 0.002 |  | 0.054 | 0.003 |  | 0.07 | 0.23 | 0.195 | 0.201 | 0.003
2695 | 2004-04-22 | 07:00 | 0.106 | 0.056 | 0.25 | 0.036 | 0.112 | 0.194 | 0.288 | 0.451 | 0.463 | 0.254 |  | 0.006
2696 | 2004-04-22 | 08:00 | 0.255 | 0.211 | 0.187 | 0.174 | 0.422 | 0.651 | 0.215 | 0.66 | 0.688 | 0.24 | 0.009 | 0.313 | 0.03
2697 | 2004-04-22 | 09:00 | 0.342 | 0.293 | 0.286 | 0.37 | 0.613 | 0.669 | 0.14 | 0.808 | 0.815 | 0.715 | 0.048 | 0.592 | 0.318
2698 | 2004-04-22 | 10:00 | 0.344 | 0.354 | 0.323 | 0.985 | 0.876 | 0.916 | 0.339 | 0.889 | 0.937 | 0.478 | 0.228 | 0.785 | 0.549
2699 | 2004-04-22 | 11:00 | 0.379 | 0.389 | 0.241 | 0.892 | 0.966 | 1.026 | 0.255 | 0.918 | 0.936 | 0.966 | 0.187 | 0.887 | 0.626
2700 | 2004-04-22 | 12:00 | 0.386 | 0.643 | 0.332 | 1.006 | 1.027 | 0.997 | 0.293 | 0.842 | 0.9 | 0.943 | 0.158 | 0.96 | 0.879
2701 | 2004-04-22 | 13:00 | 0.803 | 0.483 | 0.308 | 0.933 | 0.93 | 0.793 | 0.217 | 0.739 | 0.792 | 0.898 | 0.341 | 0.988 | 0.821
2702 | 2004-04-22 | 14:00 | 0.295 | 0.757 | 0.122 | 0.766 | 0.859 | 0.61 | 0.416 | 0.58 | 0.627 | 0.81 | 0.676 | 0.854 | 0.931
2703 | 2004-04-22 | 15:00 | 0.274 | 0.426 | 0.179 | 0.547 | 0.703 | 0.357 | 0.22 | 0.363 | 0.396 | 0.612 | 0.727 | 0.637 | 0.855
2704 | 2004-04-22 | 16:00 | 0.13 | 0.23 | 0.014 | 0.288 | 0.496 | 0.024 | 0.001 | 0.089 | 0.107 | 0.35 | 0.382 | 0.264 | 0.707
2705 | 2004-04-22 | 17:00 | 0.001 | 0.056 |  | 0.017 | 0.208 | SPP: 0.048; NWP: 0.119; RA: 0.12; CNV: 0.487
2706 | 2004-04-22 | 18:00 |  |  |  |  | 0.001 | NWP: 0.188; RA: 0.006; CNV: 0.247
2707 | 2004-04-22 | 19:00 | [5 empty] | NWP: 0.027; CNV: 0.008
2708 | 2004-04-22 | 20:00
2709 | 2004-04-22 | 21:00
2710 | 2004-04-22 | 22:00
2711 | 2004-04-22 | 23:00
2712 | 2004-04-23 | 00:00
2713 | 2004-04-23 | 01:00
2714 | 2004-04-23 | 02:00
2715 | 2004-04-23 | 03:00
2716 | 2004-04-23 | 04:00
2717 | 2004-04-23 | 05:00 |  |  | 0.01 |  |  | NY: 0.013; NE: 0.025; FL: 0.002
2718 | 2004-04-23 | 06:00 | 0.061 |  | 0.155 | 0.003 |  | 0.202 | 0.064 | 0.155 | 0.206 | 0.004
2719 | 2004-04-23 | 07:00 | 0.134 | 0.158 | 0.334 | 0.018 | 0.024 | 0.292 | 0.241 | 0.353 | 0.467 | 0.237 |  | 0.004
2720 | 2004-04-23 | 08:00 | 0.329 | 0.416 | 0.525 | 0.185 | 0.349 | 0.439 | 0.369 | 0.549 | 0.681 | 0.495 |  | 0.117
2721 | 2004-04-23 | 09:00 | 0.305 | 0.564 | 0.754 | 0.254 | 0.625 | 0.498 | 0.396 | 0.704 | 0.829 | 0.71 | 0.183 | 0.342 | 0.058
2722 | 2004-04-23 | 10:00 | 0.387 | 0.709 | 0.745 | 0.353 | 0.763 | 0.368 | 0.361 | 0.804 | 0.888 | 0.882 | 0.269 | 0.667 | 0.238
2723 | 2004-04-23 | 11:00 | 0.352 | 0.867 | 0.422 | 0.355 | 0.875 | 0.371 | 0.786 | 0.812 | 0.916 | 0.957 | 0.244 | 0.911 | 0.235
2724 | 2004-04-23 | 12:00 | 0.363 | 0.893 | 0.566 | 0.566 | 0.884 | 0.443 | 0.863 | 0.766 | 0.892 | 0.981 | 0.236 | 0.996 | 0.313
2725 | 2004-04-23 | 13:00 | 0.176 | 0.914 | 0.659 | 0.611 | 0.864 | 0.541 | 0.637 | 0.657 | 0.784 | 0.918 | 0.255 | 0.988 | 0.348
2726 | 2004-04-23 | 14:00 | 0.156 | 0.797 | 0.533 | 0.55 | 0.789 | 0.4 | 0.452 | 0.461 | 0.629 | 0.786 | 0.578 | 0.592 | 0.394
2727 | 2004-04-23 | 15:00 | 0.095 | 0.653 | 0.289 | 0.535 | 0.636 | 0.32 | 0.231 | 0.246 | 0.388 | 0.583 | 0.567 | 0.292 | 0.693
2728 | 2004-04-23 | 16:00 | 0.128 | 0.419 | 0.02 | 0.276 | 0.36 | 0.023 | 0.003 | 0.029 | 0.102 | 0.33 | 0.256 | 0.304 | 0.585
2729 | 2004-04-23 | 17:00 | 0.003 | 0.144 |  | 0.011 | 0.124 | SPP: 0.054; NWP: 0.274; RA: 0.105; CNV: 0.481
2730 | 2004-04-23 | 18:00 |  |  |  |  | 0.003 | NWP: 0.318; RA: 0.036; CNV: 0.253
2731 | 2004-04-23 | 19:00 | [5 empty] | NWP: 0.018; CNV: 0.007
2732 | 2004-04-23 | 20:00
2733 | 2004-04-23 | 21:00
2734 | 2004-04-23 | 22:00
2735 | 2004-04-23 | 23:00
2736 | 2004-04-24 | 00:00
2737 | 2004-04-24 | 01:00
2738 | 2004-04-24 | 02:00
2739 | 2004-04-24 | 03:00
2740 | 2004-04-24 | 04:00
2741 | 2004-04-24 | 05:00 |  |  | 0.002 |  |  | NY: 0.015; NE: 0.003; FL: 0.002; STV: 0.001
2742 | 2004-04-24 | 06:00 | 0.102 |  | 0.127 | 0.038 | 0.001 | 0.303 | 0.169 | 0.13 | 0.169 | 0.002
2743 | 2004-04-24 | 07:00 | 0.401 | 0.158 | 0.233 | 0.354 | 0.026 | 0.585 | 0.223 | 0.208 | 0.437 | 0.282 |  | 0.006
2744 | 2004-04-24 | 08:00 | 0.565 | 0.407 | 0.06 | 0.627 | 0.04 | 0.69 | 0.275 | 0.571 | 0.648 | 0.567 | 0.009 | 0.325 | 0.033
2745 | 2004-04-24 | 09:00 | 0.837 | 0.652 | 0.33 | 0.829 | 0.232 | 0.919 | 0.337 | 0.789 | 0.798 | 0.732 | 0.245 | 0.613 | 0.218
2746 | 2004-04-24 | 10:00 | 0.487 | 0.812 | 0.398 | 0.966 | 0.265 | 1.004 | 0.336 | 0.783 | 0.823 | 0.79 | 0.239 | 0.833 | 0.431
2747 | 2004-04-24 | 11:00 | 0.784 | 0.916 | 0.325 | 1.032 | 0.325 | 0.993 | 0.834 | 0.848 | 0.841 | 0.905 | 0.326 | 0.975 | 0.653
2748 | 2004-04-24 | 12:00 | 0.682 | 0.899 | 0.765 | 0.99 | 0.352 | 0.971 | 0.86 | 0.725 | 0.839 | 0.88 | 0.375 | 1.036 | 0.666
2749 | 2004-04-24 | 13:00 | 0.555 | 0.819 | 0.339 | 0.902 | 0.382 | 0.769 | 0.706 | 0.574 | 0.709 | 0.861 | 0.661 | 1.028 | 0.444
2750 | 2004-04-24 | 14:00 | 0.423 | 0.733 | 0.328 | 0.767 | 0.361 | 0.563 | 0.473 | 0.499 | 0.598 | 0.783 | 0.525 | 0.954 | 0.538
2751 | 2004-04-24 | 15:00 | 0.201 | 0.493 | 0.15 | 0.55 | 0.32 | 0.306 | 0.219 | 0.3 | 0.351 | 0.442 | 0.815 | 0.824 | 0.706
2752 | 2004-04-24 | 16:00 | 0.025 | 0.353 | 0.019 | 0.285 | 0.216 | 0.023 | 0.003 | 0.096 | 0.089 | 0.291 | 0.791 | 0.588 | 0.369
2753 | 2004-04-24 | 17:00 |  | 0.118 |  | 0.01 | 0.122 | SPP: 0.04; NWP: 0.548; RA: 0.33; CNV: 0.463
2754 | 2004-04-24 | 18:00 |  |  |  |  | 0.003 | NWP: 0.302; RA: 0.074; CNV: 0.268
2755 | 2004-04-24 | 19:00 | [5 empty] | NWP: 0.073; CNV: 0.006
2756 | 2004-04-24 | 20:00
2757 | 2004-04-24 | 21:00
2758 | 2004-04-24 | 22:00
2759 | 2004-04-24 | 23:00
2760 | 2004-04-25 | 00:00
2761 | 2004-04-25 | 01:00
2762 | 2004-04-25 | 02:00
2763 | 2004-04-25 | 03:00
2764 | 2004-04-25 | 04:00
2765 | 2004-04-25 | 05:00 |  |  | 0.007 |  |  | NY: 0.005; NE: 0.101; STV: 0.001
2766 | 2004-04-25 | 06:00 | 0.081 |  | 0.066 | 0.036 |  | 0.176 | 0.375 | 0.004 | 0.199 | 0.009
2767 | 2004-04-25 | 07:00 | 0.248 | 0.055 | 0.309 | 0.33 | 0.146 | 0.497 | 0.623 | 0.121 | 0.455 | 0.253 |  | 0.014
2768 | 2004-04-25 | 08:00 | 0.406 | 0.33 | 0.257 | 0.583 | 0.429 | 0.61 | 0.794 | 0.204 | 0.674 | 0.488 | 0.003 | 0.303 | 0.024
2769 | 2004-04-25 | 09:00 | 0.467 | 0.556 | 0.252 | 0.795 | 0.614 | 0.854 | 0.895 | 0.295 | 0.814 | 0.709 | 0.08 | 0.561 | 0.33
2770 | 2004-04-25 | 10:00 | 0.89 | 0.685 | 0.298 | 0.925 | 0.639 | 0.983 | 0.938 | 0.509 | 0.874 | 0.851 | 0.135 | 0.74 | 0.58
2771 | 2004-04-25 | 11:00 | 0.938 | 0.856 | 0.324 | 0.993 | 0.715 | 0.949 | 0.799 | 0.178 | 0.875 | 0.904 | 0.087 | 0.913 | 0.771
2772 | 2004-04-25 | 12:00 | 0.476 | 0.719 | 0.402 | 0.98 | 0.677 | 0.956 | 0.73 | 0.225 | 0.832 | 0.921 | 0.323 | 0.806 | 0.844
2773 | 2004-04-25 | 13:00 | 0.502 | 0.758 | 0.413 | 0.903 | 0.599 | 0.806 | 0.631 | 0.145 | 0.722 | 0.813 | 0.296 | 0.753 | 0.905
2774 | 2004-04-25 | 14:00 | 0.535 | 0.675 | 0.319 | 0.748 | 0.311 | 0.612 | 0.419 | 0.03 | 0.586 | 0.711 | 0.315 | 0.523 | 0.898
2775 | 2004-04-25 | 15:00 | 0.356 | 0.369 | 0.266 | 0.563 | 0.212 | 0.341 | 0.18 | 0.037 | 0.365 | 0.311 | 0.317 | 0.239 | 0.817
2776 | 2004-04-25 | 16:00 | 0.204 | 0.304 | 0.035 | 0.257 | 0.193 | 0.022 | 0.004 | 0.058 | 0.084 | 0.269 | 0.313 | 0.236 | 0.638
2777 | 2004-04-25 | 17:00 | 0.002 | 0.003 |  | 0.025 | 0.087 | SPP: 0.025; NWP: 0.218; RA: 0.027; CNV: 0.301
2778 | 2004-04-25 | 18:00 |  |  |  |  | 0.001 | NWP: 0.127; RA: 0.017; CNV: 0.204
2779 | 2004-04-25 | 19:00 | [5 empty] | NWP: 0.015; CNV: 0.014
2780 | 2004-04-25 | 20:00
2781 | 2004-04-25 | 21:00
2782 | 2004-04-25 | 22:00
2783 | 2004-04-25 | 23:00
2784 | 2004-04-26 | 00:00
2785 | 2004-04-26 | 01:00
2786 | 2004-04-26 | 02:00
2787 | 2004-04-26 | 03:00
2788 | 2004-04-26 | 04:00
2789 | 2004-04-26 | 05:00 |  |  | 0.01 |  |  | NY: 0.016; NE: 0.078; FL: 0.002; STV: 0.001
2790 | 2004-04-26 | 06:00 | 0.096 |  | 0.303 | 0.061 |  | 0.29 | 0.354 | 0.12 | 0.056 | 0.014
2791 | 2004-04-26 | 07:00 | 0.38 | 0.022 | 0.555 | 0.328 | 0.043 | 0.581 | 0.568 | 0.32 | 0.128 | 0.224 |  | 0.004
2792 | 2004-04-26 | 08:00 | 0.61 | 0.157 | 0.651 | 0.571 | 0.419 | 0.788 | 0.771 | 0.395 | 0.235 | 0.449 | 0.001 | 0.035 | 0.036
2793 | 2004-04-26 | 09:00 | 0.797 | 0.301 | 0.87 | 0.731 | 0.506 | 0.943 | 0.932 | 0.003 | 0.324 | 0.665 | 0.018 | 0.234 | 0.292
2794 | 2004-04-26 | 10:00 | 0.72 | 0.339 | 0.95 | 0.8 | 0.647 | 1 | 0.978 | 0.13 | 0.292 | 0.768 | 0.071 | 0.337 | 0.558
2795 | 2004-04-26 | 11:00 | 0.962 | 0.377 | 0.92 | 0.717 | 0.558 | 1.011 | 0.918 | 0.633 | 0.338 | 0.92 | 0.142 | 0.388 | 0.799
2796 | 2004-04-26 | 12:00 | 0.861 | 0.419 | 0.829 | 0.818 | 0.593 | 0.952 | 0.779 | 0.777 | 0.331 | 0.857 | 0.747 | 0.521 | 0.917
2797 | 2004-04-26 | 13:00 | 0.762 | 0.369 | 0.727 | 0.678 | 0.795 | 0.808 | 0.453 | 0.612 | 0.294 | 0.687 | 0.643 | 0.47 | 0.974
2798 | 2004-04-26 | 14:00 | 0.628 | 0.715 | 0.506 | 0.244 | 0.805 | 0.598 | 0.326 | 0.429 | 0.278 | 0.29 | 0.823 | 0.244 | 0.963
2799 | 2004-04-26 | 15:00 | 0.43 | 0.468 | 0.283 | 0.251 | 0.693 | 0.327 | 0.192 | 0.222 | 0.197 | 0.19 | 0.864 | 0.422 | 0.888
2800 | 2004-04-26 | 16:00 | 0.105 | 0.326 | 0.035 | 0.136 | 0.448 | 0.023 | 0.002 | 0.021 | 0.037 | 0.069 | 0.49 | 0.286 | 0.757
2801 | 2004-04-26 | 17:00 | 0.003 | 0.116 |  | 0.001 | 0.234 | SPP: 0.028; NWP: 0.343; RA: 0.096; CNV: 0.552
2802 | 2004-04-26 | 18:00 |  |  |  |  | 0.001 | NWP: 0.204; RA: 0.02; CNV: 0.283
2803 | 2004-04-26 | 19:00 | [5 empty] | NWP: 0.026; CNV: 0.005
2804 | 2004-04-26 | 20:00
2805 | 2004-04-26 | 21:00
2806 | 2004-04-26 | 22:00
2807 | 2004-04-26 | 23:00
2808 | 2004-04-27 | 00:00
2809 | 2004-04-27 | 01:00
2810 | 2004-04-27 | 02:00
2811 | 2004-04-27 | 03:00
2812 | 2004-04-27 | 04:00
2813 | 2004-04-27 | 05:00 |  |  | 0.008 |  |  | NY: 0.006; NE: 0.052; FL: 0.003
2814 | 2004-04-27 | 06:00 | 0.098 | 0.001 | 0.303 | 0.001 | 0.001 | 0.024 | 0.23 | 0.205 | 0.04 | 0.005
2815 | 2004-04-27 | 07:00 | 0.381 | 0.067 | 0.467 | 0.02 | 0.132 | 0.356 | 0.342 | 0.477 | 0.123 | 0.239 |  | 0.003
2816 | 2004-04-27 | 08:00 | 0.647 | 0.278 | 0.763 | 0.221 | 0.381 | 0.474 | 0.351 | 0.612 | 0.288 | 0.451 | 0.001 | 0.131 | 0.035
2817 | 2004-04-27 | 09:00 | 0.613 | 0.389 | 0.909 | 0.232 | 0.659 | 0.37 | 0.655 | 0.832 | 0.781 | 0.716 | 0.046 | 0.259 | 0.332
2818 | 2004-04-27 | 10:00 | 0.761 | 0.642 | 0.961 | 0.332 | 0.855 | 0.455 | 0.721 | 0.869 | 0.839 | 0.783 | 0.189 | 0.462 | 0.589
2819 | 2004-04-27 | 11:00 | 0.555 | 0.544 | 0.965 | 0.376 | 0.997 | 0.762 | 0.416 | 0.936 | 0.921 | 0.885 | 0.271 | 0.894 | 0.781
2820 | 2004-04-27 | 12:00 | 0.758 | 0.419 | 0.969 | 0.083 | 0.927 | 0.298 | 0.841 | 0.885 | 0.738 | 0.89 | 0.325 | 0.881 | 0.903
2821 | 2004-04-27 | 13:00 | 0.628 | 0.749 | 0.824 | 0.184 | 0.924 | 0.11 | 0.66 | 0.763 | 0.593 | 0.78 | 0.507 | 0.833 | 0.955
2822 | 2004-04-27 | 14:00 | 0.591 | 0.324 | 0.617 | 0.126 | 0.839 | 0.14 | 0.512 | 0.59 | 0.661 | 0.691 | 0.35 | 0.638 | 0.943
2823 | 2004-04-27 | 15:00 | 0.406 | 0.091 | 0.349 | 0.177 | 0.689 | 0.227 | 0.239 | 0.359 | 0.37 | 0.314 | 0.269 | 0.561 | 0.868
2824 | 2004-04-27 | 16:00 | 0.191 | 0.097 | 0.033 | 0.062 | 0.471 | 0.011 | 0.001 | 0.099 | 0.105 | 0.277 | 0.298 | 0.307 | 0.729
2825 | 2004-04-27 | 17:00 | 0.011 | 0.009 |  | 0.002 | 0.222 | SPP: 0.069; NWP: 0.26; RA: 0.008; CNV: 0.521
2826 | 2004-04-27 | 18:00 |  |  |  |  | 0.002 | NWP: 0.009; RA: 0.009; CNV: 0.266
2827 | 2004-04-27 | 19:00 | [5 empty] | NWP: 0.009; CNV: 0.007
2828 | 2004-04-27 | 20:00
2829 | 2004-04-27 | 21:00
2830 | 2004-04-27 | 22:00
2831 | 2004-04-27 | 23:00
2832 | 2004-04-28 | 00:00
2833 | 2004-04-28 | 01:00
2834 | 2004-04-28 | 02:00
2835 | 2004-04-28 | 03:00
2836 | 2004-04-28 | 04:00 | [5 empty] | NE: 0.001
2837 | 2004-04-28 | 05:00 |  |  | 0.013 |  |  | NY: 0.014; NE: 0.089; FL: 0.004; STV: 0.001
2838 | 2004-04-28 | 06:00 | 0.115 |  | 0.307 | 0.04 |  | 0.326 | 0.281 | 0.221 | 0.096 | 0.001
2839 | 2004-04-28 | 07:00 | 0.234 | 0.073 | 0.58 | 0.271 | 0.109 | 0.597 | 0.398 | 0.46 | 0.186 | 0.082 |  | 0.016
2840 | 2004-04-28 | 08:00 | 0.513 | 0.142 | 0.794 | 0.52 | 0.273 | 0.819 | 0.382 | 0.68 | 0.252 | 0.165 | 0.003 | 0.247 | 0.038
2841 | 2004-04-28 | 09:00 | 0.483 | 0.267 | 0.88 | 0.359 | 0.609 | 0.937 | 0.588 | 0.846 | 0.31 | 0.141 | 0.206 | 0.569 | 0.323
2842 | 2004-04-28 | 10:00 | 0.55 | 0.294 | 0.922 | 0.678 | 0.726 | 1.023 | 0.589 | 0.946 | 0.529 | 0.158 | 0.247 | 0.742 | 0.563
2843 | 2004-04-28 | 11:00 | 0.889 | 0.208 | 0.936 | 0.789 | 0.923 | 1.002 | 0.243 | 0.952 | 0.913 | 0.344 | 0.602 | 0.909 | 0.78
2844 | 2004-04-28 | 12:00 | 0.864 | 0.233 | 0.688 | 0.359 | 0.923 | 0.93 | 0.239 | 0.894 | 0.817 | 0.569 | 0.849 | 0.936 | 0.849
2845 | 2004-04-28 | 13:00 | 0.598 | 0.433 | 0.694 | 0.153 | 0.898 | 0.792 | 0.091 | 0.776 | 0.705 | 0.45 | 0.951 | 0.96 | 0.917
2846 | 2004-04-28 | 14:00 | 0.622 | 0.38 | 0.267 | 0.165 | 0.762 | 0.549 | 0.027 | 0.604 | 0.626 | 0.585 | 0.942 | 0.884 | 0.907
2847 | 2004-04-28 | 15:00 | 0.45 | 0.504 | 0.203 | 0.196 | 0.653 | 0.297 | 0.006 | 0.369 | 0.302 | 0.517 | 0.874 | 0.795 | 0.699
2848 | 2004-04-28 | 16:00 | 0.003 | 0.327 | 0.032 | 0.03 | 0.421 | 0.03 |  | 0.09 | 0.107 | 0.32 | 0.715 | 0.628 | 0.686
2849 | 2004-04-28 | 17:00 | 0.001 | 0.129 |  |  | 0.181 | SPP: 0.016; NWP: 0.585; RA: 0.33; CNV: 0.468
2850 | 2004-04-28 | 18:00 |  |  |  |  | 0.001 | NWP: 0.338; RA: 0.027; CNV: 0.259
2851 | 2004-04-28 | 19:00 | [5 empty] | NWP: 0.056; CNV: 0.005
2852 | 2004-04-28 | 20:00
2853 | 2004-04-28 | 21:00
2854 | 2004-04-28 | 22:00
2855 | 2004-04-28 | 23:00
2856 | 2004-04-29 | 00:00
2857 | 2004-04-29 | 01:00
2858 | 2004-04-29 | 02:00
2859 | 2004-04-29 | 03:00
2860 | 2004-04-29 | 04:00
2861 | 2004-04-29 | 05:00 |  |  | 0.018 |  |  | NY: 0.005; NE: 0.06; STV: 0.001
2862 | 2004-04-29 | 06:00 | 0.003 |  | 0.285 | 0.002 | 0.001 | 0.115 | 0.356 | 0.205 | 0.123 | 0.001
2863 | 2004-04-29 | 07:00 | 0.064 | 0.012 | 0.494 | 0.009 | 0.135 | 0.153 | 0.589 | 0.464 | 0.186 | 0.075 |  | 0.008
2864 | 2004-04-29 | 08:00 | 0.109 | 0.059 | 0.704 | 0.044 | 0.353 | 0.268 | 0.804 | 0.622 | 0.488 | 0.159 | 0.001 | 0.329 | 0.038
2865 | 2004-04-29 | 09:00 | 0.288 | 0.124 | 0.822 | 0.162 | 0.559 | 0.302 | 0.919 | 0.817 | 0.773 | 0.262 | 0.003 | 0.605 | 0.337
2866 | 2004-04-29 | 10:00 | 0.197 | 0.302 | 0.587 | 0.277 | 0.521 | 0.338 | 0.958 | 0.824 | 0.964 | 0.311 | 0.059 | 0.804 | 0.599
2867 | 2004-04-29 | 11:00 | 0.209 | 0.341 | 0.608 | 0.199 | 0.822 | 0.331 | 0.93 | 0.838 | 0.202 | 0.216 | 0.095 | 0.92 | 0.793
2868 | 2004-04-29 | 12:00 | 0.232 | 0.469 | 0.639 | 0.238 | 0.324 | 0.307 | 0.869 | 0.867 | 0.81 | 0.363 | 0.155 | 0.997 | 0.913
2869 | 2004-04-29 | 13:00 | 0.351 | 0.667 | 0.458 | 0.169 | 0.771 | 0.291 | 0.736 | 0.787 | 0.779 | 0.198 | 0.213 | 1.006 | 0.958
2870 | 2004-04-29 | 14:00 | 0.385 | 0.692 | 0.275 | 0.147 | 0.378 | 0.226 | 0.495 | 0.497 | 0.633 | 0.343 | 0.19 | 0.948 | 0.94
2871 | 2004-04-29 | 15:00 | 0.317 | 0.585 | 0.198 | 0.084 | 0.477 | 0.037 | 0.231 | 0.303 | 0.293 | 0.272 | 0.194 | 0.82 | 0.863
2872 | 2004-04-29 | 16:00 | 0.191 | 0.231 | 0.029 | 0.016 | 0.282 | 0.001 | 0.002 | 0.09 | 0.074 | 0.043 | 0.287 | 0.617 | 0.721
2873 | 2004-04-29 | 17:00 | 0.003 | 0.083 |  | 0.007 | 0.137 | SPP: 0.003; NWP: 0.105; RA: 0.347; CNV: 0.514
2874 | 2004-04-29 | 18:00 |  |  |  |  | 0.006 | NWP: 0.145; RA: 0.024; CNV: 0.262
2875 | 2004-04-29 | 19:00 | [5 empty] | NWP: 0.019; CNV: 0.007
2876 | 2004-04-29 | 20:00
2877 | 2004-04-29 | 21:00
2878 | 2004-04-29 | 22:00
2879 | 2004-04-29 | 23:00
2880 | 2004-04-30 | 00:00
2881 | 2004-04-30 | 01:00
2882 | 2004-04-30 | 02:00
2883 | 2004-04-30 | 03:00
2884 | 2004-04-30 | 04:00
2885 | 2004-04-30 | 05:00 |  |  | 0.02 |  |  | NY: 0.026; NE: 0.099; FL: 0.001
2886 | 2004-04-30 | 06:00 | 0.009 |  | 0.282 | 0.001 |  | 0.137 | 0.37 | 0.025 | 0.184 | 0.002
2887 | 2004-04-30 | 07:00 | 0.036 | 0.069 | 0.325 | 0.037 | 0.058 | 0.236 | 0.612 | 0.08 | 0.494 | 0.037 |  | 0.008
2888 | 2004-04-30 | 08:00 | 0.251 | 0.245 | 0.296 | 0.171 | 0.085 | 0.292 | 0.686 | 0.251 | 0.718 | 0.12 | 0.014 | 0.314 | 0.034
2889 | 2004-04-30 | 09:00 | 0.151 | 0.331 | 0.247 | 0.29 | 0.187 | 0.673 | 0.845 | 0.203 | 0.851 | 0.327 | 0.036 | 0.583 | 0.348
2890 | 2004-04-30 | 10:00 | 0.33 | 0.675 | 0.349 | 0.345 | 0.363 | 0.613 | 0.782 | 0.052 | 0.955 | 0.361 | 0.262 | 0.79 | 0.603
2891 | 2004-04-30 | 11:00 | 0.389 | 0.799 | 0.222 | 0.324 | 0.159 | 0.574 | 0.64 | 0.132 | 0.929 | 0.38 | 0.257 | 0.92 | 0.785
2892 | 2004-04-30 | 12:00 | 0.243 | 0.694 | 0.71 | 0.18 | 0.322 | 0.693 | 0.827 | 0.019 | 0.92 | 0.405 | 0.165 | 0.974 | 0.898
2893 | 2004-04-30 | 13:00 | 0.35 | 0.622 | 0.572 | 0.347 | 0.349 | 0.703 | 0.697 | 0.016 | 0.774 | 0.355 | 0.18 | 0.968 | 0.946
2894 | 2004-04-30 | 14:00 | 0.317 | 0.245 | 0.525 | 0.309 | 0.147 | 0.531 | 0.471 | 0.012 | 0.588 | 0.342 | 0.225 | 0.868 | 0.929
2895 | 2004-04-30 | 15:00 | 0.216 | 0.265 | 0.318 | 0.218 | 0.253 | 0.32 | 0.22 | 0.05 | 0.325 | 0.507 | 0.196 | 0.675 | 0.856
2896 | 2004-04-30 | 16:00 | 0.243 | 0.052 | 0.022 | 0.024 | 0.203 | 0.017 | 0.007 | 0.001 | 0.114 | 0.314 | 0.185 | 0.594 | 0.721
2897 | 2004-04-30 | 17:00 | 0.003 | 0.117 |  | 0.013 | 0.022 | SPP: 0.058; NWP: 0.122; RA: 0.324; CNV: 0.521
2898 | 2004-04-30 | 18:00 |  | 0.001 |  |  | 0.003 | NWP: 0.051; RA: 0.034; CNV: 0.267
2899 | 2004-04-30 | 19:00 | [5 empty] | NWP: 0.005; CNV: 0.004
2900 | 2004-04-30 | 20:00
2901 | 2004-04-30 | 21:00
2902 | 2004-04-30 | 22:00
2903 | 2004-04-30 | 23:00
2904 | 2004-05-01 | 00:00
2905 | 2004-05-01 | 01:00
2906 | 2004-05-01 | 02:00
2907 | 2004-05-01 | 03:00
2908 | 2004-05-01 | 04:00
2909 | 2004-05-01 | 05:00 |  |  | 0.013 |  |  | NY: 0.014; NE: 0.098; STV: 0.001
2910 | 2004-05-01 | 06:00 | 0.117 |  | 0.247 | 0.039 |  | 0.301 | 0.306 | 0.002 | 0.191 | 0.004
2911 | 2004-05-01 | 07:00 | 0.423 | 0.169 | 0.449 | 0.341 | 0.147 | 0.587 | 0.61 | 0.039 | 0.345 | 0.086 |  | 0.008
2912 | 2004-05-01 | 08:00 | 0.692 | 0.376 | 0.502 | 0.555 | 0.431 | 0.778 | 0.776 | 0.125 | 0.586 | 0.464 | 0.011 | 0.326 | 0.031
2913 | 2004-05-01 | 09:00 | 0.856 | 0.216 | 0.626 | 0.638 | 0.597 | 0.835 | 0.807 | 0.16 | 0.724 | 0.609 | 0.267 | 0.59 | 0.323
2914 | 2004-05-01 | 10:00 | 0.965 | 0.222 | 0.523 | 0.406 | 0.805 | 0.782 | 0.931 | 0.213 | 0.824 | 0.343 | 0.464 | 0.791 | 0.553
2915 | 2004-05-01 | 11:00 | 1.017 | 0.435 | 0.582 | 0.59 | 0.649 | 0.473 | 0.635 | 0.215 | 0.847 | 0.587 | 0.58 | 0.902 | 0.738
2916 | 2004-05-01 | 12:00 | 0.939 | 0.911 | 0.634 | 0.555 | 0.867 | 0.446 | 0.721 | 0.242 | 0.762 | 0.786 | 0.636 | 0.94 | 0.86
2917 | 2004-05-01 | 13:00 | 0.867 | 0.831 | 0.114 | 0.469 | 0.589 | 0.501 | 0.42 | 0.334 | 0.738 | 0.835 | 0.806 | 0.947 | 0.845
2918 | 2004-05-01 | 14:00 | 0.723 | 0.363 | 0.111 | 0.42 | 0.74 | 0.24 | 0.307 | 0.287 | 0.58 | 0.071 | 0.486 | 0.894 | 0.709
2919 | 2004-05-01 | 15:00 | 0.495 | 0.247 | 0.077 | 0.247 | 0.599 | 0.149 | 0.237 | 0.181 | 0.357 | 0.082 | 0.615 | 0.79 | 0.496
2920 | 2004-05-01 | 16:00 | 0.232 | 0.212 | 0.001 | 0.017 | 0.423 | 0.004 | 0.005 | 0.027 | 0.095 | 0.026 | 0.463 | 0.585 | 0.596
2921 | 2004-05-01 | 17:00 | 0.001 | 0.1 |  |  | 0.214 | SPP: 0.003; NWP: 0.416; RA: 0.309; CNV: 0.32
2922 | 2004-05-01 | 18:00 |  |  |  |  | 0.001 | NWP: 0.205; RA: 0.065; CNV: 0.23
2923 | 2004-05-01 | 19:00 | [5 empty] | NWP: 0.046; CNV: 0.009
2924 | 2004-05-01 | 20:00
2925 | 2004-05-01 | 21:00
2926 | 2004-05-01 | 22:00
2927 | 2004-05-01 | 23:00
2928 | 2004-05-02 | 00:00
2929 | 2004-05-02 | 01:00
2930 | 2004-05-02 | 02:00
2931 | 2004-05-02 | 03:00
2932 | 2004-05-02 | 04:00 | [5 empty] | NE: 0.001
2933 | 2004-05-02 | 05:00 | [5 empty] | NY: 0.016; NE: 0.104; FL: 0.002; STV: 0.002
2934 | 2004-05-02 | 06:00 | 0.09 | 0.001 | 0.031 | 0.003 |  | 0.093 | 0.39 | 0.081 | 0.207 | 0.005
2935 | 2004-05-02 | 07:00 | 0.299 | 0.072 | 0.09 | 0.042 | 0.126 | 0.225 | 0.646 | 0.084 | 0.448 | 0.261 |  | 0.01
2936 | 2004-05-02 | 08:00 | 0.403 | 0.24 | 0.316 | 0.124 | 0.398 | 0.232 | 0.808 | 0.326 | 0.643 | 0.526 | 0.002 | 0.305 | 0.044
2937 | 2004-05-02 | 09:00 | 0.649 | 0.613 | 0.388 | 0.158 | 0.626 | 0.386 | 0.845 | 0.354 | 0.788 | 0.748 | 0.064 | 0.55 | 0.327
2938 | 2004-05-02 | 10:00 | 0.599 | 0.713 | 0.426 | 0.308 | 0.451 | 0.465 | 0.978 | 0.375 | 0.691 | 0.884 | 0.121 | 0.793 | 0.596
2939 | 2004-05-02 | 11:00 | 0.553 | 0.614 | 0.425 | 0.11 | 0.469 | 0.443 | 0.701 | 0.237 | 0.843 | 0.969 | 0.229 | 0.918 | 0.738
2940 | 2004-05-02 | 12:00 | 0.544 | 0.625 | 0.207 | 0.005 | 0.491 | 0.385 | 0.773 | 0.685 | 0.678 | 0.98 | 0.337 | 0.975 | 0.879
2941 | 2004-05-02 | 13:00 | 0.445 | 0.728 | 0.165 | 0.016 | 0.522 | 0.233 | 0.462 | 0.309 | 0.453 | 0.911 | 0.515 | 0.982 | 0.958
2942 | 2004-05-02 | 14:00 | 0.399 | 0.725 | 0.107 | 0.303 | 0.441 | 0.083 | 0.32 | 0.077 | 0.126 | 0.786 | 0.488 | 0.893 | 0.915
2943 | 2004-05-02 | 15:00 | 0.339 | 0.542 | 0.031 | 0.084 | 0.506 | 0.07 | 0.157 | 0.131 | 0.098 | 0.596 | 0.68 | 0.773 | 0.848
2944 | 2004-05-02 | 16:00 | 0.191 | 0.328 | 0.002 | 0.024 | 0.483 | 0.011 | 0.009 | 0.016 | 0.042 | 0.343 | 0.699 | 0.598 | 0.71
2945 | 2004-05-02 | 17:00 | 0.006 | 0.114 |  | 0.002 | 0.197 | SPP: 0.06; NWP: 0.541; RA: 0.33; CNV: 0.531
2946 | 2004-05-02 | 18:00 |  |  |  |  | 0.001 | NWP: 0.31; RA: 0.042; CNV: 0.269
2947 | 2004-05-02 | 19:00 | [5 empty] | NWP: 0.062; CNV: 0.004
2948 | 2004-05-02 | 20:00
2949 | 2004-05-02 | 21:00
2950 | 2004-05-02 | 22:00
2951 | 2004-05-02 | 23:00
2952 | 2004-05-03 | 00:00
2953 | 2004-05-03 | 01:00
2954 | 2004-05-03 | 02:00
2955 | 2004-05-03 | 03:00
2956 | 2004-05-03 | 04:00 | [5 empty] | NE: 0.001
2957 | 2004-05-03 | 05:00 | 0.001 |  | 0.002 |  |  | NY: 0.003; NE: 0.11; FL: 0.002; STV: 0.001
2958 | 2004-05-03 | 06:00 | 0.067 |  | 0.042 | 0.006 |  | 0.12 | 0.218 | 0.162 | 0.219 | 0.007
2959 | 2004-05-03 | 07:00 | 0.231 | 0.157 | 0.233 | 0.322 | 0.142 | 0.217 | 0.48 | 0.335 | 0.49 | 0.258 |  | 0.01
2960 | 2004-05-03 | 08:00 | 0.398 | 0.29 | 0.305 | 0.643 | 0.403 | 0.336 | 0.698 | 0.602 | 0.721 | 0.517 | 0.004 | 0.239 | 0.046
2961 | 2004-05-03 | 09:00 | 0.768 | 0.649 | 0.348 | 0.736 | 0.613 | 0.351 | 0.691 | 0.838 | 0.832 | 0.707 | 0.129 | 0.575 | 0.33
2962 | 2004-05-03 | 10:00 | 0.876 | 0.695 | 0.698 | 0.982 | 0.73 | 0.425 | 0.475 | 0.738 | 0.882 | 0.828 | 0.285 | 0.784 | 0.565
2963 | 2004-05-03 | 11:00 | 0.936 | 0.887 | 0.815 | 1.033 | 0.857 | 0.233 | 0.371 | 0.961 | 0.979 | 0.915 | 0.432 | 0.915 | 0.769
2964 | 2004-05-03 | 12:00 | 0.928 | 0.891 | 0.658 | 1.027 | 0.941 | 0.348 | 0.399 | 0.848 | 0.762 | 0.936 | 0.518 | 0.979 | 0.9
2965 | 2004-05-03 | 13:00 | 0.831 | 0.715 | 0.808 | 0.938 | 0.879 | 0.3 | 0.131 | 0.739 | 0.794 | 0.845 | 0.345 | 0.986 | 0.919
2966 | 2004-05-03 | 14:00 | 0.617 | 0.175 | 0.592 | 0.78 | 0.774 | 0.137 | 0.141 | 0.439 | 0.623 | 0.75 | 0.484 | 0.944 | 0.908
2967 | 2004-05-03 | 15:00 | 0.447 | 0.329 | 0.207 | 0.55 | 0.642 | 0.172 | 0.042 | 0.159 | 0.373 | 0.566 | 0.787 | 0.812 | 0.854
2968 | 2004-05-03 | 16:00 | 0.197 | 0.264 | 0.025 | 0.284 | 0.421 | 0.022 | 0.002 | 0.028 | 0.112 | 0.336 | 0.641 | 0.563 | 0.719
2969 | 2004-05-03 | 17:00 | 0.001 | 0.001 |  | 0.013 | 0.2 | SPP: 0.066; NWP: 0.606; RA: 0.211; CNV: 0.497
2970 | 2004-05-03 | 18:00 |  |  |  |  | 0.001 | NWP: 0.322; RA: 0.043; CNV: 0.239
2971 | 2004-05-03 | 19:00 | [5 empty] | NWP: 0.048; CNV: 0.012
2972 | 2004-05-03 | 20:00 | [5 empty] | NWP: 0.001
2973 | 2004-05-03 | 21:00
2974 | 2004-05-03 | 22:00
2975 | 2004-05-03 | 23:00
2976 | 2004-05-04 | 00:00
2977 | 2004-05-04 | 01:00
2978 | 2004-05-04 | 02:00
2979 | 2004-05-04 | 03:00
2980 | 2004-05-04 | 04:00
2981 | 2004-05-04 | 05:00 | 0.001 |  | 0.017 |  |  | NY: 0.002; NE: 0.115; FL: 0.001; STV: 0.002
2982 | 2004-05-04 | 06:00 | 0.099 | 0.001 | 0.292 | 0.056 |  | 0.124 | 0.276 | 0.016 | 0.219 | 0.014
2983 | 2004-05-04 | 07:00 | 0.349 | 0.023 | 0.544 | 0.299 | 0.123 | 0.239 | 0.491 | 0.202 | 0.483 | 0.241 |  | 0.011
2984 | 2004-05-04 | 08:00 | 0.573 | 0.269 | 0.746 | 0.467 | 0.387 | 0.29 | 0.566 | 0.251 | 0.718 | 0.533 | 0.017 | 0.327 | 0.041
2985 | 2004-05-04 | 09:00 | 0.633 | 0.351 | 0.891 | 0.618 | 0.573 | 0.382 | 0.586 | 0.382 | 0.879 | 0.751 | 0.201 | 0.609 | 0.338
2986 | 2004-05-04 | 10:00 | 0.547 | 0.541 | 0.956 | 0.861 | 0.744 | 0.366 | 0.627 | 0.406 | 0.971 | 0.819 | 0.305 | 0.834 | 0.58
2987 | 2004-05-04 | 11:00 | 0.926 | 0.83 | 0.965 | 0.776 | 0.899 | 0.419 | 0.74 | 0.417 | 0.986 | 0.912 | 0.501 | 0.967 | 0.77
2988 | 2004-05-04 | 12:00 | 0.769 | 0.698 | 0.9 | 0.933 | 0.947 | 0.367 | 0.57 | 0.377 | 0.936 | 0.835 | 0.946 | 0.964 | 0.876
2989 | 2004-05-04 | 13:00 | 0.842 | 0.516 | 0.762 | 0.729 | 0.869 | 0.327 | 0.401 | 0.336 | 0.817 | 0.787 | 0.698 | 0.986 | 0.922
2990 | 2004-05-04 | 14:00 | 0.571 | 0.421 | 0.556 | 0.725 | 0.759 | 0.223 | 0.252 | 0.274 | 0.635 | 0.739 | 0.652 | 0.905 | 0.912
2991 | 2004-05-04 | 15:00 | 0.326 | 0.472 | 0.311 | 0.62 | 0.633 | 0.151 | 0.064 | 0.204 | 0.385 | 0.561 | 0.633 | 0.816 | 0.84
2992 | 2004-05-04 | 16:00 | 0.07 | 0.247 | 0.036 | 0.319 | 0.466 | 0.017 | 0.002 | 0.076 | 0.105 | 0.323 | 0.53 | 0.473 | 0.712
2993 | 2004-05-04 | 17:00 | 0.009 | 0.097 |  | 0.016 | 0.208 | SPP: 0.074; NWP: 0.308; RA: 0.329; CNV: 0.459
2994 | 2004-05-04 | 18:00 |  |  |  |  | 0.001 | NWP: 0.21; RA: 0.04; CNV: 0.251
2995 | 2004-05-04 | 19:00 | [5 empty] | NWP: 0.03; CNV: 0.006
2996 | 2004-05-04 | 20:00
2997 | 2004-05-04 | 21:00
2998 | 2004-05-04 | 22:00
2999 | 2004-05-04 | 23:00
3000 | 2004-05-05 | 00:00
3001 | 2004-05-05 | 01:00
3002 | 2004-05-05 | 02:00
3003 | 2004-05-05 | 03:00
3004 | 2004-05-05 | 04:00
3005 | 2004-05-05 | 05:00 |  |  | 0.015 |  |  | NY: 0.013; NE: 0.004; FL: 0.001; STV: 0.002
3006 | 2004-05-05 | 06:00 | 0.006 | 0.001 | 0.282 | 0.019 | 0.001 | 0.311 | 0.04 | 0.092 | 0.167 | 0.01
3007 | 2004-05-05 | 07:00 | 0.143 | 0.179 | 0.514 | 0.246 | 0.115 | 0.591 | 0.156 | 0.351 | 0.428 | 0.256 |  | 0.022
3008 | 2004-05-05 | 08:00 | 0.21 | 0.411 | 0.692 | 0.284 | 0.403 | 0.803 | 0.197 | 0.606 | 0.67 | 0.507 | 0.005 | 0.321 | 0.047
3009 | 2004-05-05 | 09:00 | 0.333 | 0.538 | 0.844 | 0.385 | 0.508 | 0.852 | 0.204 | 0.793 | 0.802 | 0.713 | 0.122 | 0.618 | 0.322
3010 | 2004-05-05 | 10:00 | 0.307 | 0.737 | 0.902 | 0.529 | 0.674 | 0.93 | 0.244 | 0.835 | 0.911 | 0.851 | 0.282 | 0.412 | 0.584
3011 | 2004-05-05 | 11:00 | 0.33 | 0.794 | 0.846 | 0.667 | 0.654 | 0.448 | 0.218 | 0.948 | 0.936 | 0.917 | 0.662 | 0.723 | 0.764
3012 | 2004-05-05 | 12:00 | 0.345 | 0.902 | 0.595 | 0.45 | 0.719 | 0.3 | 0.214 | 0.854 | 0.863 | 0.911 | 0.857 | 0.832 | 0.879
3013 | 2004-05-05 | 13:00 | 0.323 | 0.859 | 0.606 | 0.614 | 0.554 | 0.141 | 0.151 | 0.48 | 0.738 | 0.874 | 0.73 | 0.849 | 0.926
3014 | 2004-05-05 | 14:00 | 0.312 | 0.668 | 0.476 | 0.408 | 0.298 | 0.29 | 0.098 | 0.555 | 0.571 | 0.753 | 0.91 | 0.918 | 0.912
3015 | 2004-05-05 | 15:00 | 0.353 | 0.566 | 0.242 | 0.447 | 0.467 | 0.233 | 0.026 | 0.252 | 0.358 | 0.561 | 0.955 | 0.505 | 0.853
3016 | 2004-05-05 | 16:00 | 0.029 | 0.376 | 0.019 | 0.125 | 0.354 | 0.022 | 0.001 | 0.05 | 0.096 | 0.325 | 0.739 | 0.509 | 0.73
3017 | 2004-05-05 | 17:00 | 0.003 | 0.105 |  | 0.004 | 0.198 | SPP: 0.055; NWP: 0.562; RA: 0.338; CNV: 0.514
3018 | 2004-05-05 | 18:00 |  |  |  |  | 0.002 | NWP: 0.331; RA: 0.032; CNV: 0.261
3019 | 2004-05-05 | 19:00 | [5 empty] | NWP: 0.053; CNV: 0.008
3020 | 2004-05-05 | 20:00
3021 | 2004-05-05 | 21:00
3022 | 2004-05-05 | 22:00
3023 | 2004-05-05 | 23:00
3024 | 2004-05-06 | 00:00
3025 | 2004-05-06 | 01:00
3026 | 2004-05-06 | 02:00
3027 | 2004-05-06 | 03:00
3028 | 2004-05-06 | 04:00 | [5 empty] | NE: 0.001
3029 | 2004-05-06 | 05:00 |  |  | 0.001 |  |  | NY: 0.005; NE: 0.057; STV: 0.005
3030 | 2004-05-06 | 06:00 | 0.109 | 0.002 | 0.05 | 0.013 |  | 0.085 | 0.172 | 0.084 | 0.183 | 0.028
3031 | 2004-05-06 | 07:00 | 0.352 | 0.178 | 0.149 | 0.196 | 0.012 | 0.191 | 0.27 | 0.321 | 0.436 | 0.196 |  | 0.013
3032 | 2004-05-06 | 08:00 | 0.602 | 0.42 | 0.103 | 0.446 | 0.139 | 0.254 | 0.336 | 0.616 | 0.647 | 0.18 | 0.007 | 0.322 | 0.038
3033 | 2004-05-06 | 09:00 | 0.779 | 0.587 | 0.137 | 0.645 | 0.283 | 0.406 | 0.351 | 0.785 | 0.78 | 0.212 | 0.286 | 0.586 | 0.354
3034 | 2004-05-06 | 10:00 | 0.898 | 0.482 | 0.341 | 0.769 | 0.322 | 0.492 | 0.217 | 0.849 | 0.825 | 0.29 | 0.551 | 0.789 | 0.606
3035 | 2004-05-06 | 11:00 | 0.942 | 0.843 | 0.329 | 0.906 | 0.173 | 0.922 | 0.357 | 0.852 | 0.873 | 0.174 | 0.753 | 0.94 | 0.789
3036 | 2004-05-06 | 12:00 | 0.911 | 0.914 | 0.35 | 0.855 | 0.588 | 0.731 | 0.187 | 0.807 | 0.857 | 0.168 | 0.884 | 1.001 | 0.907
3037 | 2004-05-06 | 13:00 | 0.831 | 0.786 | 0.292 | 0.735 | 0.795 | 0.674 | 0.161 | 0.733 | 0.761 | 0.153 | 0.941 | 0.956 | 0.944
3038 | 2004-05-06 | 14:00 | 0.695 | 0.759 | 0.211 | 0.651 | 0.776 | 0.524 | 0.093 | 0.507 | 0.561 | 0.152 | 0.937 | 0.936 | 0.937
3039 | 2004-05-06 | 15:00 | 0.482 | 0.56 | 0.118 | 0.436 | 0.618 | 0.28 | 0.019 | 0.294 | 0.346 | 0.223 | 0.874 | 0.837 | 0.86
3040 | 2004-05-06 | 16:00 | 0.225 | 0.385 | 0.018 | 0.188 | 0.442 | 0.043 | 0.006 | 0.016 | 0.093 | 0.077 | 0.755 | 0.421 | 0.746
3041 | 2004-05-06 | 17:00 | 0.001 | 0.126 |  | 0.029 | 0.205 | SPP: 0.052; NWP: 0.576; RA: 0.218; CNV: 0.529
3042 | 2004-05-06 | 18:00 |  | 0.001 |  |  | 0.002 | NWP: 0.344; RA: 0.033; CNV: 0.274
3043 | 2004-05-06 | 19:00 | [5 empty] | NWP: 0.061; CNV: 0.004
3044 | 2004-05-06 | 20:00
3045 | 2004-05-06 | 21:00
3046 | 2004-05-06 | 22:00
3047 | 2004-05-06 | 23:00
3048 | 2004-05-07 | 00:00
3049 | 2004-05-07 | 01:00
3050 | 2004-05-07 | 02:00
3051 | 2004-05-07 | 03:00
3052 | 2004-05-07 | 04:00 | [5 empty] | NE: 0.002
3053 | 2004-05-07 | 05:00 |  |  | 0.004 |  |  | NY: 0.017; NE: 0.118; FL: 0.003; STV: 0.003
3054 | 2004-05-07 | 06:00 | 0.114 |  | 0.08 | 0.031 | 0.001 | 0.32 | 0.251 | 0.195 | 0.188 | 0.018
3055 | 2004-05-07 | 07:00 | 0.359 | 0.181 | 0.225 | 0.181 | 0.02 | 0.572 | 0.544 | 0.395 | 0.326 | 0.195 |  | 0.013
3056 | 2004-05-07 | 08:00 | 0.486 | 0.436 | 0.586 | 0.349 | 0.112 | 0.757 | 0.698 | 0.624 | 0.579 | 0.117 | 0.018 | 0.325 | 0.051
3057 | 2004-05-07 | 09:00 | 0.712 | 0.646 | 0.787 | 0.487 | 0.208 | 0.878 | 0.809 | 0.761 | 0.706 | 0.073 | 0.275 | 0.598 | 0.337
3058 | 2004-05-07 | 10:00 | 0.874 | 0.766 | 0.36 | 0.513 | 0.334 | 0.946 | 0.767 | 0.777 | 0.722 | 0.29 | 0.516 | 0.823 | 0.581
3059 | 2004-05-07 | 11:00 | 0.914 | 0.343 | 0.615 | 0.347 | 0.334 | 0.943 | 0.853 | 0.684 | 0.68 | 0.356 | 0.708 | 0.592 | 0.764
3060 | 2004-05-07 | 12:00 | 0.869 | 0.624 | 0.863 | 0.29 | 0.494 | 0.774 | 0.733 | 0.813 | 0.627 | 0.429 | 0.765 | 0.611 | 0.891
3061 | 2004-05-07 | 13:00 | 0.646 | 0.591 | 0.62 | 0.238 | 0.585 | 0.723 | 0.604 | 0.651 | 0.709 | 0.316 | 0.839 | 0.786 | 0.927
3062 | 2004-05-07 | 14:00 | 0.47 | 0.607 | 0.515 | 0.359 | 0.528 | 0.541 | 0.4 | 0.426 | 0.552 | 0.299 | 0.767 | 0.713 | 0.918
3063 | 2004-05-07 | 15:00 | 0.2 | 0.501 | 0.299 | 0.244 | 0.672 | 0.284 | 0.1 | 0.306 | 0.264 | 0.222 | 0.762 | 0.778 | 0.85
3064 | 2004-05-07 | 16:00 | 0.204 | 0.283 | 0.037 | 0.124 | 0.409 | 0.076 | 0.004 | 0.076 | 0.086 | 0.2 | 0.671 | 0.609 | 0.707
3065 | 2004-05-07 | 17:00 | 0.004 | 0.086 |  | 0.001 | 0.202 |  |  |  | 0.001 | 0.046 | 0.55 | 0.312 | 0.508
3066 | 2004-05-07 | 18:00 |  |  |  |  | 0.002 | NWP: 0.327; RA: 0.049; CNV: 0.26
3067 | 2004-05-07 | 19:00 | [5 empty] | NWP: 0.071; CNV: 0.008
3068 | 2004-05-07 | 20:00
3069 | 2004-05-07 | 21:00
3070 | 2004-05-07 | 22:00
3071 | 2004-05-07 | 23:00
3072 | 2004-05-08 | 00:00
3073 | 2004-05-08 | 01:00
3074 | 2004-05-08 | 02:00
3075 | 2004-05-08 | 03:00
3076 | 2004-05-08 | 04:00 | [5 empty] | NE: 0.001
3077 | 2004-05-08 | 05:00 | 0.001 |  | 0.017 |  |  | NY: 0.006; NE: 0.128; FL: 0.004
3078 | 2004-05-08 | 06:00 | 0.102 |  | 0.292 | 0.032 | 0.001 | 0.158 | 0.299 | 0.192 | 0.052 | 0.017
3079 | 2004-05-08 | 07:00 | 0.31 | 0.016 | 0.551 | 0.294 | 0.089 | 0.257 | 0.524 | 0.397 | 0.162 | 0.265 |  | 0.013
3080 | 2004-05-08 | 08:00 | 0.544 | 0.021 | 0.742 | 0.499 | 0.176 | 0.134 | 0.762 | 0.518 | 0.259 | 0.507 | 0.01 | 0.321 | 0.046
3081 | 2004-05-08 | 09:00 | 0.458 | 0.099 | 0.885 | 0.479 | 0.217 | 0.325 | 0.812 | 0.604 | 0.255 | 0.696 | 0.265 | 0.592 | 0.335
3082 | 2004-05-08 | 10:00 | 0.757 | 0.511 | 0.957 | 0.459 | 0.254 | 0.378 | 0.876 | 0.795 | 0.359 | 0.845 | 0.493 | 0.78 | 0.589
3083 | 2004-05-08 | 11:00 | 0.848 | 0.317 | 0.948 | 0.394 | 0.301 | 0.202 | 0.839 | 0.799 | 0.301 | 0.914 | 0.708 | 0.934 | 0.763
3084 | 2004-05-08 | 12:00 | 0.599 | 0.734 | 0.882 | 0.392 | 0.407 | 0.379 | 0.798 | 0.632 | 0.298 | 0.917 | 0.801 | 0.989 | 0.88
3085 | 2004-05-08 | 13:00 | 0.76 | 0.687 | 0.745 | 0.548 | 0.325 | 0.315 | 0.669 | 0.724 | 0.548 | 0.861 | 0.85 | 0.97 | 0.926
3086 | 2004-05-08 | 14:00 | 0.509 | 0.448 | 0.549 | 0.406 | 0.328 | 0.141 | 0.452 | 0.542 | 0.35 | 0.754 | 0.883 | 0.886 | 0.88
3087 | 2004-05-08 | 15:00 | 0.365 | 0.582 | 0.309 | 0.305 | 0.27 | 0.184 | 0.178 | 0.321 | 0.136 | 0.572 | 0.793 | 0.769 | 0.848
3088 | 2004-05-08 | 16:00 | 0.179 | 0.383 | 0.036 | 0.167 | 0.209 | 0.048 | 0.002 | 0.088 | 0.029 | 0.332 | 0.55 | 0.587 | 0.701
3089 | 2004-05-08 | 17:00 | 0.006 | 0.108 |  | 0.013 | 0.101 | SPP: 0.054; NWP: 0.364; RA: 0.329; CNV: 0.503
3090 | 2004-05-08 | 18:00 |  | 0.001 |  |  | 0.006 | NWP: 0.134; RA: 0.027; CNV: 0.263
3091 | 2004-05-08 | 19:00 | [5 empty] | NWP: 0.029; CNV: 0.005
3092 | 2004-05-08 | 20:00 | [5 empty] | NWP: 0.001
3093 | 2004-05-08 | 21:00
3094 | 2004-05-08 | 22:00
3095 | 2004-05-08 | 23:00
3096 | 2004-05-09 | 00:00
3097 | 2004-05-09 | 01:00
3098 | 2004-05-09 | 02:00
3099 | 2004-05-09 | 03:00
3100 | 2004-05-09 | 04:00
3101 | 2004-05-09 | 05:00 |  |  | 0.011 |  |  | NY: 0.002; NE: 0.114; FL: 0.002; STV: 0.001
3102 | 2004-05-09 | 06:00 | 0.102 | 0.001 | 0.298 | 0.062 | 0.003 | 0.171 | 0.367 | 0.2 | 0.089 | 0.004
3103 | 2004-05-09 | 07:00 | 0.374 | 0.186 | 0.511 | 0.27 | 0.154 | 0.257 | 0.577 | 0.432 | 0.308 | 0.263 |  | 0.009
3104 | 2004-05-09 | 08:00 | 0.603 | 0.435 | 0.723 | 0.302 | 0.255 | 0.159 | 0.775 | 0.636 | 0.477 | 0.511 | 0.026 | 0.322 | 0.059
3105 | 2004-05-09 | 09:00 | 0.762 | 0.655 | 0.765 | 0.13 | 0.604 | 0.341 | 0.489 | 0.733 | 0.726 | 0.713 | 0.204 | 0.598 | 0.269
3106 | 2004-05-09 | 10:00 | 0.806 | 0.812 | 0.882 | 0.738 | 0.795 | 0.392 | 0.734 | 0.729 | 0.673 | 0.842 | 0.337 | 0.822 | 0.454
3107 | 2004-05-09 | 11:00 | 0.835 | 0.889 | 0.861 | 0.822 | 0.925 | 0.212 | 0.76 | 0.759 | 0.817 | 0.889 | 0.277 | 0.935 | 0.639
3108 | 2004-05-09 | 12:00 | 0.846 | 0.911 | 0.734 | 0.7 | 0.775 | 0.368 | 0.503 | 0.724 | 0.847 | 0.914 | 0.337 | 0.973 | 0.774
3109 | 2004-05-09 | 13:00 | 0.81 | 0.863 | 0.702 | 0.712 | 0.916 | 0.322 | 0.355 | 0.686 | 0.692 | 0.858 | 0.368 | 0.946 | 0.742
3110 | 2004-05-09 | 14:00 | 0.669 | 0.774 | 0.492 | 0.523 | 0.657 | 0.106 | 0.462 | 0.556 | 0.585 | 0.757 | 0.28 | 0.926 | 0.745
3111 | 2004-05-09 | 15:00 | 0.459 | 0.615 | 0.313 | 0.356 | 0.364 | 0.149 | 0.228 | 0.3 | 0.343 | 0.573 | 0.287 | 0.778 | 0.742
3112 | 2004-05-09 | 16:00 | 0.212 | 0.389 | 0.025 | 0.161 | 0.189 | 0.022 | 0.002 | 0.116 | 0.1 | 0.339 | 0.267 | 0.591 | 0.611
3113 | 2004-05-09 | 17:00 | 0.002 | 0.131 |  | 0.013 | 0.112 |  |  |  | 0.001 | 0.054 | 0.101 | 0.329 | 0.448
3114 | 2004-05-09 | 18:00 |  | 0.001 |  |  | 0.003 | NWP: 0.118; RA: 0.018; CNV: 0.234
3115 | 2004-05-09 | 19:00 | [5 empty] | NWP: 0.054; CNV: 0.017
3116 | 2004-05-09 | 20:00
3117 | 2004-05-09 | 21:00
3118 | 2004-05-09 | 22:00
3119 | 2004-05-09 | 23:00
3120 | 2004-05-10 | 00:00
3121 | 2004-05-10 | 01:00
3122 | 2004-05-10 | 02:00
3123 | 2004-05-10 | 03:00
3124 | 2004-05-10 | 04:00 | [5 empty] | NE: 0.001
3125 | 2004-05-10 | 05:00 |  |  | 0.011 | 0.002 |  | NY: 0.021; NE: 0.126; FL: 0.003; STV: 0.003
3126 | 2004-05-10 | 06:00 | 0.019 | 0.002 | 0.293 | 0.057 | 0.001 | 0.301 | 0.323 | 0.192 | 0.091 | 0.008
3127 | 2004-05-10 | 07:00 | 0.208 | 0.039 | 0.542 | 0.264 | 0.099 | 0.558 | 0.528 | 0.42 | 0.309 | 0.156 |  | 0.023
3128 | 2004-05-10 | 08:00 | 0.535 | 0.191 | 0.719 | 0.506 | 0.081 | 0.758 | 0.706 | 0.622 | 0.332 | 0.454 | 0.027 | 0.302 | 0.041
3129 | 2004-05-10 | 09:00 | 0.293 | 0.252 | 0.836 | 0.64 | 0.304 | 0.865 | 0.706 | 0.735 | 0.538 | 0.61 | 0.146 | 0.592 | 0.331
3130 | 2004-05-10 | 10:00 | 0.318 | 0.36 | 0.904 | 0.772 | 0.385 | 0.847 | 0.906 | 0.648 | 0.379 | 0.732 | 0.244 | 0.774 | 0.566
3131 | 2004-05-10 | 11:00 | 0.349 | 0.394 | 0.899 | 0.833 | 0.419 | 0.915 | 0.82 | 0.572 | 0.312 | 0.738 | 0.336 | 0.863 | 0.732
3132 | 2004-05-10 | 12:00 | 0.293 | 0.41 | 0.843 | 0.764 | 0.428 | 0.846 | 0.775 | 0.8 | 0.352 | 0.8 | 0.348 | 0.957 | 0.838
3133 | 2004-05-10 | 13:00 | 0.531 | 0.381 | 0.714 | 0.54 | 0.252 | 0.652 | 0.621 | 0.645 | 0.275 | 0.713 | 0.425 | 0.791 | 0.904
3134 | 2004-05-10 | 14:00 | 0.063 | 0.357 | 0.518 | 0.532 | 0.288 | 0.547 | 0.427 | 0.524 | 0.252 | 0.583 | 0.379 | 0.667 | 0.862
3135 | 2004-05-10 | 15:00 | 0.101 | 0.319 | 0.309 | 0.392 | 0.193 | 0.309 | 0.203 | 0.35 | 0.146 | 0.34 | 0.351 | 0.554 | 0.788
3136 | 2004-05-10 | 16:00 | 0.176 | 0.254 | 0.025 | 0.232 | 0.2 | 0.022 | 0.006 | 0.091 | 0.017 | 0.195 | 0.335 | 0.458 | 0.68
3137 | 2004-05-10 | 17:00 | 0.005 | 0.041 |  | 0.004 | 0.051 | SPP: 0.032; NWP: 0.25; RA: 0.239; CNV: 0.483
3138 | 2004-05-10 | 18:00 |  | 0.001 |  |  | 0.007 | NWP: 0.185; RA: 0.051; CNV: 0.254
3139 | 2004-05-10 | 19:00 | [5 empty] | NWP: 0.065; CNV: 0.005
3140 | 2004-05-10 | 20:00
3141 | 2004-05-10 | 21:00
3142 | 2004-05-10 | 22:00
3143 | 2004-05-10 | 23:00
3144 | 2004-05-11 | 00:00
3145 | 2004-05-11 | 01:00
3146 | 2004-05-11 | 02:00
3147 | 2004-05-11 | 03:00
3148 | 2004-05-11 | 04:00 | [5 empty] | NE: 0.001
3149 | 2004-05-11 | 05:00 | 0.001 |  | 0.022 |  |  | NY: 0.019; NE: 0.113; FL: 0.003; STV: 0.003
3150 | 2004-05-11 | 06:00 | 0.036 |  | 0.26 |  | 0.001 | 0.308 | 0.392 | 0.187 | 0.172 | 0.002
3151 | 2004-05-11 | 07:00 | 0.111 | 0.064 | 0.413 | 0.119 | 0.132 | 0.506 | 0.645 | 0.411 | 0.377 | 0.051 |  | 0.026
3152 | 2004-05-11 | 08:00 | 0.292 | 0.191 | 0.593 | 0.107 | 0.37 | 0.69 | 0.75 | 0.607 | 0.372 | 0.182 | 0.005 | 0.254 | 0.048
3153 | 2004-05-11 | 09:00 | 0.284 | 0.223 | 0.696 | 0.206 | 0.61 | 0.693 | 0.924 | 0.708 | 0.432 | 0.315 | 0.061 | 0.477 | 0.329
3154 | 2004-05-11 | 10:00 | 0.337 | 0.324 | 0.704 | 0.21 | 0.717 | 0.839 | 0.774 | 0.78 | 0.441 | 0.319 | 0.333 | 0.579 | 0.571
3155 | 2004-05-11 | 11:00 | 0.564 | 0.375 | 0.754 | 0.342 | 0.782 | 0.82 | 0.708 | 0.82 | 0.172 | 0.265 | 0.675 | 0.884 | 0.599
3156 | 2004-05-11 | 12:00 | 0.884 | 0.371 | 0.677 | 0.515 | 0.839 | 0.803 | 0.791 | 0.811 | 0.259 | 0.549 | 0.791 | 0.341 | 0.847
3157 | 2004-05-11 | 13:00 | 0.767 | 0.352 | 0.513 | 0.804 | 0.894 | 0.647 | 0.65 | 0.704 | 0.231 | 0.341 | 0.76 | 0.671 | 0.879
3158 | 2004-05-11 | 14:00 | 0.675 | 0.344 | 0.372 | 0.767 | 0.619 | 0.463 | 0.452 | 0.394 | 0.196 | 0.423 | 0.851 | 0.837 | 0.879
3159 | 2004-05-11 | 15:00 | 0.448 | 0.271 | 0.115 | 0.54 | 0.506 | 0.232 | 0.21 | 0.331 | 0.106 | 0.502 | 0.888 | 0.426 | 0.811
3160 | 2004-05-11 | 16:00 | 0.219 | 0.201 | 0.036 | 0.281 | 0.451 | 0.047 | 0.009 | 0.093 | 0.02 | 0.301 | 0.777 | 0.279 | 0.671
3161 | 2004-05-11 | 17:00 | 0.005 | 0.063 |  | 0.017 | 0.177 | SPP: 0.058; NWP: 0.529; RA: 0.2; CNV: 0.484
3162 | 2004-05-11 | 18:00 |  |  |  |  | 0.001 | NWP: 0.276; RA: 0.035; CNV: 0.241
3163 | 2004-05-11 | 19:00 | [5 empty] | NWP: 0.039; CNV: 0.006
3164 | 2004-05-11 | 20:00 | [5 empty] | NWP: 0.002
3165 | 2004-05-11 | 21:00
3166 | 2004-05-11 | 22:00
3167 | 2004-05-11 | 23:00
3168 | 2004-05-12 | 00:00
3169 | 2004-05-12 | 01:00
3170 | 2004-05-12 | 02:00
3171 | 2004-05-12 | 03:00
3172 | 2004-05-12 | 04:00 | [5 empty] | NE: 0.001
3173 | 2004-05-12 | 05:00 |  |  | 0.017 | 0.001 |  | NY: 0.005; NE: 0.129; FL: 0.004; STV: 0.003
3174 | 2004-05-12 | 06:00 | 0.002 | 0.002 | 0.206 | 0.054 | 0.001 | 0.083 | 0.02 | 0.144 | 0.03 | 0.005
3175 | 2004-05-12 | 07:00 | 0.031 | 0.011 | 0.428 | 0.3 | 0.159 | 0.197 | 0.09 | 0.411 | 0.167 | 0.067 |  | 0.023
3176 | 2004-05-12 | 08:00 | 0.228 | 0.089 | 0.546 | 0.387 | 0.413 | 0.19 | 0.176 | 0.57 | 0.237 | 0.281 | 0.015 | 0.303 | 0.035
3177 | 2004-05-12 | 09:00 | 0.315 | 0.288 | 0.793 | 0.626 | 0.659 | 0.319 | 0.109 | 0.496 | 0.429 | 0.404 | 0.193 | 0.56 | 0.314
3178 | 2004-05-12 | 10:00 | 0.384 | 0.219 | 0.883 | 0.516 | 0.771 | 0.335 | 0.328 | 0.669 | 0.576 | 0.688 | 0.399 | 0.768 | 0.526
3179 | 2004-05-12 | 11:00 | 0.44 | 0.549 | 0.404 | 0.876 | 0.861 | 0.339 | 0.336 | 0.657 | 0.65 | 0.864 | 0.256 | 0.928 | 0.74
3180 | 2004-05-12 | 12:00 | 0.388 | 0.636 | 0.288 | 0.717 | 0.901 | 0.373 | 0.777 | 0.439 | 0.531 | 0.871 | 0.221 | 0.955 | 0.86
3181 | 2004-05-12 | 13:00 | 0.393 | 0.629 | 0.577 | 0.862 | 0.855 | 0.333 | 0.518 | 0.372 | 0.28 | 0.794 | 0.335 | 0.923 | 0.905
3182 | 2004-05-12 | 14:00 | 0.287 | 0.655 | 0.38 | 0.75 | 0.733 | 0.241 | 0.441 | 0.25 | 0.117 | 0.683 | 0.164 | 0.86 | 0.894
3183 | 2004-05-12 | 15:00 | 0.222 | 0.573 | 0.004 | 0.537 | 0.583 | 0.183 | 0.226 | 0.175 | 0.139 | 0.367 | 0.378 | 0.778 | 0.825
3184 | 2004-05-12 | 16:00 | 0.113 | 0.349 | 0.021 | 0.281 | 0.399 | 0.039 | 0.006 | 0.01 | 0.015 | 0.264 | 0.232 | 0.581 | 0.688
3185 | 2004-05-12 | 17:00 | 0.008 | 0.144 |  | 0.008 | 0.203 | SPP: 0.049; NWP: 0.082; RA: 0.319; CNV: 0.499
3186 | 2004-05-12 | 18:00 |  |  |  |  | 0.007 | SPP: 0.001; NWP: 0.191; RA: 0.032; CNV: 0.257
3187 | 2004-05-12 | 19:00 | [5 empty] | NWP: 0.052; CNV: 0.005
3188 | 2004-05-12 | 20:00
3189 | 2004-05-12 | 21:00
3190 | 2004-05-12 | 22:00
3191 | 2004-05-12 | 23:00
3192 | 2004-05-13 | 00:00
3193 | 2004-05-13 | 01:00
3194 | 2004-05-13 | 02:00
3195 | 2004-05-13 | 03:00
3196 | 2004-05-13 | 04:00
3197 | 2004-05-13 | 05:00 | 0.001 |  | 0.006 |  |  | NY: 0.034; NE: 0.119; FL: 0.002; STV: 0.002
3198 | 2004-05-13 | 06:00 | 0.127 |  | 0.11 |  | 0.003 | 0.189 | 0.405 | 0.191 | 0.105 | 0.021
3199 | 2004-05-13 | 07:00 | 0.25 | 0.011 | 0.181 | 0.009 | 0.051 | 0.265 | 0.654 | 0.391 | 0.212 | 0.195 |  | 0.022
3200 | 2004-05-13 | 08:00 | 0.502 | 0.093 | 0.356 | 0.051 | 0.286 | 0.345 | 0.806 | 0.609 | 0.296 | 0.476 | 0.004 | 0.315 | 0.052
3201 | 2004-05-13 | 09:00 | 0.744 | 0.115 | 0.622 | 0.214 | 0.494 | 0.403 | 0.924 | 0.668 | 0.378 | 0.211 | 0.158 | 0.397 | 0.323
3202 | 2004-05-13 | 10:00 | 0.516 | 0.433 | 0.755 | 0.455 | 0.75 | 0.418 | 0.922 | 0.801 | 0.48 | 0.679 | 0.249 | 0.75 | 0.554
3203 | 2004-05-13 | 11:00 | 0.37 | 0.522 | 0.834 | 0.333 | 0.77 | 0.372 | 0.844 | 0.825 | 0.397 | 0.589 | 0.162 | 0.983 | 0.724
3204 | 2004-05-13 | 12:00 | 0.576 | 0.131 | 0.656 | 0.753 | 0.855 | 0.394 | 0.806 | 0.46 | 0.622 | 0.666 | 0.337 | 1.012 | 0.849
3205 | 2004-05-13 | 13:00 | 0.439 | 0.142 | 0.558 | 0.673 | 0.861 | 0.312 | 0.661 | 0.338 | 0.429 | 0.389 | 0.38 | 0.921 | 0.878
3206 | 2004-05-13 | 14:00 | 0.343 | 0.221 | 0.393 | 0.578 | 0.752 | 0.265 | 0.477 | 0.167 | 0.386 | 0.206 | 0.24 | 0.786 | 0.88
3207 | 2004-05-13 | 15:00 | 0.321 | 0.096 | 0.192 | 0.338 | 0.579 | 0.242 | 0.236 | 0.243 | 0.293 | 0.076 | 0.354 | 0.642 | 0.794
3208 | 2004-05-13 | 16:00 | 0.2 | 0.033 | 0.041 | 0.299 | 0.412 | 0.051 | 0.003 | 0.016 | 0.111 | 0.034 | 0.307 | 0.499 | 0.674
3209 | 2004-05-13 | 17:00 | 0.002 | 0.009 |  | 0.026 | 0.194 | 0.001 |  |  | 0.001 | 0.011 | 0.15 | 0.106 | 0.483
3210 | 2004-05-13 | 18:00 |  |  |  |  | 0.003 | NWP: 0.183; RA: 0.008; CNV: 0.249
3211 | 2004-05-13 | 19:00 | [5 empty] | NWP: 0.043; CNV: 0.008
3212 | 2004-05-13 | 20:00
3213 | 2004-05-13 | 21:00
3214 | 2004-05-13 | 22:00
3215 | 2004-05-13 | 23:00
3216 | 2004-05-14 | 00:00
3217 | 2004-05-14 | 01:00
3218 | 2004-05-14 | 02:00
3219 | 2004-05-14 | 03:00
3220 | 2004-05-14 | 04:00 | [5 empty] | NE: 0.001
3221 | 2004-05-14 | 05:00 | 0.001 |  | 0.025 |  |  | NY: 0.026; NE: 0.121; FL: 0.003; STV: 0.006
3222 | 2004-05-14 | 06:00 | 0.1 |  | 0.283 | 0.041 |  | 0.246 | 0.383 | 0.009 | 0.207 | 0.005
3223 | 2004-05-14 | 07:00 | 0.363 | 0.079 | 0.483 | 0.322 | 0.147 | 0.568 | 0.622 | 0.196 | 0.421 | 0.264 |  | 0.01
3224 | 2004-05-14 | 08:00 | 0.598 | 0.15 | 0.645 | 0.478 | 0.438 | 0.819 | 0.797 | 0.244 | 0.539 | 0.517 | 0.022 | 0.327 | 0.029
3225 | 2004-05-14 | 09:00 | 0.78 | 0.181 | 0.68 | 0.747 | 0.651 | 0.92 | 0.919 | 0.357 | 0.63 | 0.731 | 0.177 | 0.61 | 0.284
3226 | 2004-05-14 | 10:00 | 0.898 | 0.283 | 0.841 | 0.794 | 0.744 | 0.971 | 0.966 | 0.712 | 0.813 | 0.876 | 0.259 | 0.826 | 0.484
3227 | 2004-05-14 | 11:00 | 0.93 | 0.34 | 0.865 | 0.762 | 0.882 | 1.043 | 0.946 | 0.86 | 0.657 | 0.946 | 0.18 | 0.956 | 0.702
3228 | 2004-05-14 | 12:00 | 0.918 | 0.246 | 0.76 | 0.884 | 0.865 | 0.949 | 0.844 | 0.723 | 0.52 | 0.917 | 0.351 | 1.002 | 0.828
3229 | 2004-05-14 | 13:00 | 0.831 | 0.223 | 0.632 | 0.388 | 0.933 | 0.822 | 0.688 | 0.689 | 0.554 | 0.582 | 0.392 | 0.991 | 0.858
3230 | 2004-05-14 | 14:00 | 0.685 | 0.212 | 0.533 | 0.269 | 0.551 | 0.603 | 0.467 | 0.426 | 0.304 | 0.702 | 0.212 | 0.936 | 0.84
3231 | 2004-05-14 | 15:00 | 0.469 | 0.185 | 0.307 | 0.34 | 0.656 | 0.335 | 0.227 | 0.204 | 0.217 | 0.312 | 0.361 | 0.794 | 0.79
3232 | 2004-05-14 | 16:00 | 0.211 | 0.106 | 0.034 | 0.247 | 0.42 | 0.023 | 0.005 | 0.029 | 0.006 | 0.108 | 0.338 | 0.606 | 0.666
3233 | 2004-05-14 | 17:00 | 0.004 | 0.113 |  | 0.007 | 0.205 |  |  |  | 0.001 | 0.057 | 0.123 | 0.337 | 0.318
3234 | 2004-05-14 | 18:00 |  | 0.001 |  |  |  | NWP: 0.201; RA: 0.02; CNV: 0.202
3235 | 2004-05-14 | 19:00 | [5 empty] | NWP: 0.062; CNV: 0.014
3236 | 2004-05-14 | 20:00
3237 | 2004-05-14 | 21:00
3238 | 2004-05-14 | 22:00
3239 | 2004-05-14 | 23:00
3240 | 2004-05-15 | 00:00
3241 | 2004-05-15 | 01:00
3242 | 2004-05-15 | 02:00
3243 | 2004-05-15 | 03:00
3244 | 2004-05-15 | 04:00 | [5 empty] | NE: 0.001
3245 | 2004-05-15 | 05:00 | 0.003 |  | 0.002 |  |  | NY: 0.021; NE: 0.002; FL: 0.001
3246 | 2004-05-15 | 06:00 | 0.023 |  | 0.098 | 0.049 |  | 0.324 | 0.031 | 0.09 | 0.095 | 0.014
3247 | 2004-05-15 | 07:00 | 0.162 | 0.025 | 0.2 | 0.348 | 0.146 | 0.554 | 0.22 | 0.223 | 0.209 | 0.259 |  | 0.018
3248 | 2004-05-15 | 08:00 | 0.215 | 0.046 | 0.255 | 0.608 | 0.421 | 0.713 | 0.293 | 0.259 | 0.28 | 0.498 | 0.026 | 0.313 | 0.085
3249 | 2004-05-15 | 09:00 | 0.369 | 0.182 | 0.336 | 0.803 | 0.66 | 0.805 | 0.321 | 0.337 | 0.318 | 0.703 | 0.233 | 0.601 | 0.248
3250 | 2004-05-15 | 10:00 | 0.178 | 0.209 | 0.332 | 0.932 | 0.824 | 0.864 | 0.365 | 0.737 | 0.402 | 0.845 | 0.376 | 0.791 | 0.531
3251 | 2004-05-15 | 11:00 | 0.203 | 0.68 | 0.372 | 0.991 | 0.927 | 0.572 | 0.457 | 0.556 | 0.235 | 0.921 | 0.404 | 0.918 | 0.689
3252 | 2004-05-15 | 12:00 | 0.189 | 0.652 | 0.377 | 0.97 | 0.962 | 0.755 | 0.847 | 0.386 | 0.414 | 0.92 | 0.828 | 0.983 | 0.841
3253 | 2004-05-15 | 13:00 | 0.327 | 0.401 | 0.338 | 0.896 | 0.934 | 0.382 | 0.683 | 0.406 | 0.353 | 0.852 | 0.618 | 0.993 | 0.865
3254 | 2004-05-15 | 14:00 | 0.292 | 0.242 | 0.276 | 0.752 | 0.835 | 0.241 | 0.437 | 0.205 | 0.136 | 0.736 | 0.631 | 0.88 | 0.586
3255 | 2004-05-15 | 15:00 | 0.229 | 0.418 | 0.157 | 0.545 | 0.689 | 0.14 | 0.228 | 0.167 | 0.186 | 0.521 | 0.756 | 0.777 | 0.58
3256 | 2004-05-15 | 16:00 | 0.144 | 0.39 | 0.049 | 0.287 | 0.469 | 0.019 | 0.005 | 0.028 | 0.078 | 0.304 | 0.547 | 0.587 | 0.378
3257 | 2004-05-15 | 17:00 | 0.007 | 0.14 |  | 0.01 | 0.211 | SPP: 0.06; NWP: 0.359; RA: 0.322; CNV: 0.452
3258 | 2004-05-15 | 18:00 |  | 0.001 |  |  | 0.001 | NWP: 0.262; RA: 0.049; CNV: 0.252
3259 | 2004-05-15 | 19:00 | [5 empty] | NWP: 0.079; CNV: 0.011
3260 | 2004-05-15 | 20:00
3261 | 2004-05-15 | 21:00
3262 | 2004-05-15 | 22:00
3263 | 2004-05-15 | 23:00
3264 | 2004-05-16 | 00:00
3265 | 2004-05-16 | 01:00
3266 | 2004-05-16 | 02:00
3267 | 2004-05-16 | 03:00
3268 | 2004-05-16 | 04:00
3269 | 2004-05-16 | 05:00 | 0.001 |  | 0.002 |  |  | NY: 0.024; NE: 0.126; FL: 0.003; STV: 0.001
3270 | 2004-05-16 | 06:00 | 0.062 |  | 0.013 | 0.056 | 0.001 | 0.119 | 0.423 | 0.128 | 0.201 | 0.009
3271 | 2004-05-16 | 07:00 | 0.189 | 0.007 | 0.087 | 0.348 | 0.138 | 0.204 | 0.663 | 0.393 | 0.443 | 0.265 |  | 0.01
3272 | 2004-05-16 | 08:00 | 0.281 | 0.27 | 0.158 | 0.593 | 0.402 | 0.268 | 0.833 | 0.604 | 0.636 | 0.507 | 0.02 | 0.316 | 0.046
3273 | 2004-05-16 | 09:00 | 0.316 | 0.358 | 0.186 | 0.771 | 0.635 | 0.525 | 0.947 | 0.664 | 0.729 | 0.553 | 0.161 | 0.579 | 0.353
3274 | 2004-05-16 | 10:00 | 0.356 | 0.455 | 0.203 | 0.893 | 0.793 | 0.56 | 1.009 | 0.337 | 0.87 | 0.376 | 0.215 | 0.776 | 0.577
3275 | 2004-05-16 | 11:00 | 0.369 | 0.555 | 0.205 | 0.942 | 0.899 | 0.484 | 0.981 | 0.705 | 0.832 | 0.478 | 0.244 | 0.908 | 0.626
3276 | 2004-05-16 | 12:00 | 0.647 | 0.872 | 0.201 | 0.941 | 0.932 | 0.593 | 0.882 | 0.814 | 0.635 | 0.275 | 0.554 | 0.924 | 0.836
3277 | 2004-05-16 | 13:00 | 0.323 | 0.84 | 0.169 | 0.847 | 0.903 | 0.708 | 0.717 | 0.702 | 0.616 | 0.304 | 0.377 | 0.92 | 0.907
3278 | 2004-05-16 | 14:00 | 0.331 | 0.659 | 0.256 | 0.724 | 0.809 | 0.477 | 0.454 | 0.581 | 0.501 | 0.324 | 0.564 | 0.882 | 0.882
3279 | 2004-05-16 | 15:00 | 0.289 | 0.556 | 0.17 | 0.534 | 0.636 | 0.188 | 0.235 | 0.358 | 0.353 | 0.298 | 0.557 | 0.739 | 0.822
3280 | 2004-05-16 | 16:00 | 0.057 | 0.342 | 0.037 | 0.284 | 0.393 | 0.034 | 0.002 | 0.097 | 0.101 | 0.174 | 0.633 | 0.559 | 0.727
3281 | 2004-05-16 | 17:00 | 0.004 | 0.11 | 0.001 | 0.009 | 0.19 | SPP: 0.011; NWP: 0.531; RA: 0.337; CNV: 0.522
3282 | 2004-05-16 | 18:00 |  | 0.001 |  |  | 0.004 | NWP: 0.296; RA: 0.029; CNV: 0.275
3283 | 2004-05-16 | 19:00 | [5 empty] | NWP: 0.084; CNV: 0.006
3284 | 2004-05-16 | 20:00
3285 | 2004-05-16 | 21:00
3286 | 2004-05-16 | 22:00
3287 | 2004-05-16 | 23:00
3288 | 2004-05-17 | 00:00
3289 | 2004-05-17 | 01:00
3290 | 2004-05-17 | 02:00
3291 | 2004-05-17 | 03:00
3292 | 2004-05-17 | 04:00 | [5 empty] | NE: 0.002
3293 | 2004-05-17 | 05:00 |  |  | 0.003 | 0.001 |  | NY: 0.022; NE: 0.005; FL: 0.006; STV: 0.002
3294 | 2004-05-17 | 06:00 | 0.01 | 0.001 | 0.117 | 0.089 |  | 0.316 | 0.203 | 0.116 | 0.206 | 0.012
3295 | 2004-05-17 | 07:00 | 0.162 | 0.148 | 0.203 | 0.299 | 0.122 | 0.578 | 0.223 | 0.37 | 0.434 | 0.133 |  | 0.057
3296 | 2004-05-17 | 08:00 | 0.233 | 0.356 | 0.134 | 0.569 | 0.406 | 0.775 | 0.236 | 0.588 | 0.631 | 0.247 | 0.005 | 0.303 | 0.059
3297 | 2004-05-17 | 09:00 | 0.3 | 0.601 | 0.152 | 0.786 | 0.599 | 0.901 | 0.727 | 0.686 | 0.772 | 0.571 | 0.093 | 0.513 | 0.332
3298 | 2004-05-17 | 10:00 | 0.23 | 0.79 | 0.198 | 0.882 | 0.76 | 0.96 | 0.668 | 0.851 | 0.846 | 0.807 | 0.162 | 0.672 | 0.573
3299 | 2004-05-17 | 11:00 | 0.414 | 0.833 | 0.211 | 0.951 | 0.86 | 0.948 | 0.234 | 0.8 | 0.846 | 0.906 | 0.265 | 0.57 | 0.746
3300 | 2004-05-17 | 12:00 | 0.217 | 0.871 | 0.212 | 0.925 | 0.866 | 0.886 | 0.21 | 0.72 | 0.829 | 0.9 | 0.564 | 0.539 | 0.818
3301 | 2004-05-17 | 13:00 | 0.335 | 0.824 | 0.167 | 0.697 | 0.785 | 0.757 | 0.219 | 0.593 | 0.719 | 0.871 | 0.78 | 0.823 | 0.842
3302 | 2004-05-17 | 14:00 | 0.3 | 0.738 | 0.245 | 0.561 | 0.752 | 0.563 | 0.243 | 0.5 | 0.539 | 0.752 | 0.883 | 0.709 | 0.829
3303 | 2004-05-17 | 15:00 | 0.237 | 0.592 | 0.161 | 0.446 | 0.558 | 0.313 | 0.092 | 0.191 | 0.349 | 0.544 | 0.776 | 0.476 | 0.777
3304 | 2004-05-17 | 16:00 | 0.13 | 0.381 | 0.026 | 0.237 | 0.426 | 0.022 | 0.007 | 0.071 | 0.101 | 0.327 | 0.663 | 0.604 | 0.521
3305 | 2004-05-17 | 17:00 | 0.014 | 0.128 |  | 0.038 | 0.201 |  |  | 0.001 |  | 0.059 | 0.608 | 0.321 | 0.369
3306 | 2004-05-17 | 18:00 |  |  |  |  | 0.005 | NWP: 0.291; RA: 0.054; CNV: 0.244
3307 | 2004-05-17 | 19:00 | [5 empty] | NWP: 0.068; CNV: 0.008
3308 | 2004-05-17 | 20:00 | [5 empty] | NWP: 0.001
3309 | 2004-05-17 | 21:00
3310 | 2004-05-17 | 22:00
3311 | 2004-05-17 | 23:00
3312 | 2004-05-18 | 00:00
3313 | 2004-05-18 | 01:00
3314 | 2004-05-18 | 02:00
3315 | 2004-05-18 | 03:00
3316 | 2004-05-18 | 04:00 | [5 empty] | NE: 0.002
3317 | 2004-05-18 | 05:00 | 0.002 |  | 0.034 | 0.001 |  | NY: 0.018; NE: 0.085; FL: 0.001
3318 | 2004-05-18 | 06:00 | 0.129 | 0.001 | 0.255 | 0.095 | 0.002 | 0.29 | 0.206 | 0.21 | 0.208 | 0.008
3319 | 2004-05-18 | 07:00 | 0.362 | 0.034 | 0.464 | 0.338 | 0.141 | 0.546 | 0.266 | 0.414 | 0.449 | 0.259 |  | 0.042 | 0.001
3320 | 2004-05-18 | 08:00 | 0.59 | 0.24 | 0.641 | 0.512 | 0.348 | 0.73 | 0.333 | 0.603 | 0.643 | 0.502 | 0.015 | 0.301 | 0.086
3321 | 2004-05-18 | 09:00 | 0.766 | 0.572 | 0.59 | 0.693 | 0.583 | 0.837 | 0.358 | 0.767 | 0.644 | 0.67 | 0.279 | 0.565 | 0.313
3322 | 2004-05-18 | 10:00 | 0.774 | 0.679 | 0.795 | 0.818 | 0.702 | 0.891 | 0.355 | 0.819 | 0.817 | 0.786 | 0.525 | 0.76 | 0.536
3323 | 2004-05-18 | 11:00 | 0.895 | 0.763 | 0.857 | 0.687 | 0.86 | 0.89 | 0.742 | 0.848 | 0.821 | 0.835 | 0.73 | 0.812 | 0.64
3324 | 2004-05-18 | 12:00 | 0.865 | 0.699 | 0.578 | 0.134 | 0.845 | 0.825 | 0.689 | 0.742 | 0.844 | 0.809 | 0.855 | 0.911 | 0.693
3325 | 2004-05-18 | 13:00 | 0.842 | 0.76 | 0.547 | 0.175 | 0.823 | 0.697 | 0.238 | 0.71 | 0.665 | 0.679 | 0.92 | 0.905 | 0.728
3326 | 2004-05-18 | 14:00 | 0.631 | 0.494 | 0.365 | 0.108 | 0.746 | 0.516 | 0.194 | 0.51 | 0.517 | 0.706 | 0.923 | 0.733 | 0.624
3327 | 2004-05-18 | 15:00 | 0.444 | 0.344 | 0.206 | 0.189 | 0.54 | 0.295 | 0.076 | 0.284 | 0.353 | 0.534 | 0.872 | 0.368 | 0.509
3328 | 2004-05-18 | 16:00 | 0.198 | 0.104 | 0.061 | 0.111 | 0.381 | 0.019 | 0.008 | 0.092 | 0.094 | 0.321 | 0.702 | 0.429 | 0.627
3329 | 2004-05-18 | 17:00 | 0.005 | 0.049 |  | 0.007 | 0.193 |  |  | 0.001 |  | 0.063 | 0.503 | 0.325 | 0.284
3330 | 2004-05-18 | 18:00 |  |  |  |  | 0.007 | NWP: 0.316; RA: 0.03; CNV: 0.192
3331 | 2004-05-18 | 19:00 | [5 empty] | NWP: 0.094; CNV: 0.003
3332 | 2004-05-18 | 20:00 | [5 empty] | NWP: 0.001
3333 | 2004-05-18 | 21:00
3334 | 2004-05-18 | 22:00
3335 | 2004-05-18 | 23:00
3336 | 2004-05-19 | 00:00
3337 | 2004-05-19 | 01:00
3338 | 2004-05-19 | 02:00
3339 | 2004-05-19 | 03:00
3340 | 2004-05-19 | 04:00 | [5 empty] | NY: 0.001; NE: 0.001
3341 | 2004-05-19 | 05:00 | 0.002 |  | 0.032 |  |  | NY: 0.038; NE: 0.121; FL: 0.004; STV: 0.001
3342 | 2004-05-19 | 06:00 | 0.121 | 0.001 | 0.283 | 0.054 | 0.001 | 0.27 | 0.385 | 0.185 | 0.191 | 0.009
3343 | 2004-05-19 | 07:00 | 0.382 | 0.056 | 0.518 | 0.27 | 0.153 | 0.48 | 0.628 | 0.361 | 0.423 | 0.256 |  | 0.023
3344 | 2004-05-19 | 08:00 | 0.477 | 0.157 | 0.696 | 0.426 | 0.37 | 0.646 | 0.75 | 0.491 | 0.606 | 0.473 | 0.009 | 0.302 | 0.017
3345 | 2004-05-19 | 09:00 | 0.71 | 0.634 | 0.778 | 0.64 | 0.583 | 0.673 | 0.851 | 0.591 | 0.729 | 0.668 | 0.259 | 0.555 | 0.186
3346 | 2004-05-19 | 10:00 | 0.884 | 0.709 | 0.937 | 0.685 | 0.728 | 0.763 | 0.862 | 0.775 | 0.783 | 0.708 | 0.503 | 0.753 | 0.241
3347 | 2004-05-19 | 11:00 | 0.94 | 0.795 | 0.89 | 0.934 | 0.834 | 0.764 | 0.76 | 0.829 | 0.795 | 0.892 | 0.717 | 0.881 | 0.468
3348 | 2004-05-19 | 12:00 | 0.826 | 0.856 | 0.799 | 0.897 | 0.84 | 0.637 | 0.81 | 0.38 | 0.879 | 0.817 | 0.825 | 0.906 | 0.335
3349 | 2004-05-19 | 13:00 | 0.452 | 0.572 | 0.707 | 0.797 | 0.825 | 0.601 | 0.659 | 0.614 | 0.633 | 0.753 | 0.848 | 0.911 | 0.292
3350 | 2004-05-19 | 14:00 | 0.382 | 0.409 | 0.479 | 0.678 | 0.691 | 0.426 | 0.46 | 0.488 | 0.433 | 0.616 | 0.859 | 0.843 | 0.307
3351 | 2004-05-19 | 15:00 | 0.233 | 0.632 | 0.298 | 0.498 | 0.606 | 0.253 | 0.237 | 0.226 | 0.284 | 0.494 | 0.792 | 0.731 | 0.341
3352 | 2004-05-19 | 16:00 | 0.086 | 0.348 | 0.053 | 0.275 | 0.349 | 0.047 | 0.01 | 0.069 | 0.095 | 0.301 | 0.692 | 0.388 | 0.247
3353 | 2004-05-19 | 17:00 | 0.001 | 0.131 | 0.001 | 0.008 | 0.194 | 0.001 |  |  |  | 0.062 | 0.515 | 0.173 | 0.334
3354 | 2004-05-19 | 18:00 |  | 0.001 |  |  | 0.002 | NWP: 0.315; RA: 0.037; CNV: 0.213
3355 | 2004-05-19 | 19:00 | [5 empty] | NWP: 0.05; RA: 0.001; CNV: 0.032
3356 | 2004-05-19 | 20:00
3357 | 2004-05-19 | 21:00
3358 | 2004-05-19 | 22:00
3359 | 2004-05-19 | 23:00
3360 | 2004-05-20 | 00:00
3361 | 2004-05-20 | 01:00
3362 | 2004-05-20 | 02:00
3363 | 2004-05-20 | 03:00
3364 | 2004-05-20 | 04:00 | [5 empty] | NE: 0.002
3365 | 2004-05-20 | 05:00 |  |  | 0.019 | 0.001 |  | NY: 0.016; NE: 0.114; STV: 0.001
3366 | 2004-05-20 | 06:00 | 0.092 | 0.002 | 0.28 | 0.1 | 0.002 | 0.211 | 0.356 | 0.193 | 0.171 | 0.025
3367 | 2004-05-20 | 07:00 | 0.385 | 0.177 | 0.503 | 0.3 | 0.028 | 0.303 | 0.579 | 0.439 | 0.406 | 0.239 |  | 0.026
3368 | 2004-05-20 | 08:00 | 0.613 | 0.393 | 0.706 | 0.528 | 0.212 | 0.492 | 0.545 | 0.634 | 0.584 | 0.389 | 0.005 | 0.317 | 0.075
3369 | 2004-05-20 | 09:00 | 0.788 | 0.565 | 0.822 | 0.676 | 0.262 | 0.578 | 0.72 | 0.779 | 0.627 | 0.285 | 0.262 | 0.359 | 0.18
3370 | 2004-05-20 | 10:00 | 0.889 | 0.688 | 0.923 | 0.842 | 0.335 | 0.752 | 0.447 | 0.855 | 0.73 | 0.604 | 0.483 | 0.665 | 0.365
3371 | 2004-05-20 | 11:00 | 0.949 | 0.792 | 0.775 | 0.889 | 0.139 | 0.738 | 0.531 | 0.884 | 0.738 | 0.579 | 0.646 | 0.888 | 0.45
3372 | 2004-05-20 | 12:00 | 0.871 | 0.674 | 0.747 | 0.9 | 0.306 | 0.626 | 0.643 | 0.852 | 0.626 | 0.265 | 0.768 | 0.943 | 0.465
3373 | 2004-05-20 | 13:00 | 0.807 | 0.818 | 0.735 | 0.783 | 0.312 | 0.43 | 0.235 | 0.747 | 0.522 | 0.287 | 0.839 | 0.721 | 0.454
3374 | 2004-05-20 | 14:00 | 0.656 | 0.714 | 0.462 | 0.563 | 0.193 | 0.076 | 0.135 | 0.582 | 0.312 | 0.673 | 0.855 | 0.735 | 0.522
3375 | 2004-05-20 | 15:00 | 0.465 | 0.578 | 0.306 | 0.406 | 0.25 | 0.071 | 0.163 | 0.363 | 0.219 | 0.298 | 0.817 | 0.757 | 0.407
3376 | 2004-05-20 | 16:00 | 0.223 | 0.375 | 0.038 | 0.229 | 0.208 | 0.028 | 0.014 | 0.094 | 0.077 | 0.135 | 0.641 | 0.577 | 0.693
3377 | 2004-05-20 | 17:00 | 0.001 | 0.153 |  | 0.015 | 0.125 |  |  |  | 0.001 | 0.001 | 0.52 | 0.32 | 0.322
3378 | 2004-05-20 | 18:00 |  | 0.003 |  |  | 0.011 | NWP: 0.309; RA: 0.027; CNV: 0.242
3379 | 2004-05-20 | 19:00 | [5 empty] | NWP: 0.041; CNV: 0.009
3380 | 2004-05-20 | 20:00
3381 | 2004-05-20 | 21:00
3382 | 2004-05-20 | 22:00
3383 | 2004-05-20 | 23:00
3384 | 2004-05-21 | 00:00
3385 | 2004-05-21 | 01:00
3386 | 2004-05-21 | 02:00
3387 | 2004-05-21 | 03:00
3388 | 2004-05-21 | 04:00 | [5 empty] | NY: 0.001; NE: 0.006
3389 | 2004-05-21 | 05:00 | 0.003 |  | 0.023 |  |  | NY: 0.047; NE: 0.009; FL: 0.001; STV: 0.001
3390 | 2004-05-21 | 06:00 | 0.121 | 0.001 | 0.253 | 0.054 | 0.003 | NY: 0.227; NE: 0.192; FL: 0.193; STV: 0.067
3391 | 2004-05-21 | 07:00 | 0.341 | 0.17 | 0.478 | 0.336 | 0.087 | 0.353 | 0.214 | 0.426 | 0.251 | 0.132 |  | 0.013
3392 | 2004-05-21 | 08:00 | 0.215 | 0.382 | 0.443 | 0.45 | 0.198 | 0.412 | 0.241 | 0.595 | 0.336 | 0.292 | 0.001 | 0.312 | 0.049
3393 | 2004-05-21 | 09:00 | 0.493 | 0.625 | 0.731 | 0.697 | 0.261 | 0.671 | 0.284 | 0.77 | 0.475 | 0.37 | 0.143 | 0.563 | 0.342
3394 | 2004-05-21 | 10:00 | 0.885 | 0.736 | 0.789 | 0.567 | 0.311 | 0.709 | 0.548 | 0.838 | 0.524 | 0.586 | 0.232 | 0.761 | 0.581
3395 | 2004-05-21 | 11:00 | 0.953 | 0.77 | 0.696 | 0.587 | 0.38 | 0.538 | 0.38 | 0.87 | 0.531 | 0.498 | 0.252 | 0.889 | 0.753
3396 | 2004-05-21 | 12:00 | 0.921 | 0.646 | 0.319 | 0.799 | 0.357 | 0.785 | 0.289 | 0.833 | 0.616 | 0.539 | 0.383 | 0.948 | 0.859
3397 | 2004-05-21 | 13:00 | 0.787 | 0.855 | 0.397 | 0.818 | 0.355 | 0.639 | 0.215 | 0.737 | 0.583 | 0.455 | 0.323 | 0.957 | 0.87
3398 | 2004-05-21 | 14:00 | 0.639 | 0.655 | 0.073 | 0.729 | 0.318 | 0.541 | 0.195 | 0.556 | 0.525 | 0.331 | 0.375 | 0.882 | 0.796
3399 | 2004-05-21 | 15:00 | 0.472 | 0.597 | 0.146 | 0.464 | 0.287 | 0.307 | 0.092 | 0.327 | 0.334 | 0.229 | 0.727 | 0.777 | 0.79
3400 | 2004-05-21 | 16:00 | 0.231 | 0.383 | 0.027 | 0.282 | 0.226 | 0.035 | 0.005 | 0.089 | 0.099 | 0.029 | 0.614 | 0.509 | 0.659
3401 | 2004-05-21 | 17:00 | 0.005 | 0.094 |  | 0.011 | 0.107 | 0.001 |  |  |  | 0.001 | 0.548 | 0.315 | 0.474
3402 | 2004-05-21 | 18:00 |  | 0.001 |  |  | 0.009 | NWP: 0.252; RA: 0.026; CNV: 0.205
3403 | 2004-05-21 | 19:00 | [5 empty] | NWP: 0.08; CNV: 0.029
3404 | 2004-05-21 | 20:00 | [5 empty] | NWP: 0.001
3405 | 2004-05-21 | 21:00
3406 | 2004-05-21 | 22:00
3407 | 2004-05-21 | 23:00
3408 | 2004-05-22 | 00:00
3409 | 2004-05-22 | 01:00
3410 | 2004-05-22 | 02:00
3411 | 2004-05-22 | 03:00
3412 | 2004-05-22 | 04:00 | [5 empty] | NE: 0.004
3413 | 2004-05-22 | 05:00 |  |  | 0.037 | 0.001 |  | NY: 0.002; NE: 0.117; FL: 0.003; STV: 0.002
3414 | 2004-05-22 | 06:00 | 0.122 | 0.005 | 0.287 | 0.07 | 0.004 | 0.209 | 0.342 | 0.183 | 0.209 | 0.015
3415 | 2004-05-22 | 07:00 | 0.415 | 0.181 | 0.524 | 0.325 | 0.102 | 0.488 | 0.539 | 0.403 | 0.447 | 0.126 | 0.001 | 0.016
3416 | 2004-05-22 | 08:00 | 0.623 | 0.394 | 0.669 | 0.463 | 0.306 | 0.735 | 0.643 | 0.592 | 0.643 | 0.263 | 0.012 | 0.315 | 0.073
3417 | 2004-05-22 | 09:00 | 0.744 | 0.545 | 0.686 | 0.566 | 0.271 | 0.831 | 0.83 | 0.762 | 0.787 | 0.289 | 0.195 | 0.57 | 0.342
3418 | 2004-05-22 | 10:00 | 0.822 | 0.739 | 0.742 | 0.299 | 0.349 | 0.896 | 0.861 | 0.845 | 0.843 | 0.616 | 0.348 | 0.759 | 0.577
3419 | 2004-05-22 | 11:00 | 0.561 | 0.671 | 0.685 | 0.491 | 0.344 | 0.666 | 0.697 | 0.814 | 0.887 | 0.463 | 0.72 | 0.87 | 0.747
3420 | 2004-05-22 | 12:00 | 0.837 | 0.856 | 0.503 | 0.22 | 0.256 | 0.813 | 0.721 | 0.706 | 0.804 | 0.729 | 0.655 | 0.936 | 0.793
3421 | 2004-05-22 | 13:00 | 0.713 | 0.807 | 0.624 | 0.387 | 0.322 | 0.748 | 0.597 | 0.681 | 0.688 | 0.648 | 0.324 | 0.947 | 0.758
3422 | 2004-05-22 | 14:00 | 0.727 | 0.697 | 0.425 | 0.265 | 0.24 | 0.557 | 0.304 | 0.44 | 0.564 | 0.717 | 0.37 | 0.853 | 0.819
3423 | 2004-05-22 | 15:00 | 0.554 | 0.602 | 0.273 | 0.194 | 0.259 | 0.299 | 0.195 | 0.315 | 0.321 | 0.393 | 0.542 | 0.732 | 0.755
3424 | 2004-05-22 | 16:00 | 0.188 | 0.3 | 0.061 | 0.09 | 0.202 | 0.044 | 0.007 | 0.111 | 0.117 | 0.329 | 0.234 | 0.548 | 0.6
3425 | 2004-05-22 | 17:00 | 0.009 | 0.128 | 0.001 | 0.01 | 0.03 | 0.001 |  | 0.001 | 0.001 | 0.055 | 0.444 | 0.316 | 0.442
3426 | 2004-05-22 | 18:00 |  |  |  |  | 0.006 | NWP: 0.262; RA: 0.028; CNV: 0.248
3427 | 2004-05-22 | 19:00 | [5 empty] | NWP: 0.087; CNV: 0.012
3428 | 2004-05-22 | 20:00 | [5 empty] | NWP: 0.001
3429 | 2004-05-22 | 21:00
3430 | 2004-05-22 | 22:00
3431 | 2004-05-22 | 23:00
3432 | 2004-05-23 | 00:00
3433 | 2004-05-23 | 01:00
3434 | 2004-05-23 | 02:00
3435 | 2004-05-23 | 03:00
3436 | 2004-05-23 | 04:00 | [5 empty] | NE: 0.001
3437 | 2004-05-23 | 05:00 |  |  | 0.006 |  |  | NY: 0.016; NE: 0.044; FL: 0.001; STV: 0.004
3438 | 2004-05-23 | 06:00 | 0.12 | 0.003 | 0.014 | 0.009 | 0.003 | 0.323 | 0.16 | 0.21 | 0.203 | 0.014
3439 | 2004-05-23 | 07:00 | 0.41 | 0.141 | 0.101 | 0.16 | 0.095 | 0.595 | 0.32 | 0.414 | 0.383 | 0.253 |  | 0.014
3440 | 2004-05-23 | 08:00 | 0.66 | 0.397 | 0.201 | 0.304 | 0.198 | 0.798 | 0.197 | 0.586 | 0.577 | 0.472 | 0.015 | 0.306 | 0.06
3441 | 2004-05-23 | 09:00 | 0.79 | 0.575 | 0.198 | 0.282 | 0.265 | 0.936 | 0.267 | 0.714 | 0.709 | 0.653 | 0.223 | 0.559 | 0.323
3442 | 2004-05-23 | 10:00 | 0.899 | 0.738 | 0.252 | 0.318 | 0.322 | 1.01 | 0.382 | 0.927 | 0.749 | 0.773 | 0.409 | 0.754 | 0.479
3443 | 2004-05-23 | 11:00 | 0.922 | 0.849 | 0.246 | 0.351 | 0.363 | 1.011 | 0.411 | 0.755 | 0.479 | 0.881 | 0.41 | 0.85 | 0.693
3444 | 2004-05-23 | 12:00 | 0.9 | 0.797 | 0.229 | 0.352 | 0.364 | 0.932 | 0.302 | 0.795 | 0.426 | 0.867 | 0.457 | 0.913 | 0.78
3445 | 2004-05-23 | 13:00 | 0.837 | 0.739 | 0.188 | 0.392 | 0.356 | 0.681 | 0.253 | 0.634 | 0.351 | 0.792 | 0.431 | 0.94 | 0.869
3446 | 2004-05-23 | 14:00 | 0.69 | 0.596 | 0.241 | 0.291 | 0.368 | 0.544 | 0.237 | 0.535 | 0.203 | 0.729 | 0.298 | 0.873 | 0.861
3447 | 2004-05-23 | 15:00 | 0.493 | 0.56 | 0.194 | 0.232 | 0.538 | 0.301 | 0.102 | 0.354 | 0.301 | 0.565 | 0.674 | 0.664 | 0.745
3448 | 2004-05-23 | 16:00 | 0.233 | 0.36 | 0.057 | 0.259 | 0.368 | 0.038 | 0.014 | 0.081 | 0.105 | 0.339 | 0.582 | 0.571 | 0.611
3449 | 2004-05-23 | 17:00 | 0.002 | 0.111 |  | 0.016 | 0.211 |  |  | 0.001 | 0.001 | 0.076 | 0.539 | 0.319 | 0.457
3450 | 2004-05-23 | 18:00 |  | 0.001 |  |  | 0.005 | NWP: 0.319; RA: 0.03; CNV: 0.247
3451 | 2004-05-23 | 19:00 | [5 empty] | NWP: 0.09; CNV: 0.035
3452 | 2004-05-23 | 20:00 | [5 empty] | NWP: 0.001
3453 | 2004-05-23 | 21:00
3454 | 2004-05-23 | 22:00
3455 | 2004-05-23 | 23:00
3456 | 2004-05-24 | 00:00
3457 | 2004-05-24 | 01:00
3458 | 2004-05-24 | 02:00
3459 | 2004-05-24 | 03:00
3460 | 2004-05-24 | 04:00 | [5 empty] | NY: 0.002
3461 | 2004-05-24 | 05:00 | 0.001 |  | 0.046 |  |  | NY: 0.094; NE: 0.012; FL: 0.002; STV: 0.003
3462 | 2004-05-24 | 06:00 | 0.148 | 0.005 | 0.255 | 0.068 |  | 0.275 | 0.079 | 0.193 | 0.197 | 0.021
3463 | 2004-05-24 | 07:00 | 0.218 | 0.14 | 0.337 | 0.318 | 0.144 | 0.464 | 0.261 | 0.282 | 0.378 | 0.247 |  | 0.009
3464 | 2004-05-24 | 08:00 | 0.581 | 0.414 | 0.486 | 0.557 | 0.409 | 0.682 | 0.196 | 0.538 | 0.544 | 0.45 | 0.016 | 0.305 | 0.05
3465 | 2004-05-24 | 09:00 | 0.73 | 0.615 | 0.791 | 0.781 | 0.631 | 0.738 | 0.479 | 0.697 | 0.756 | 0.518 | 0.247 | 0.552 | 0.263
3466 | 2004-05-24 | 10:00 | 0.81 | 0.745 | 0.794 | 0.811 | 0.791 | 0.596 | 0.472 | 0.651 | 0.853 | 0.364 | 0.386 | 0.738 | 0.444
3467 | 2004-05-24 | 11:00 | 0.833 | 0.844 | 0.728 | 0.919 | 0.884 | 0.627 | 0.318 | 0.818 | 0.718 | 0.652 | 0.572 | 0.842 | 0.675
3468 | 2004-05-24 | 12:00 | 0.767 | 0.743 | 0.731 | 0.862 | 0.928 | 0.413 | 0.327 | 0.77 | 0.705 | 0.671 | 0.553 | 0.893 | 0.782
3469 | 2004-05-24 | 13:00 | 0.811 | 0.709 | 0.665 | 0.848 | 0.907 | 0.321 | 0.258 | 0.534 | 0.715 | 0.735 | 0.671 | 0.887 | 0.817
3470 | 2004-05-24 | 14:00 | 0.547 | 0.73 | 0.457 | 0.764 | 0.822 | 0.075 | 0.193 | 0.382 | 0.491 | 0.685 | 0.677 | 0.835 | 0.764
3471 | 2004-05-24 | 15:00 | 0.314 | 0.547 | 0.267 | 0.52 | 0.674 | 0.055 | 0.122 | 0.314 | 0.308 | 0.543 | 0.593 | 0.272 | 0.712
3472 | 2004-05-24 | 16:00 | 0.127 | 0.347 | 0.056 | 0.286 | 0.46 | 0.007 | 0.009 | 0.107 | 0.082 | 0.308 | 0.44 | 0.172 | 0.578
3473 | 2004-05-24 | 17:00 | 0.016 | 0.119 | 0.001 | 0.014 | 0.212 |  |  |  | 0.001 | 0.075 | 0.168 | 0.082 | 0.449
3474 | 2004-05-24 | 18:00 |  |  |  |  | 0.001 | SPP: 0.001; NWP: 0.261; RA: 0.046; CNV: 0.212
3475 | 2004-05-24 | 19:00 | [5 empty] | NWP: 0.105; RA: 0.001; CNV: 0.049
3476 | 2004-05-24 | 20:00 | [5 empty] | NWP: 0.004
3477 | 2004-05-24 | 21:00
3478 | 2004-05-24 | 22:00
3479 | 2004-05-24 | 23:00
3480 | 2004-05-25 | 00:00
3481 | 2004-05-25 | 01:00
3482 | 2004-05-25 | 02:00
3483 | 2004-05-25 | 03:00
3484 | 2004-05-25 | 04:00 | [5 empty] | NY: 0.003; NE: 0.004
3485 | 2004-05-25 | 05:00 | 0.001 |  | 0.033 |  |  | NY: 0.021; NE: 0.082; FL: 0.002; STV: 0.009
3486 | 2004-05-25 | 06:00 | 0.162 | 0.003 | 0.265 | 0.061 | 0.002 | 0.121 | 0.186 | 0.186 | 0.166 | 0.011
3487 | 2004-05-25 | 07:00 | 0.334 | 0.119 | 0.477 | 0.347 | 0.155 | 0.283 | 0.284 | 0.4 | 0.25 | 0.257 |  | 0.03
3488 | 2004-05-25 | 08:00 | 0.56 | 0.171 | 0.655 | 0.591 | 0.314 | 0.152 | 0.345 | 0.458 | 0.364 | 0.5 | 0.018 | 0.284 | 0.007
3489 | 2004-05-25 | 09:00 | 0.716 | 0.169 | 0.801 | 0.789 | 0.45 | 0.483 | 0.349 | 0.744 | 0.366 | 0.702 | 0.163 | 0.493 | 0.186
3490 | 2004-05-25 | 10:00 | 0.77 | 0.404 | 0.815 | 0.915 | 0.415 | 0.844 | 0.341 | 0.797 | 0.628 | 0.826 | 0.271 | 0.733 | 0.206
3491 | 2004-05-25 | 11:00 | 0.874 | 0.554 | 0.809 | 0.965 | 0.487 | 0.843 | 0.337 | 0.804 | 0.795 | 0.883 | 0.582 | 0.843 | 0.238
3492 | 2004-05-25 | 12:00 | 0.783 | 0.353 | 0.756 | 0.956 | 0.716 | 0.776 | 0.364 | 0.824 | 0.518 | 0.858 | 0.646 | 0.875 | 0.141
3493 | 2004-05-25 | 13:00 | 0.451 | 0.282 | 0.657 | 0.886 | 0.627 | 0.681 | 0.269 | 0.733 | 0.661 | 0.692 | 0.741 | 0.89 | 0.273
3494 | 2004-05-25 | 14:00 | 0.439 | 0.597 | 0.47 | 0.74 | 0.486 | 0.344 | 0.214 | 0.543 | 0.453 | 0.632 | 0.468 | 0.858 | 0.435
3495 | 2004-05-25 | 15:00 | 0.3 | 0.365 | 0.274 | 0.536 | 0.536 | 0.218 | 0.101 | 0.333 | 0.267 | 0.372 | 0.499 | 0.78 | 0.309
3496 | 2004-05-25 | 16:00 | 0.141 | 0.28 | 0.067 | 0.282 | 0.382 | 0.051 | 0.01 | 0.1 | 0.086 | 0.266 | 0.257 | 0.569 | 0.251
3497 | 2004-05-25 | 17:00 | 0.002 | 0.124 |  | 0.015 | 0.204 |  |  |  | 0.001 | 0.065 | 0.203 | 0.319 | 0.219
3498 | 2004-05-25 | 18:00 |  |  |  |  | 0.007 | NWP: 0.115; RA: 0.041; CNV: 0.195
3499 | 2004-05-25 | 19:00 | [5 empty] | NWP: 0.017; CNV: 0.007
3500 | 2004-05-25 | 20:00 | [5 empty] | NWP: 0.001
3501 | 2004-05-25 | 21:00
3502 | 2004-05-25 | 22:00
3503 | 2004-05-25 | 23:00
3504 | 2004-05-26 | 00:00
3505 | 2004-05-26 | 01:00
3506 | 2004-05-26 | 02:00
3507 | 2004-05-26 | 03:00
3508 | 2004-05-26 | 04:00 | [5 empty] | NY: 0.001; NE: 0.003
3509 | 2004-05-26 | 05:00 |  |  | 0.011 | 0.002 |  | NY: 0.009; NE: 0.017; FL: 0.006; STV: 0.001
3510 | 2004-05-26 | 06:00 | 0.121 | 0.003 | 0.284 | 0.097 |  | 0.109 | 0.377 | 0.119 | 0.201 | 0.009
3511 | 2004-05-26 | 07:00 | 0.347 | 0.071 | 0.521 | 0.331 | 0.145 | 0.232 | 0.574 | 0.314 | 0.445 | 0.247 |  | 0.02
3512 | 2004-05-26 | 08:00 | 0.407 | 0.254 | 0.701 | 0.32 | 0.429 | 0.277 | 0.669 | 0.613 | 0.658 | 0.481 | 0.026 | 0.301 | 0.042
3513 | 2004-05-26 | 09:00 | 0.741 | 0.497 | 0.818 | 0.515 | 0.631 | 0.298 | 0.77 | 0.663 | 0.797 | 0.672 | 0.179 | 0.567 | 0.159
3514 | 2004-05-26 | 10:00 | 0.859 | 0.595 | 0.878 | 0.663 | 0.786 | 0.345 | 0.774 | 0.764 | 0.87 | 0.792 | 0.239 | 0.613 | 0.333
3515 | 2004-05-26 | 11:00 | 0.824 | 0.767 | 0.901 | 0.834 | 0.845 | 0.356 | 0.855 | 0.858 | 0.887 | 0.814 | 0.162 | 0.833 | 0.469
3516 | 2004-05-26 | 12:00 | 0.621 | 0.48 | 0.804 | 0.812 | 0.94 | 0.361 | 0.768 | 0.793 | 0.849 | 0.856 | 0.348 | 0.889 | 0.271
3517 | 2004-05-26 | 13:00 | 0.632 | 0.721 | 0.668 | 0.715 | 0.847 | 0.328 | 0.665 | 0.69 | 0.745 | 0.801 | 0.378 | 0.803 | 0.425
3518 | 2004-05-26 | 14:00 | 0.434 | 0.631 | 0.443 | 0.537 | 0.755 | 0.234 | 0.394 | 0.552 | 0.586 | 0.66 | 0.236 | 0.626 | 0.553
3519 | 2004-05-26 | 15:00 | 0.214 | 0.511 | 0.293 | 0.48 | 0.673 | 0.192 | 0.206 | 0.362 | 0.367 | 0.428 | 0.375 | 0.595 | 0.537
3520 | 2004-05-26 | 16:00 | 0.117 | 0.362 | 0.058 | 0.292 | 0.449 | 0.055 | 0.008 | 0.097 | 0.103 | 0.318 | 0.347 | 0.302 | 0.408
3521 | 2004-05-26 | 17:00 | 0.007 | 0.126 |  | 0.043 | 0.203 | 0.001 |  |  |  | 0.065 | 0.272 | 0.102 | 0.193
3522 | 2004-05-26 | 18:00 |  | 0.002 |  | 0.001 | 0.002 | SPP: 0.001; NWP: 0.189; RA: 0.011; CNV: 0.104
3523 | 2004-05-26 | 19:00 | [5 empty] | NWP: 0.084; CNV: 0.019
3524 | 2004-05-26 | 20:00 | [5 empty] | NWP: 0.003
3525 | 2004-05-26 | 21:00
3526 | 2004-05-26 | 22:00
3527 | 2004-05-26 | 23:00
3528 | 2004-05-27 | 00:00
3529 | 2004-05-27 | 01:00
3530 | 2004-05-27 | 02:00
3531 | 2004-05-27 | 03:00
3532 | 2004-05-27 | 04:00 | [5 empty] | NY: 0.001; NE: 0.004
3533 | 2004-05-27 | 05:00 | 0.004 |  | 0.041 | 0.002 |  | NY: 0.063; NE: 0.041; FL: 0.003; STV: 0.008
3534 | 2004-05-27 | 06:00 | 0.004 | 0.001 | 0.226 | 0.089 | 0.008 | 0.164 | 0.201 | 0.193 | 0.177 | 0.001
3535 | 2004-05-27 | 07:00 | 0.041 | 0.094 | 0.467 | 0.336 | 0.085 | 0.265 | 0.273 | 0.42 | 0.389 | 0.082 | 0.001 | 0.016
3536 | 2004-05-27 | 08:00 | 0.299 | 0.316 | 0.63 | 0.354 | 0.196 | 0.188 | 0.382 | 0.609 | 0.592 | 0.228 | 0.007 | 0.294 | 0.015
3537 | 2004-05-27 | 09:00 | 0.194 | 0.545 | 0.634 | 0.421 | 0.207 | 0.356 | 0.579 | 0.651 | 0.711 | 0.265 | 0.159 | 0.531 | 0.112
3538 | 2004-05-27 | 10:00 | 0.21 | 0.49 | 0.82 | 0.738 | 0.29 | 0.375 | 0.549 | 0.792 | 0.777 | 0.564 | 0.27 | 0.713 | 0.296
3539 | 2004-05-27 | 11:00 | 0.22 | 0.745 | 0.822 | 0.909 | 0.31 | 0.392 | 0.726 | 0.843 | 0.816 | 0.784 | 0.168 | 0.825 | 0.564
3540 | 2004-05-27 | 12:00 | 0.219 | 0.893 | 0.724 | 0.872 | 0.677 | 0.4 | 0.274 | 0.79 | 0.763 | 0.823 | 0.369 | 0.861 | 0.463
3541 | 2004-05-27 | 13:00 | 0.349 | 0.779 | 0.478 | 0.748 | 0.817 | 0.345 | 0.226 | 0.689 | 0.54 | 0.716 | 0.374 | 0.893 | 0.673
3542 | 2004-05-27 | 14:00 | 0.277 | 0.557 | 0.393 | 0.618 | 0.75 | 0.276 | 0.2 | 0.54 | 0.425 | 0.439 | 0.224 | 0.843 | 0.705
3543 | 2004-05-27 | 15:00 | 0.237 | 0.454 | 0.268 | 0.498 | 0.587 | 0.179 | 0.086 | 0.343 | 0.237 | 0.241 | 0.402 | 0.558 | 0.618
3544 | 2004-05-27 | 16:00 | 0.022 | 0.361 | 0.064 | 0.263 | 0.416 | 0.069 | 0.003 | 0.1 | 0.126 | 0.212 | 0.305 | 0.334 | 0.547
3545 | 2004-05-27 | 17:00 | 0.007 | 0.114 | 0.001 | 0.036 | 0.201 | 0.001 |  | 0.001 | 0.003 | 0.077 | 0.281 | 0.146 | 0.416
3546 | 2004-05-27 | 18:00 |  | 0.001 |  | 0.001 | 0.005 | SPP: 0.001; NWP: 0.195; RA: 0.006; CNV: 0.25
3547 | 2004-05-27 | 19:00 | [5 empty] | NWP: 0.032; CNV: 0.015
3548 | 2004-05-27 | 20:00 | [5 empty] | NWP: 0.002
3549 | 2004-05-27 | 21:00
3550 | 2004-05-27 | 22:00
3551 | 2004-05-27 | 23:00
3552 | 2004-05-28 | 00:00
3553 | 2004-05-28 | 01:00
3554 | 2004-05-28 | 02:00
3555 | 2004-05-28 | 03:00
3556 | 2004-05-28 | 04:00 | [5 empty] | NE: 0.008
3557 | 2004-05-28 | 05:00 | 0.002 |  | 0.026 | 0.001 |  | NY: 0.04; NE: 0.104; FL: 0.004
3558 | 2004-05-28 | 06:00 | 0.01 | 0.002 | 0.193 | 0.067 | 0.001 | 0.288 | 0.349 | 0.186 | 0.036 | 0.03
3559 | 2004-05-28 | 07:00 | 0.3 | 0.017 | 0.277 | 0.327 | 0.129 | 0.51 | 0.522 | 0.422 | 0.156 | 0.239 |  | 0.02
3560 | 2004-05-28 | 08:00 | 0.419 | 0.21 | 0.041 | 0.564 | 0.382 | 0.732 | 0.581 | 0.602 | 0.257 | 0.254 | 0.011 | 0.287 | 0.037
3561 | 2004-05-28 | 09:00 | 0.441 | 0.367 | 0.191 | 0.743 | 0.564 | 0.789 | 0.607 | 0.707 | 0.319 | 0.306 | 0.178 | 0.54 | 0.318
3562 | 2004-05-28 | 10:00 | 0.526 | 0.339 | 0.22 | 0.858 | 0.579 | 0.843 | 0.71 | 0.721 | 0.318 | 0.29 | 0.191 | 0.724 | 0.535
3563 | 2004-05-28 | 11:00 | 0.493 | 0.469 | 0.148 | 0.88 | 0.838 | 0.648 | 0.735 | 0.758 | 0.379 | 0.339 | 0.25 | 0.87 | 0.701
3564 | 2004-05-28 | 12:00 | 0.987 | 0.641 | 0.185 | 0.888 | 0.792 | 0.632 | 0.724 | 0.729 | 0.342 | 0.149 | 0.294 | 0.897 | 0.805
3565 | 2004-05-28 | 13:00 | 0.59 | 0.715 | 0.147 | 0.81 | 0.792 | 0.363 | 0.603 | 0.626 | 0.33 | 0.2 | 0.343 | 0.892 | 0.839
3566 | 2004-05-28 | 14:00 | 0.496 | 0.462 | 0.113 | 0.683 | 0.65 | 0.332 | 0.307 | 0.442 | 0.3 | 0.251 | 0.419 | 0.864 | 0.858
3567 | 2004-05-28 | 15:00 | 0.263 | 0.341 | 0.119 | 0.494 | 0.487 | 0.276 | 0.212 | 0.316 | 0.196 | 0.218 | 0.449 | 0.704 | 0.793
3568 | 2004-05-28 | 16:00 | 0.204 | 0.338 | 0.041 | 0.269 | 0.369 | 0.032 | 0.004 | 0.11 | 0.075 | 0.179 | 0.436 | 0.524 | 0.655
3569 | 2004-05-28 | 17:00 | 0.022 | 0.134 | 0.001 | 0.022 | 0.228 |  |  |  | 0.001 | 0.067 | 0.468 | 0.314 | 0.484
3570 | 2004-05-28 | 18:00 |  | 0.002 |  | 0.001 | 0.006 | SPP: 0.001; NWP: 0.223; RA: 0.052; CNV: 0.252
3571 | 2004-05-28 | 19:00 | [5 empty] | NWP: 0.109; CNV: 0.005
3572 | 2004-05-28 | 20:00 | [5 empty] | NWP: 0.001
3573 | 2004-05-28 | 21:00
3574 | 2004-05-28 | 22:00
3575 | 2004-05-28 | 23:00
3576 | 2004-05-29 | 00:00
3577 | 2004-05-29 | 01:00
3578 | 2004-05-29 | 02:00
3579 | 2004-05-29 | 03:00
3580 | 2004-05-29 | 04:00 | [5 empty] | NE: 0.002
3581 | 2004-05-29 | 05:00 |  |  | 0.03 | 0.001 |  | NY: 0.028; NE: 0.094; FL: 0.001; STV: 0.008
3582 | 2004-05-29 | 06:00 | 0.015 | 0.004 | 0.259 | 0.065 | 0.001 | 0.303 | 0.346 | 0.187 | 0.099 | 0.011
3583 | 2004-05-29 | 07:00 | 0.134 | 0.066 | 0.192 | 0.317 | 0.159 | 0.545 | 0.537 | 0.421 | 0.224 | 0.103 | 0.001 | 0.038
3584 | 2004-05-29 | 08:00 | 0.205 | 0.361 | 0.296 | 0.491 | 0.385 | 0.726 | 0.689 | 0.615 | 0.313 | 0.258 | 0.03 | 0.284 | 0.035
3585 | 2004-05-29 | 09:00 | 0.551 | 0.489 | 0.272 | 0.692 | 0.614 | 0.848 | 0.638 | 0.758 | 0.362 | 0.349 | 0.205 | 0.532 | 0.317
3586 | 2004-05-29 | 10:00 | 0.274 | 0.622 | 0.377 | 0.793 | 0.717 | 0.858 | 0.833 | 0.777 | 0.382 | 0.366 | 0.294 | 0.733 | 0.542
3587 | 2004-05-29 | 11:00 | 0.742 | 0.531 | 0.603 | 0.831 | 0.801 | 0.858 | 0.703 | 0.679 | 0.409 | 0.358 | 0.542 | 0.789 | 0.704
3588 | 2004-05-29 | 12:00 | 0.722 | 0.632 | 0.525 | 0.542 | 0.88 | 0.779 | 0.625 | 0.688 | 0.415 | 0.288 | 0.663 | 0.855 | 0.817
3589 | 2004-05-29 | 13:00 | 0.62 | 0.515 | 0.661 | 0.46 | 0.877 | 0.701 | 0.603 | 0.69 | 0.334 | 0.297 | 0.86 | 0.808 | 0.862
3590 | 2004-05-29 | 14:00 | 0.451 | 0.719 | 0.528 | 0.416 | 0.631 | 0.518 | 0.381 | 0.369 | 0.299 | 0.212 | 0.845 | 0.641 | 0.84
3591 | 2004-05-29 | 15:00 | 0.433 | 0.499 | 0.244 | 0.229 | 0.58 | 0.301 | 0.087 | 0.294 | 0.232 | 0.108 | 0.831 | 0.354 | 0.784
3592 | 2004-05-29 | 16:00 | 0.209 | 0.361 | 0.054 | 0.195 | 0.379 | 0.037 | 0.014 | 0.087 | 0.028 | 0.239 | 0.715 | 0.255 | 0.67
3593 | 2004-05-29 | 17:00 | 0.01 | 0.064 |  | 0.024 | 0.197 |  |  | 0.001 | 0.001 | 0.078 | 0.562 | 0.172 | 0.484
3594 | 2004-05-29 | 18:00 |  | 0.001 |  | 0.002 | 0.007 | SPP: 0.002; NWP: 0.334; RA: 0.058; CNV: 0.255
3595 | 2004-05-29 | 19:00 | [5 empty] | NWP: 0.078; CNV: 0.005
3596 | 2004-05-29 | 20:00 | [5 empty] | NWP: 0.001
3597 | 2004-05-29 | 21:00
3598 | 2004-05-29 | 22:00
3599 | 2004-05-29 | 23:00
3600 | 2004-05-30 | 00:00
3601 | 2004-05-30 | 01:00
3602 | 2004-05-30 | 02:00
3603 | 2004-05-30 | 03:00
3604 | 2004-05-30 | 04:00 |  |  | 0.001
3605 | 2004-05-30 | 05:00 |  |  | 0.058 |  |  | NY: 0.022; NE: 0.091; FL: 0.004; STV: 0.006
3606 | 2004-05-30 | 06:00 | 0.106 | 0.004 | 0.254 | 0.002 |  | 0.282 | 0.357 | 0.197 | 0.215 | 0.008
3607 | 2004-05-30 | 07:00 | 0.389 | 0.106 | 0.512 | 0.021 | 0.146 | 0.525 | 0.575 | 0.389 | 0.327 | 0.083 |  | 0.014
3608 | 2004-05-30 | 08:00 | 0.619 | 0.368 | 0.492 | 0.11 | 0.426 | 0.661 | 0.675 | 0.507 | 0.28 | 0.289 | 0.01 | 0.276 | 0.042
3609 | 2004-05-30 | 09:00 | 0.79 | 0.537 | 0.794 | 0.502 | 0.657 | 0.751 | 0.779 | 0.715 | 0.311 | 0.32 | 0.277 | 0.543 | 0.31
3610 | 2004-05-30 | 10:00 | 0.875 | 0.673 | 0.547 | 0.752 | 0.824 | 0.689 | 0.812 | 0.838 | 0.285 | 0.222 | 0.519 | 0.717 | 0.54
3611 | 2004-05-30 | 11:00 | 0.936 | 0.8 | 0.818 | 0.795 | 0.923 | 0.81 | 0.801 | 0.802 | 0.306 | 0.665 | 0.714 | 0.797 | 0.723
3612 | 2004-05-30 | 12:00 | 0.905 | 0.715 | 0.666 | 0.798 | 0.89 | 0.729 | 0.722 | 0.819 | 0.395 | 0.738 | 0.844 | 0.733 | 0.809
3613 | 2004-05-30 | 13:00 | 0.807 | 0.732 | 0.61 | 0.553 | 0.899 | 0.669 | 0.606 | 0.688 | 0.278 | 0.475 | 0.916 | 0.723 | 0.87
3614 | 2004-05-30 | 14:00 | 0.677 | 0.679 | 0.475 | 0.465 | 0.732 | 0.474 | 0.446 | 0.539 | 0.226 | 0.539 | 0.924 | 0.722 | 0.855
3615 | 2004-05-30 | 15:00 | 0.476 | 0.527 | 0.061 | 0.443 | 0.536 | 0.285 | 0.203 | 0.311 | 0.187 | 0.467 | 0.865 | 0.557 | 0.785
3616 | 2004-05-30 | 16:00 | 0.226 | 0.369 | 0.011 | 0.264 | 0.295 | 0.051 | 0.001 | 0.111 | 0.08 | 0.294 | 0.745 | 0.371 | 0.67
3617 | 2004-05-30 | 17:00 | 0.002 | 0.13 |  | 0.049 | 0.115 | SPP: 0.069; NWP: 0.571; RA: 0.26; CNV: 0.483
3618 | 2004-05-30 | 18:00 |  |  |  | 0.001 | 0.01 | SPP: 0.001; NWP: 0.343; RA: 0.069; CNV: 0.256
3619 | 2004-05-30 | 19:00 | [5 empty] | NWP: 0.074; CNV: 0.008
3620 | 2004-05-30 | 20:00
3621 | 2004-05-30 | 21:00
3622 | 2004-05-30 | 22:00
3623 | 2004-05-30 | 23:00
3624 | 2004-05-31 | 00:00
3625 | 2004-05-31 | 01:00
3626 | 2004-05-31 | 02:00
3627 | 2004-05-31 | 03:00
3628 | 2004-05-31 | 04:00 | [5 empty] | NY: 0.001; NE: 0.001
3629 | 2004-05-31 | 05:00 | 0.001 |  | 0.009 | 0.001 |  | NY: 0.032; NE: 0.097; FL: 0.003; STV: 0.001
3630 | 2004-05-31 | 06:00 | 0.118 | 0.001 | 0.052 | 0.057 | 0.005 | 0.299 | 0.346 | 0.187 | 0.203 | 0.01
3631 | 2004-05-31 | 07:00 | 0.374 | 0.096 | 0.105 | 0.239 | 0.11 | 0.536 | 0.553 | 0.414 | 0.447 | 0.18 |  | 0.019
3632 | 2004-05-31 | 08:00 | 0.596 | 0.189 | 0.299 | 0.128 | 0.379 | 0.726 | 0.71 | 0.587 | 0.651 | 0.466 | 0.006 | 0.278 | 0.039
3633 | 2004-05-31 | 09:00 | 0.776 | 0.338 | 0.362 | 0.342 | 0.553 | 0.855 | 0.8 | 0.727 | 0.788 | 0.565 | 0.276 | 0.498 | 0.303
3634 | 2004-05-31 | 10:00 | 0.881 | 0.668 | 0.399 | 0.554 | 0.341 | 0.935 | 0.833 | 0.83 | 0.87 | 0.71 | 0.522 | 0.678 | 0.499
3635 | 2004-05-31 | 11:00 | 0.903 | 0.759 | 0.36 | 0.287 | 0.638 | 0.94 | 0.77 | 0.792 | 0.889 | 0.749 | 0.718 | 0.674 | 0.67
3636 | 2004-05-31 | 12:00 | 0.883 | 0.926 | 0.372 | 0.325 | 0.703 | 0.891 | 0.744 | 0.793 | 0.845 | 0.852 | 0.845 | 0.749 | 0.776
3637 | 2004-05-31 | 13:00 | 0.805 | 0.754 | 0.335 | 0.386 | 0.779 | 0.757 | 0.596 | 0.639 | 0.742 | 0.842 | 0.86 | 0.767 | 0.652
3638 | 2004-05-31 | 14:00 | 0.648 | 0.652 | 0.267 | 0.233 | 0.828 | 0.561 | 0.425 | 0.425 | 0.583 | 0.724 | 0.749 | 0.841 | 0.778
3639 | 2004-05-31 | 15:00 | 0.45 | 0.53 | 0.164 | 0.191 | 0.546 | 0.317 | 0.22 | 0.123 | 0.369 | 0.496 | 0.681 | 0.731 | 0.501
3640 | 2004-05-31 | 16:00 | 0.224 | 0.356 | 0.047 | 0.18 | 0.34 | 0.052 | 0.004 | 0.008 | 0.104 | 0.306 | 0.676 | 0.551 | 0.335
3641 | 2004-05-31 | 17:00 | 0.006 | 0.131 |  | 0.029 | 0.11 | 0.001 |  |  |  | 0.046 | 0.529 | 0.321 | 0.434
3642 | 2004-05-31 | 18:00 |  |  |  |  | 0.014 | SPP: 0.001; NWP: 0.319; RA: 0.059; CNV: 0.254
3643 | 2004-05-31 | 19:00 | [5 empty] | NWP: 0.062; RA: 0.001; CNV: 0.006
3644 | 2004-05-31 | 20:00
3645 | 2004-05-31 | 21:00
3646 | 2004-05-31 | 22:00
3647 | 2004-05-31 | 23:00
3648 | 2004-06-01 | 00:00
3649 | 2004-06-01 | 01:00
3650 | 2004-06-01 | 02:00
3651 | 2004-06-01 | 03:00
3652 | 2004-06-01 | 04:00 | [5 empty] | NE: 0.002
3653 | 2004-06-01 | 05:00 | 0.004 |  | 0.004 |  |  | NY: 0.039; NE: 0.065; FL: 0.005; STV: 0.011
3654 | 2004-06-01 | 06:00 | 0.091 | 0.001 | 0.08 | 0.016 | 0.002 | 0.187 | 0.197 | 0.195 | 0.206 | 0.03
3655 | 2004-06-01 | 07:00 | 0.378 | 0.179 | 0.305 | 0.322 | 0.143 | 0.277 | 0.3 | 0.428 | 0.418 | 0.206 | 0.001 | 0.02
3656 | 2004-06-01 | 08:00 | 0.541 | 0.419 | 0.421 | 0.467 | 0.391 | 0.321 | 0.226 | 0.64 | 0.59 | 0.398 | 0.049 | 0.297 | 0.037
3657 | 2004-06-01 | 09:00 | 0.75 | 0.618 | 0.706 | 0.676 | 0.608 | 0.355 | 0.552 | 0.773 | 0.711 | 0.39 | 0.138 | 0.538 | 0.327
3658 | 2004-06-01 | 10:00 | 0.841 | 0.698 | 0.844 | 0.821 | 0.766 | 0.413 | 0.566 | 0.851 | 0.762 | 0.631 | 0.261 | 0.729 | 0.561
3659 | 2004-06-01 | 11:00 | 0.801 | 0.863 | 0.646 | 0.914 | 0.851 | 0.354 | 0.713 | 0.868 | 0.793 | 0.73 | 0.32 | 0.843 | 0.731
3660 | 2004-06-01 | 12:00 | 0.773 | 0.857 | 0.796 | 0.882 | 0.847 | 0.341 | 0.553 | 0.826 | 0.673 | 0.795 | 0.346 | 0.9 | 0.832
3661 | 2004-06-01 | 13:00 | 0.353 | 0.875 | 0.53 | 0.809 | 0.761 | 0.291 | 0.377 | 0.735 | 0.568 | 0.752 | 0.381 | 0.9 | 0.87
3662 | 2004-06-01 | 14:00 | 0.243 | 0.675 | 0.447 | 0.642 | 0.72 | 0.271 | 0.405 | 0.577 | 0.502 | 0.576 | 0.211 | 0.846 | 0.848
3663 | 2004-06-01 | 15:00 | 0.17 | 0.583 | 0.139 | 0.505 | 0.594 | 0.192 | 0.167 | 0.336 | 0.325 | 0.502 | 0.356 | 0.722 | 0.795
3664 | 2004-06-01 | 16:00 | 0.072 | 0.378 | 0.077 | 0.271 | 0.313 | 0.054 | 0.011 | 0.097 | 0.105 | 0.304 | 0.315 | 0.542 | 0.678
3665 | 2004-06-01 | 17:00 | 0.004 | 0.149 | 0.003 | 0.02 | 0.188 |  | 0.001 |  | 0.001 | 0.076 | 0.128 | 0.312 | 0.495
3666 | 2004-06-01 | 18:00 |  | 0.001 |  |  | 0.012 | SPP: 0.001; NWP: 0.199; RA: 0.025; CNV: 0.262
3667 | 2004-06-01 | 19:00 | [5 empty] | NWP: 0.095; RA: 0.001; CNV: 0.006
3668 | 2004-06-01 | 20:00 | [5 empty] | NWP: 0.004
3669 | 2004-06-01 | 21:00
3670 | 2004-06-01 | 22:00
3671 | 2004-06-01 | 23:00
3672 | 2004-06-02 | 00:00
3673 | 2004-06-02 | 01:00
3674 | 2004-06-02 | 02:00
3675 | 2004-06-02 | 03:00
3676 | 2004-06-02 | 04:00 | [5 empty] | NY: 0.001
3677 | 2004-06-02 | 05:00 | 0.002 |  | 0.021 | 0.001 |  | NY: 0.053; NE: 0.085; FL: 0.004; STV: 0.007
3678 | 2004-06-02 | 06:00 | 0.084 | 0.002 | 0.072 | 0.052 | 0.003 | 0.208 | 0.355 | 0.203 | 0.139 | 0.008
3679 | 2004-06-02 | 07:00 | 0.194 | 0.154 | 0.209 | 0.321 | 0.084 | 0.373 | 0.564 | 0.425 | 0.355 | 0.223 | 0.001 | 0.009
3680 | 2004-06-02 | 08:00 | 0.14 | 0.379 | 0.466 | 0.553 | 0.171 | 0.342 | 0.718 | 0.615 | 0.522 | 0.396 | 0.005 | 0.292 | 0.032
3681 | 2004-06-02 | 09:00 | 0.193 | 0.578 | 0.741 | 0.745 | 0.406 | 0.457 | 0.772 | 0.774 | 0.641 | 0.59 | 0.162 | 0.533 | 0.328
3682 | 2004-06-02 | 10:00 | 0.228 | 0.725 | 0.847 | 0.856 | 0.473 | 0.773 | 0.755 | 0.864 | 0.773 | 0.639 | 0.241 | 0.717 | 0.561
3683 | 2004-06-02 | 11:00 | 0.879 | 0.739 | 0.586 | 0.905 | 0.598 | 0.798 | 0.77 | 0.869 | 0.769 | 0.76 | 0.291 | 0.829 | 0.722
3684 | 2004-06-02 | 12:00 | 0.52 | 0.666 | 0.647 | 0.898 | 0.727 | 0.873 | 0.758 | 0.825 | 0.742 | 0.646 | 0.385 | 0.894 | 0.831
3685 | 2004-06-02 | 13:00 | 0.499 | 0.647 | 0.447 | 0.821 | 0.835 | 0.478 | 0.532 | 0.725 | 0.291 | 0.794 | 0.37 | 0.903 | 0.884
3686 | 2004-06-02 | 14:00 | 0.598 | 0.689 | 0.458 | 0.679 | 0.65 | 0.461 | 0.416 | 0.565 | 0.359 | 0.658 | 0.392 | 0.862 | 0.874
3687 | 2004-06-02 | 15:00 | 0.037 | 0.544 | 0.229 | 0.466 | 0.552 | 0.239 | 0.217 | 0.35 | 0.268 | 0.465 | 0.444 | 0.68 | 0.81
3688 | 2004-06-02 | 16:00 | 0.179 | 0.37 | 0.054 | 0.237 | 0.42 | 0.09 | 0.002 | 0.111 | 0.094 | 0.295 | 0.409 | 0.506 | 0.687
3689 | 2004-06-02 | 17:00 | 0.017 | 0.143 |  | 0.05 | 0.205 |  |  |  | 0.002 | 0.008 | 0.357 | 0.26 | 0.497
3690 | 2004-06-02 | 18:00 |  | 0.002 |  |  | 0.009 | NWP: 0.276; RA: 0.059; CNV: 0.262
3691 | 2004-06-02 | 19:00 | [5 empty] | NWP: 0.104; CNV: 0.005
3692 | 2004-06-02 | 20:00 | [5 empty] | NWP: 0.002
3693 | 2004-06-02 | 21:00
3694 | 2004-06-02 | 22:00
3695 | 2004-06-02 | 23:00
3696 | 2004-06-03 | 00:00
3697 | 2004-06-03 | 01:00
3698 | 2004-06-03 | 02:00
3699 | 2004-06-03 | 03:00
3700 | 2004-06-03 | 04:00 | [5 empty] | NY: 0.001; NE: 0.002
3701 | 2004-06-03 | 05:00 | 0.001 |  | 0.017 |  |  | NY: 0.039; NE: 0.021; FL: 0.008; STV: 0.005
3702 | 2004-06-03 | 06:00 | 0.112 | 0.003 | 0.012 | 0.044 |  | 0.101 | 0.216 | 0.202 | 0.178 | 0.021
3703 | 2004-06-03 | 07:00 | 0.377 | 0.154 | 0.052 | 0.324 | 0.141 | 0.204 | 0.309 | 0.403 | 0.35 | 0.207 |  | 0.013
3704 | 2004-06-03 | 08:00 | 0.611 | 0.35 | 0.24 | 0.544 | 0.407 | 0.247 | 0.387 | 0.588 | 0.555 | 0.354 | 0.009 | 0.29 | 0.048
3705 | 2004-06-03 | 09:00 | 0.776 | 0.537 | 0.225 | 0.717 | 0.628 | 0.293 | 0.462 | 0.731 | 0.622 | 0.539 | 0.278 | 0.527 | 0.311
3706 | 2004-06-03 | 10:00 | 0.869 | 0.675 | 0.241 | 0.832 | 0.733 | 0.3 | 0.491 | 0.804 | 0.761 | 0.617 | 0.507 | 0.71 | 0.537
3707 | 2004-06-03 | 11:00 | 0.867 | 0.722 | 0.199 | 0.891 | 0.819 | 0.423 | 0.559 | 0.815 | 0.807 | 0.602 | 0.694 | 0.821 | 0.711
3708 | 2004-06-03 | 12:00 | 0.896 | 0.616 | 0.204 | 0.874 | 0.852 | 0.402 | 0.39 | 0.681 | 0.737 | 0.844 | 0.793 | 0.9 | 0.818
3709 | 2004-06-03 | 13:00 | 0.858 | 0.489 | 0.327 | 0.802 | 0.824 | 0.703 | 0.29 | 0.604 | 0.678 | 0.726 | 0.824 | 0.878 | 0.864
3710 | 2004-06-03 | 14:00 | 0.666 | 0.67 | 0.253 | 0.675 | 0.683 | 0.563 | 0.026 | 0.285 | 0.511 | 0.685 | 0.832 | 0.764 | 0.854
3711 | 2004-06-03 | 15:00 | 0.444 | 0.454 | 0.159 | 0.499 | 0.567 | 0.324 | 0.141 | 0.247 | 0.322 | 0.492 | 0.819 | 0.562 | 0.787
3712 | 2004-06-03 | 16:00 | 0.229 | 0.334 | 0.071 | 0.273 | 0.43 | 0.033 | 0.006 | 0.113 | 0.099 | 0.226 | 0.722 | 0.455 | 0.665
3713 | 2004-06-03 | 17:00 | 0.009 | 0.109 |  | 0.013 | 0.218 | 0.001 |  | 0.002 | 0.001 | 0.088 | 0.593 | 0.313 | 0.48
3714 | 2004-06-03 | 18:00 |  | 0.002 |  |  | 0.004 | SPP: 0.001; NWP: 0.353; RA: 0.047; CNV: 0.255
3715 | 2004-06-03 | 19:00 | [5 empty] | NWP: 0.079; CNV: 0.013
3716 | 2004-06-03 | 20:00
3717 | 2004-06-03 | 21:00
3718 | 2004-06-03 | 22:00
3719 | 2004-06-03 | 23:00
3720 | 2004-06-04 | 00:00
3721 | 2004-06-04 | 01:00
3722 | 2004-06-04 | 02:00
3723 | 2004-06-04 | 03:00
3724 | 2004-06-04 | 04:00 | [5 empty] | NE: 0.002
3725 | 2004-06-04 | 05:00 | 0.001 |  | 0.015 | 0.001 |  | NY: 0.04; NE: 0.085; FL: 0.01; STV: 0.012
3726 | 2004-06-04 | 06:00 | 0.103 |  | 0.28 | 0.056 | 0.003 | 0.286 | 0.305 | 0.142 | 0.192 | 0.008
3727 | 2004-06-04 | 07:00 | 0.37 | 0.163 | 0.518 | 0.316 | 0.061 | 0.489 | 0.369 | 0.186 | 0.384 | 0.25 |  | 0.015
3728 | 2004-06-04 | 08:00 | 0.601 | 0.374 | 0.7 | 0.542 | 0.174 | 0.675 | 0.258 | 0.212 | 0.532 | 0.482 | 0.008 | 0.291 | 0.035
3729 | 2004-06-04 | 09:00 | 0.735 | 0.492 | 0.814 | 0.723 | 0.386 | 0.81 | 0.622 | 0.296 | 0.713 | 0.683 | 0.275 | 0.534 | 0.317
3730 | 2004-06-04 | 10:00 | 0.853 | 0.673 | 0.882 | 0.836 | 0.544 | 0.575 | 0.802 | 0.389 | 0.759 | 0.814 | 0.523 | 0.726 | 0.544
3731 | 2004-06-04 | 11:00 | 0.75 | 0.813 | 0.842 | 0.883 | 0.806 | 0.84 | 0.782 | 0.377 | 0.757 | 0.88 | 0.721 | 0.854 | 0.713
3732 | 2004-06-04 | 12:00 | 0.408 | 0.875 | 0.817 | 0.874 | 0.871 | 0.789 | 0.765 | 0.258 | 0.732 | 0.891 | 0.852 | 0.872 | 0.808
3733 | 2004-06-04 | 13:00 | 0.389 | 0.834 | 0.674 | 0.781 | 0.835 | 0.682 | 0.627 | 0.21 | 0.573 | 0.841 | 0.922 | 0.896 | 0.838
3734 | 2004-06-04 | 14:00 | 0.287 | 0.702 | 0.498 | 0.674 | 0.739 | 0.497 | 0.425 | 0.054 | 0.508 | 0.734 | 0.929 | 0.692 | 0.807
3735 | 2004-06-04 | 15:00 | 0.383 | 0.314 | 0.325 | 0.477 | 0.611 | 0.244 | 0.208 |  | 0.308 | 0.557 | 0.868 | 0.458 | 0.756
3736 | 2004-06-04 | 16:00 | 0.173 | 0.368 | 0.046 | 0.277 | 0.419 | 0.047 | 0.014 | 0.001 | 0.103 | 0.338 | 0.703 | 0.431 | 0.647
3737 | 2004-06-04 | 17:00 | 0.025 | 0.157 |  | 0.051 | 0.189 | 0.003 |  |  | 0.001 | 0.078 | 0.543 | 0.27 | 0.474
3738 | 2004-06-04 | 18:00 |  | 0.001 |  | 0.001 | 0.001 | NWP: 0.332; RA: 0.075; CNV: 0.253
3739 | 2004-06-04 | 19:00 | [5 empty] | NWP: 0.077; CNV: 0.007
3740 | 2004-06-04 | 20:00 | [5 empty] | NWP: 0.001
3741 | 2004-06-04 | 21:00
3742 | 2004-06-04 | 22:00
3743 | 2004-06-04 | 23:00
3744 | 2004-06-05 | 00:00
3745 | 2004-06-05 | 01:00
3746 | 2004-06-05 | 02:00
3747 | 2004-06-05 | 03:00
3748 | 2004-06-05 | 04:00 | [5 empty] | NE: 0.003
3749 | 2004-06-05 | 05:00 |  |  | 0.01 | 0.001 |  | NY: 0.019; NE: 0.128; FL: 0.008; STV: 0.001
3750 | 2004-06-05 | 06:00 | 0.049 | 0.003 | 0.274 | 0.068 | 0.001 | 0.287 | 0.239 | 0.188 | 0.189 | 0.005
3751 | 2004-06-05 | 07:00 | 0.131 | 0.145 | 0.505 | 0.304 | 0.089 | 0.524 | 0.314 | 0.378 | 0.403 | 0.25 | 0.001 | 0.014
3752 | 2004-06-05 | 08:00 | 0.259 | 0.365 | 0.671 | 0.517 | 0.399 | 0.716 | 0.701 | 0.348 | 0.603 | 0.421 | 0.03 | 0.298 | 0.031
3753 | 2004-06-05 | 09:00 | 0.296 | 0.562 | 0.767 | 0.687 | 0.584 | 0.836 | 0.755 | 0.457 | 0.724 | 0.646 | 0.248 | 0.54 | 0.31
3754 | 2004-06-05 | 10:00 | 0.384 | 0.685 | 0.86 | 0.785 | 0.734 | 0.9 | 0.386 | 0.488 | 0.788 | 0.78 | 0.438 | 0.728 | 0.53
3755 | 2004-06-05 | 11:00 | 0.381 | 0.424 | 0.865 | 0.826 | 0.827 | 0.856 | 0.193 | 0.666 | 0.765 | 0.777 | 0.604 | 0.859 | 0.69
3756 | 2004-06-05 | 12:00 | 0.362 | 0.22 | 0.768 | 0.826 | 0.609 | 0.783 | 0.235 | 0.387 | 0.71 | 0.817 | 0.767 | 0.934 | 0.792
3757 | 2004-06-05 | 13:00 | 0.212 | 0.6 | 0.712 | 0.777 | 0.84 | 0.704 | 0.304 | 0.115 | 0.623 | 0.766 | 0.843 | 0.941 | 0.838
3758 | 2004-06-05 | 14:00 | 0.159 | 0.668 | 0.5 | 0.657 | 0.76 | 0.5 | 0.199 | 0.21 | 0.496 | 0.667 | 0.884 | 0.879 | 0.831
3759 | 2004-06-05 | 15:00 | 0.098 | 0.453 | 0.206 | 0.487 | 0.664 | 0.285 | 0.136 | 0.152 | 0.306 | 0.514 | 0.817 | 0.756 | 0.772
3760 | 2004-06-05 | 16:00 | 0.028 | 0.296 | 0.022 | 0.271 | 0.432 | 0.035 | 0.032 |  | 0.094 | 0.312 | 0.698 | 0.573 | 0.656
3761 | 2004-06-05 | 17:00 | 0.004 | 0.147 | 0.003 | 0.025 | 0.218 |  |  |  | 0.004 | 0.073 | 0.543 | 0.328 | 0.477
3762 | 2004-06-05 | 18:00 |  | 0.001 |  | 0.001 | 0.001 | SPP: 0.001; NWP: 0.318; RA: 0.036; CNV: 0.253
3763 | 2004-06-05 | 19:00 | [5 empty] | NWP: 0.04; RA: 0.001; CNV: 0.006
3764 | 2004-06-05 | 20:00 | [5 empty] | NWP: 0.004
3765 | 2004-06-05 | 21:00
3766 | 2004-06-05 | 22:00
3767 | 2004-06-05 | 23:00
3768 | 2004-06-06 | 00:00
3769 | 2004-06-06 | 01:00
3770 | 2004-06-06 | 02:00
3771 | 2004-06-06 | 03:00
3772 | 2004-06-06 | 04:00 | [5 empty] | NE: 0.003
3773 | 2004-06-06 | 05:00 | 0.004 |  | 0.02 | 0.001 |  | NY: 0.05; NE: 0.003; FL: 0.009; STV: 0.005
3774 | 2004-06-06 | 06:00 | 0.013 |  | 0.188 | 0.085 | 0.002 | 0.229 | 0.152 | 0.195 | 0.192 | 0.008
3775 | 2004-06-06 | 07:00 | 0.214 | 0.146 | 0.356 | 0.296 | 0.138 | 0.287 | 0.228 | 0.401 | 0.405 | 0.243 |  | 0.041
3776 | 2004-06-06 | 08:00 | 0.258 | 0.401 | 0.574 | 0.504 | 0.352 | 0.604 | 0.322 | 0.568 | 0.598 | 0.471 | 0.004 | 0.283 | 0.027
3777 | 2004-06-06 | 09:00 | 0.356 | 0.602 | 0.735 | 0.633 | 0.565 | 0.695 | 0.356 | 0.664 | 0.718 | 0.656 | 0.126 | 0.527 | 0.305
3778 | 2004-06-06 | 10:00 | 0.535 | 0.739 | 0.693 | 0.77 | 0.707 | 0.625 | 0.355 | 0.663 | 0.781 | 0.776 | 0.14 | 0.641 | 0.519
3779 | 2004-06-06 | 11:00 | 0.437 | 0.827 | 0.781 | 0.628 | 0.855 | 0.712 | 0.347 | 0.54 | 0.793 | 0.8 | 0.26 | 0.717 | 0.672
3780 | 2004-06-06 | 12:00 | 0.343 | 0.807 | 0.485 | 0.616 | 0.902 | 0.871 | 0.357 | 0.368 | 0.691 | 0.838 | 0.271 | 0.76 | 0.708
3781 | 2004-06-06 | 13:00 | 0.221 | 0.771 | 0.514 | 0.628 | 0.875 | 0.736 | 0.279 | 0.14 | 0.601 | 0.808 | 0.332 | 0.84 | 0.762
3782 | 2004-06-06 | 14:00 | 0.268 | 0.629 | 0.311 | 0.634 | 0.783 | 0.544 | 0.25 |  | 0.506 | 0.699 | 0.346 | 0.336 | 0.723
3783 | 2004-06-06 | 15:00 | 0.356 | 0.576 | 0.294 | 0.471 | 0.598 | 0.318 | 0.154 |  | 0.285 | 0.542 | 0.578 | 0.433 | 0.688
3784 | 2004-06-06 | 16:00 | 0.209 | 0.342 | 0.079 | 0.272 | 0.302 | 0.043 | 0.024 |  | 0.066 | 0.326 | 0.698 | 0.227 | 0.599
3785 | 2004-06-06 | 17:00 | 0.013 | 0.124 | 0.002 | 0.043 | 0.106 | 0.001 |  | 0.002 | 0.002 | 0.077 | 0.413 | 0.216 | 0.463
3786 | 2004-06-06 | 18:00 |  |  |  | 0.001 | 0.013 | SPP: 0.001; NWP: 0.311; RA: 0.078; CNV: 0.249
3787 | 2004-06-06 | 19:00 | [5 empty] | NWP: 0.1; RA: 0.002; CNV: 0.006
3788 | 2004-06-06 | 20:00 | [5 empty] | NWP: 0.003
3789 | 2004-06-06 | 21:00
3790 | 2004-06-06 | 22:00
3791 | 2004-06-06 | 23:00
3792 | 2004-06-07 | 00:00
3793 | 2004-06-07 | 01:00
3794 | 2004-06-07 | 02:00
3795 | 2004-06-07 | 03:00
3796 | 2004-06-07 | 04:00 | [5 empty] | NE: 0.007
3797 | 2004-06-07 | 05:00 |  |  | 0.027 | 0.002 |  | NY: 0.018; NE: 0.016; FL: 0.002; STV: 0.002
3798 | 2004-06-07 | 06:00 | 0.041 | 0.002 | 0.225 | 0.086 | 0.005 | 0.303 | 0.213 | 0.152 | 0.146 | 0.007
3799 | 2004-06-07 | 07:00 | 0.334 | 0.172 | 0.473 | 0.284 | 0.142 | 0.522 | 0.278 | 0.362 | 0.321 | 0.243 |  | 0.006
3800 | 2004-06-07 | 08:00 | 0.59 | 0.382 | 0.662 | 0.469 | 0.306 | 0.72 | 0.335 | 0.545 | 0.532 | 0.474 | 0.009 | 0.079 | 0.026
3801 | 2004-06-07 | 09:00 | 0.726 | 0.619 | 0.756 | 0.588 | 0.452 | 0.822 | 0.422 | 0.57 | 0.678 | 0.663 | 0.149 | 0.197 | 0.305
3802 | 2004-06-07 | 10:00 | 0.78 | 0.756 | 0.75 | 0.588 | 0.501 | 0.819 | 0.263 | 0.583 | 0.681 | 0.804 | 0.158 | 0.475 | 0.524
3803 | 2004-06-07 | 11:00 | 0.796 | 0.833 | 0.812 | 0.792 | 0.408 | 0.866 | 0.225 | 0.589 | 0.595 | 0.854 | 0.229 | 0.526 | 0.688
3804 | 2004-06-07 | 12:00 | 0.391 | 0.848 | 0.748 | 0.825 | 0.797 | 0.743 | 0.619 | 0.439 | 0.724 | 0.864 | 0.285 | 0.607 | 0.786
3805 | 2004-06-07 | 13:00 | 0.56 | 0.825 | 0.651 | 0.755 | 0.77 | 0.712 | 0.605 | 0.133 | 0.629 | 0.815 | 0.392 | 0.481 | 0.829
3806 | 2004-06-07 | 14:00 | 0.194 | 0.737 | 0.383 | 0.616 | 0.561 | 0.492 | 0.444 | 0.07 | 0.506 | 0.717 | 0.363 | 0.315 | 0.816
3807 | 2004-06-07 | 15:00 | 0.222 | 0.593 | 0.274 | 0.427 | 0.555 | 0.231 | 0.222 | 0.407 | 0.35 | 0.547 | 0.339 | 0.417 | 0.757
3808 | 2004-06-07 | 16:00 | 0.12 | 0.386 | 0.024 | 0.245 | 0.414 | 0.065 | 0.006 | 0.116 | 0.011 | 0.329 | 0.508 | 0.307 | 0.643
3809 | 2004-06-07 | 17:00 | 0.009 | 0.136 |  | 0.031 | 0.214 | 0.003 |  |  |  | 0.077 | 0.255 | 0.084 | 0.469
3810 | 2004-06-07 | 18:00 |  |  |  | 0.001 | 0.019 | NWP: 0.171; RA: 0.081; CNV: 0.253
3811 | 2004-06-07 | 19:00 | [5 empty] | NWP: 0.119; RA: 0.001; CNV: 0.006
3812 | 2004-06-07 | 20:00 | [5 empty] | NWP: 0.005
3813 | 2004-06-07 | 21:00
3814 | 2004-06-07 | 22:00
3815 | 2004-06-07 | 23:00
3816 | 2004-06-08 | 00:00
3817 | 2004-06-08 | 01:00
3818 | 2004-06-08 | 02:00
3819 | 2004-06-08 | 03:00
3820 | 2004-06-08 | 04:00 | [5 empty] | NE: 0.002
3821 | 2004-06-08 | 05:00 | 0.002 |  | 0.016 | 0.003 |  | NY: 0.032; NE: 0.118; FL: 0.012; STV: 0.004
3822 | 2004-06-08 | 06:00 | 0.022 | 0.001 | 0.192 | 0.082 | 0.002 | 0.107 | 0.329 | 0.212 | 0.187 | 0.008
3823 | 2004-06-08 | 07:00 | 0.328 | 0.09 | 0.203 | 0.282 | 0.122 | 0.206 | 0.516 | 0.418 | 0.412 | 0.24 |  | 0.016
3824 | 2004-06-08 | 08:00 | 0.523 | 0.37 | 0.452 | 0.484 | 0.364 | 0.258 | 0.738 | 0.642 | 0.517 | 0.466 | 0.015 | 0.277 | 0.048
3825 | 2004-06-08 | 09:00 | 0.677 | 0.572 | 0.353 | 0.653 | 0.563 | 0.314 | 0.807 | 0.716 | 0.762 | 0.628 | 0.1 | 0.507 | 0.301
3826 | 2004-06-08 | 10:00 | 0.791 | 0.767 | 0.296 | 0.77 | 0.663 | 0.208 | 0.845 | 0.85 | 0.566 | 0.698 | 0.189 | 0.722 | 0.512
3827 | 2004-06-08 | 11:00 | 0.753 | 0.85 | 0.829 | 0.831 | 0.754 | 0.216 | 0.822 | 0.693 | 0.817 | 0.749 | 0.252 | 0.837 | 0.677
3828 | 2004-06-08 | 12:00 | 0.677 | 0.866 | 0.284 | 0.826 | 0.804 | 0.213 | 0.702 | 0.511 | 0.534 | 0.802 | 0.292 | 0.872 | 0.778
3829 | 2004-06-08 | 13:00 | 0.593 | 0.828 | 0.267 | 0.755 | 0.79 | 0.191 | 0.573 | 0.402 | 0.445 | 0.751 | 0.39 | 0.999 | 0.825
3830 | 2004-06-08 | 14:00 | 0.495 | 0.743 | 0.346 | 0.627 | 0.734 | 0.135 | 0.425 | 0.358 | 0.469 | 0.654 | 0.336 | 0.502 | 0.816
3831 | 2004-06-08 | 15:00 | 0.303 | 0.596 | 0.196 | 0.454 | 0.582 | 0.08 | 0.221 | 0.267 | 0.368 | 0.556 | 0.371 | 0.425 | 0.754
3832 | 2004-06-08 | 16:00 | 0.199 | 0.389 | 0.036 | 0.253 | 0.255 | 0.01 | 0.003 | 0.184 | 0.099 | 0.303 | 0.4 | 0.509 | 0.638
3833 | 2004-06-08 | 17:00 | 0.016 | 0.139 | 0.001 | 0.047 | 0.183 |  |  | 0.008 |  | 0.076 | 0.263 | 0.29 | 0.462
3834 | 2004-06-08 | 18:00 |  |  |  | 0.001 | 0.006 | SPP: 0.001; NWP: 0.181; RA: 0.085; CNV: 0.249
3835 | 2004-06-08 | 19:00 |  |  |  |  | 0.001 | NWP: 0.096; RA: 0.001; CNV: 0.016
3836 | 2004-06-08 | 20:00 | [5 empty] | NWP: 0.007
3837 | 2004-06-08 | 21:00
3838 | 2004-06-08 | 22:00
3839 | 2004-06-08 | 23:00
3840 | 2004-06-09 | 00:00
3841 | 2004-06-09 | 01:00
3842 | 2004-06-09 | 02:00
3843 | 2004-06-09 | 03:00
3844 | 2004-06-09 | 04:00 | [5 empty] | NY: 0.001
3845 | 2004-06-09 | 05:00 | 0.001 |  | 0.012 | 0.002 |  | NY: 0.043; NE: 0.084; FL: 0.002; STV: 0.001
3846 | 2004-06-09 | 06:00 | 0.091 | 0.002 | 0.033 | 0.069 | 0.004 | 0.187 | 0.308 | 0.206 | 0.143 | 0.006
3847 | 2004-06-09 | 07:00 | 0.351 | 0.109 | 0.078 | 0.229 | 0.069 | 0.265 | 0.531 | 0.405 | 0.407 | 0.236 | 0.001 | 0.008
3848 | 2004-06-09 | 08:00 | 0.57 | 0.252 | 0.107 | 0.446 | 0.136 | 0.307 | 0.683 | 0.533 | 0.58 | 0.457 | 0.02 | 0.286 | 0.043
3849 | 2004-06-09 | 09:00 | 0.733 | 0.484 | 0.188 | 0.63 | 0.232 | 0.336 | 0.765 | 0.378 | 0.699 | 0.638 | 0.253 | 0.532 | 0.286
3850 | 2004-06-09 | 10:00 | 0.829 | 0.519 | 0.197 | 0.777 | 0.37 | 0.202 | 0.756 | 0.789 | 0.713 | 0.544 | 0.468 | 0.721 | 0.467
3851 | 2004-06-09 | 11:00 | 0.869 | 0.427 | 0.195 | 0.712 | 0.435 | 0.363 | 0.796 | 0.693 | 0.759 | 0.763 | 0.585 | 0.841 | 0.522
3852 | 2004-06-09 | 12:00 | 0.856 | 0.525 | 0.221 | 0.778 | 0.653 | 0.374 | 0.79 | 0.67 | 0.739 | 0.615 | 0.694 | 0.919 | 0.729
3853 | 2004-06-09 | 13:00 | 0.78 | 0.736 | 0.159 | 0.723 | 0.781 | 0.241 | 0.569 | 0.548 | 0.672 | 0.694 | 0.692 | 0.954 | 0.814
3854 | 2004-06-09 | 14:00 | 0.648 | 0.75 | 0.257 | 0.625 | 0.696 | 0.156 | 0.418 | 0.518 | 0.381 | 0.611 | 0.667 | 0.736 | 0.783
3855 | 2004-06-09 | 15:00 | 0.453 | 0.384 | 0.063 | 0.454 | 0.451 | 0.02 | 0.221 | 0.29 | 0.336 | 0.509 | 0.553 | 0.663 | 0.731
3856 | 2004-06-09 | 16:00 | 0.221 | 0.225 | 0.006 | 0.243 | 0.412 | 0.02 | 0.003 | 0.13 | 0.103 | 0.269 | 0.471 | 0.592 | 0.601
3857 | 2004-06-09 | 17:00 | 0.003 | 0.116 |  | 0.013 | 0.22 | 0.002 |  |  | 0.001 | 0.097 | 0.279 | 0.292 | 0.442
3858 | 2004-06-09 | 18:00 |  |  |  |  | 0.003 | SPP: 0.001; NWP: 0.124; RA: 0.099; CNV: 0.236
3859 | 2004-06-09 | 19:00 | [5 empty] | NWP: 0.027; CNV: 0.008
3860 | 2004-06-09 | 20:00 | [5 empty] | NWP: 0.002
3861 | 2004-06-09 | 21:00
3862 | 2004-06-09 | 22:00
3863 | 2004-06-09 | 23:00
3864 | 2004-06-10 | 00:00
3865 | 2004-06-10 | 01:00
3866 | 2004-06-10 | 02:00
3867 | 2004-06-10 | 03:00
3868 | 2004-06-10 | 04:00 | [5 empty] | NE: 0.001
3869 | 2004-06-10 | 05:00 |  |  | 0.037 | 0.001 |  | NY: 0.003; NE: 0.108; FL: 0.005; STV: 0.003
3870 | 2004-06-10 | 06:00 | 0.095 | 0.003 | 0.21 | 0.075 | 0.001 | 0.061 | 0.356 | 0.195 | 0.183 | 0.001
3871 | 2004-06-10 | 07:00 | 0.342 | 0.175 | 0.388 | 0.262 | 0.116 | 0.21 | 0.575 | 0.3 | 0.411 | 0.013 |  | 0.01
3872 | 2004-06-10 | 08:00 | 0.559 | 0.238 | 0.429 | 0.513 | 0.366 | 0.308 | 0.729 | 0.489 | 0.603 | 0.191 | 0.027 | 0.281 | 0.033
3873 | 2004-06-10 | 09:00 | 0.625 | 0.435 | 0.713 | 0.635 | 0.577 | 0.382 | 0.77 | 0.538 | 0.726 | 0.258 | 0.097 | 0.522 | 0.322
3874 | 2004-06-10 | 10:00 | 0.789 | 0.525 | 0.591 | 0.716 | 0.599 | 0.317 | 0.786 | 0.486 | 0.787 | 0.347 | 0.206 | 0.723 | 0.53
3875 | 2004-06-10 | 11:00 | 0.848 | 0.816 | 0.539 | 0.794 | 0.848 | 0.53 | 0.629 | 0.663 | 0.845 | 0.371 | 0.242 | 0.833 | 0.676
3876 | 2004-06-10 | 12:00 | 0.86 | 0.768 | 0.678 | 0.769 | 0.855 | 0.703 | 0.542 | 0.728 | 0.744 | 0.356 | 0.336 | 0.895 | 0.802
3877 | 2004-06-10 | 13:00 | 0.75 | 0.777 | 0.673 | 0.696 | 0.838 | 0.172 | 0.493 | 0.228 | 0.601 | 0.202 | 0.404 | 0.867 | 0.862
3878 | 2004-06-10 | 14:00 | 0.624 | 0.68 | 0.509 | 0.616 | 0.545 | 0.279 | 0.269 | 0.025 | 0.455 | 0.309 | 0.55 | 0.711 | 0.825
3879 | 2004-06-10 | 15:00 | 0.427 | 0.468 | 0.3 | 0.394 | 0.473 | 0.31 | 0.148 | 0.053 | 0.344 | 0.293 | 0.662 | 0.721 | 0.713
3880 | 2004-06-10 | 16:00 | 0.218 | 0.249 | 0.054 | 0.273 | 0.282 | 0.076 | 0.022 | 0.047 | 0.101 | 0.085 | 0.56 | 0.558 | 0.493
3881 | 2004-06-10 | 17:00 | 0.009 | 0.152 |  | 0.069 | 0.083 | 0.004 |  |  | 0.003 | 0.076 | 0.354 | 0.331 | 0.46
3882 | 2004-06-10 | 18:00 |  |  |  | 0.002 | 0.003 | SPP: 0.003; NWP: 0.283; RA: 0.041; CNV: 0.244
3883 | 2004-06-10 | 19:00 | [5 empty] | NWP: 0.101; CNV: 0.019
3884 | 2004-06-10 | 20:00 | [5 empty] | NWP: 0.004
3885 | 2004-06-10 | 21:00
3886 | 2004-06-10 | 22:00
3887 | 2004-06-10 | 23:00
3888 | 2004-06-11 | 00:00
3889 | 2004-06-11 | 01:00
3890 | 2004-06-11 | 02:00
3891 | 2004-06-11 | 03:00
3892 | 2004-06-11 | 04:00
3893 | 2004-06-11 | 05:00 | 0.001 |  | 0.014 |  |  | NY: 0.008; NE: 0.087; FL: 0.006; STV: 0.004
3894 | 2004-06-11 | 06:00 | 0.121 | 0.003 | 0.245 | 0.032 | 0.007 | 0.118 | 0.344 | 0.137 | 0.168 | 0.016
3895 | 2004-06-11 | 07:00 | 0.327 | 0.057 | 0.432 | 0.274 | 0.109 | 0.44 | 0.552 | 0.388 | 0.397 | 0.131 |  | 0.009
3896 | 2004-06-11 | 08:00 | 0.567 | 0.215 | 0.636 | 0.245 | 0.16 | 0.57 | 0.71 | 0.634 | 0.469 | 0.23 | 0.013 | 0.264 | 0.031
3897 | 2004-06-11 | 09:00 | 0.705 | 0.344 | 0.778 | 0.255 | 0.218 | 0.693 | 0.566 | 0.711 | 0.507 | 0.293 | 0.091 | 0.469 | 0.308
3898 | 2004-06-11 | 10:00 | 0.735 | 0.441 | 0.673 | 0.684 | 0.319 | 0.782 | 0.728 | 0.369 | 0.447 | 0.346 | 0.286 | 0.577 | 0.535
3899 | 2004-06-11 | 11:00 | 0.755 | 0.653 | 0.827 | 0.886 | 0.359 | 0.316 | 0.543 | 0.738 | 0.291 | 0.358 | 0.433 | 0.637 | 0.699
3900 | 2004-06-11 | 12:00 | 0.598 | 0.767 | 0.738 | 0.847 | 0.492 | 0.186 | 0.708 | 0.716 | 0.312 | 0.233 | 0.7 | 0.876 | 0.804
3901 | 2004-06-11 | 13:00 | 0.573 | 0.707 | 0.708 | 0.813 | 0.553 | 0.252 | 0.638 | 0.554 | 0.247 | 0.202 | 0.572 | 0.843 | 0.855
3902 | 2004-06-11 | 14:00 | 0.615 | 0.542 | 0.501 | 0.661 | 0.745 | 0.207 | 0.437 | 0.519 | 0.587 | 0.178 | 0.421 | 0.692 | 0.855
3903 | 2004-06-11 | 15:00 | 0.445 | 0.383 | 0.299 | 0.457 | 0.672 | 0.184 | 0.21 | 0.361 | 0.302 | 0.118 | 0.712 | 0.659 | 0.793
3904 | 2004-06-11 | 16:00 | 0.167 | 0.244 | 0.045 | 0.227 | 0.429 | 0.031 | 0.015 | 0.15 | 0.017 | 0.2 | 0.501 | 0.469 | 0.671
3905 | 2004-06-11 | 17:00 | 0.008 | 0.12 |  | 0.054 | 0.253 | 0.001 |  | 0.002 |  | 0.059 | 0.547 | 0.108 | 0.492
3906 | 2004-06-11 | 18:00 |  | 0.003 |  | 0.001 | 0.009 | SPP: 0.001; NWP: 0.349; RA: 0.018; CNV: 0.263
3907 | 2004-06-11 | 19:00 | [5 empty] | NWP: 0.116; CNV: 0.01
3908 | 2004-06-11 | 20:00 | [5 empty] | NWP: 0.002
3909 | 2004-06-11 | 21:00
3910 | 2004-06-11 | 22:00
3911 | 2004-06-11 | 23:00
3912 | 2004-06-12 | 00:00
3913 | 2004-06-12 | 01:00
3914 | 2004-06-12 | 02:00
3915 | 2004-06-12 | 03:00
3916 | 2004-06-12 | 04:00 | [5 empty] | NE: 0.003
3917 | 2004-06-12 | 05:00 | 0.002 |  | 0.015 | 0.001 |  | NY: 0.07; NE: 0.021; FL: 0.01; STV: 0.007
3918 | 2004-06-12 | 06:00 | 0.012 | 0.001 | 0.227 | 0.024 | 0.002 | 0.264 | 0.184 | 0.201 | 0.143 | 0.005
3919 | 2004-06-12 | 07:00 | 0.317 | 0.084 | 0.467 | 0.203 | 0.017 | 0.497 | 0.364 | 0.429 | 0.206 | 0.083 |  | 0.045
3920 | 2004-06-12 | 08:00 | 0.5 | 0.316 | 0.602 | 0.181 | 0.27 | 0.653 | 0.537 | 0.632 | 0.289 | 0.183 | 0.01 | 0.164 | 0.05
3921 | 2004-06-12 | 09:00 | 0.622 | 0.411 | 0.719 | 0.389 | 0.371 | 0.697 | 0.736 | 0.737 | 0.246 | 0.271 | 0.255 | 0.279 | 0.286
3922 | 2004-06-12 | 10:00 | 0.749 | 0.39 | 0.833 | 0.47 | 0.505 | 0.795 | 0.797 | 0.848 | 0.513 | 0.315 | 0.485 | 0.321 | 0.509
3923 | 2004-06-12 | 11:00 | 0.75 | 0.611 | 0.761 | 0.486 | 0.759 | 0.794 | 0.86 | 0.888 | 0.702 | 0.321 | 0.588 | 0.212 | 0.657
3924 | 2004-06-12 | 12:00 | 0.714 | 0.621 | 0.601 | 0.868 | 0.805 | 0.737 | 0.762 | 0.76 | 0.832 | 0.391 | 0.678 | 0.399 | 0.775
3925 | 2004-06-12 | 13:00 | 0.727 | 0.508 | 0.657 | 0.838 | 0.55 | 0.645 | 0.588 | 0.649 | 0.61 | 0.664 | 0.74 | 0.347 | 0.827
3926 | 2004-06-12 | 14:00 | 0.493 | 0.611 | 0.484 | 0.589 | 0.226 | 0.46 | 0.37 | 0.578 | 0.434 | 0.569 | 0.798 | 0.19 | 0.833
3927 | 2004-06-12 | 15:00 | 0.249 | 0.523 | 0.301 | 0.492 | 0.312 | 0.276 | 0.253 | 0.268 | 0.369 | 0.502 | 0.697 | 0.321 | 0.771
3928 | 2004-06-12 | 16:00 | 0.098 | 0.299 | 0.061 | 0.303 | 0.282 | 0.064 | 0.011 | 0.013 | 0.133 | 0.303 | 0.571 | 0.285 | 0.653
3929 | 2004-06-12 | 17:00 | 0.001 | 0.131 | 0.001 | 0.03 | 0.164 | 0.002 |  |  | 0.001 | 0.082 | 0.459 | 0.196 | 0.478
3930 | 2004-06-12 | 18:00 |  | 0.001 |  |  | 0.011 | SPP: 0.001; NWP: 0.331; RA: 0.086; CNV: 0.26
3931 | 2004-06-12 | 19:00 | [5 empty] | NWP: 0.092; CNV: 0.011
3932 | 2004-06-12 | 20:00 | [5 empty] | NWP: 0.004
3933 | 2004-06-12 | 21:00
3934 | 2004-06-12 | 22:00
3935 | 2004-06-12 | 23:00
3936 | 2004-06-13 | 00:00
3937 | 2004-06-13 | 01:00
3938 | 2004-06-13 | 02:00
3939 | 2004-06-13 | 03:00
3940 | 2004-06-13 | 04:00 |  |  | 0.001 |  |  | NY: 0.002; NE: 0.002
3941 | 2004-06-13 | 05:00 | 0.003 |  | 0.017 | 0.001 |  | NY: 0.007; NE: 0.09; FL: 0.003; STV: 0.001
3942 | 2004-06-13 | 06:00 | 0.099 | 0.007 | 0.257 | 0.075 | 0.003 | 0.266 | 0.331 | 0.198 | 0.193 | 0.007
3943 | 2004-06-13 | 07:00 | 0.334 | 0.095 | 0.469 | 0.323 | 0.175 | 0.481 | 0.485 | 0.429 | 0.421 | 0.153 | 0.001 | 0.017
3944 | 2004-06-13 | 08:00 | 0.382 | 0.339 | 0.651 | 0.556 | 0.197 | 0.634 | 0.7 | 0.638 | 0.614 | 0.436 | 0.003 | 0.276 | 0.045
3945 | 2004-06-13 | 09:00 | 0.503 | 0.489 | 0.709 | 0.727 | 0.424 | 0.748 | 0.508 | 0.774 | 0.741 | 0.566 | 0.118 | 0.522 | 0.298
3946 | 2004-06-13 | 10:00 | 0.563 | 0.592 | 0.47 | 0.823 | 0.647 | 0.813 | 0.747 | 0.877 | 0.797 | 0.667 | 0.235 | 0.722 | 0.514
3947 | 2004-06-13 | 11:00 | 0.431 | 0.676 | 0.722 | 0.847 | 0.809 | 0.719 | 0.883 | 0.871 | 0.812 | 0.781 | 0.255 | 0.833 | 0.687
3948 | 2004-06-13 | 12:00 | 0.514 | 0.773 | 0.535 | 0.844 | 0.838 | 0.805 | 0.776 | 0.839 | 0.766 | 0.822 | 0.378 | 0.893 | 0.788
3949 | 2004-06-13 | 13:00 | 0.338 | 0.523 | 0.096 | 0.678 | 0.848 | 0.624 | 0.499 | 0.47 | 0.675 | 0.783 | 0.524 | 0.887 | 0.834
3950 | 2004-06-13 | 14:00 | 0.203 | 0.592 | 0.215 | 0.337 | 0.759 | 0.082 | 0.335 | 0.243 | 0.52 | 0.634 | 0.608 | 0.837 | 0.824
3951 | 2004-06-13 | 15:00 | 0.327 | 0.41 | 0.103 | 0.375 | 0.61 | 0.177 | 0.243 | 0.309 | 0.354 | 0.498 | 0.623 | 0.626 | 0.766
3952 | 2004-06-13 | 16:00 | 0.161 | 0.353 | 0.023 | 0.267 | 0.456 | 0.067 | 0.01 | 0.06 | 0.125 | 0.325 | 0.567 | 0.424 | 0.65
3953 | 2004-06-13 | 17:00 | 0.029 | 0.134 | 0.001 | 0.08 | 0.209 |  |  | 0.002 | 0.001 | 0.069 | 0.444 | 0.329 | 0.472
3954 | 2004-06-13 | 18:00 |  |  |  | 0.002 | 0.003 | NWP: 0.286; RA: 0.079; CNV: 0.257
3955 | 2004-06-13 | 19:00 | [5 empty] | NWP: 0.118; CNV: 0.024
3956 | 2004-06-13 | 20:00 | [5 empty] | NWP: 0.005
3957 | 2004-06-13 | 21:00
3958 | 2004-06-13 | 22:00
3959 | 2004-06-13 | 23:00
3960 | 2004-06-14 | 00:00
3961 | 2004-06-14 | 01:00
3962 | 2004-06-14 | 02:00
3963 | 2004-06-14 | 03:00
3964 | 2004-06-14 | 04:00 | [5 empty] | NE: 0.003
3965 | 2004-06-14 | 05:00 | 0.001 |  | 0.031 |  |  | NY: 0.009; NE: 0.117; FL: 0.007; STV: 0.01
3966 | 2004-06-14 | 06:00 | 0.133 | 0.001 | 0.241 | 0.083 | 0.005 | 0.038 | 0.372 | 0.198 | 0.196 | 0.005
3967 | 2004-06-14 | 07:00 | 0.24 | 0.111 | 0.449 | 0.129 | 0.042 | 0.103 | 0.563 | 0.326 | 0.346 | 0.225 | 0.001 | 0.025
3968 | 2004-06-14 | 08:00 | 0.289 | 0.212 | 0.332 | 0.31 | 0.078 | 0.168 | 0.734 | 0.395 | 0.563 | 0.438 | 0.044 | 0.277 | 0.041
3969 | 2004-06-14 | 09:00 | 0.35 | 0.387 | 0.403 | 0.514 | 0.243 | 0.23 | 0.81 | 0.552 | 0.694 | 0.59 | 0.22 | 0.476 | 0.309
3970 | 2004-06-14 | 10:00 | 0.555 | 0.342 | 0.664 | 0.83 | 0.319 | 0.239 | 0.838 | 0.796 | 0.775 | 0.724 | 0.307 | 0.682 | 0.536
3971 | 2004-06-14 | 11:00 | 0.733 | 0.649 | 0.811 | 0.828 | 0.195 | 0.414 | 0.857 | 0.646 | 0.703 | 0.714 | 0.615 | 0.743 | 0.708
3972 | 2004-06-14 | 12:00 | 0.627 | 0.384 | 0.134 | 0.858 | 0.469 | 0.223 | 0.792 | 0.779 | 0.69 | 0.766 | 0.748 | 0.684 | 0.817
3973 | 2004-06-14 | 13:00 | 0.586 | 0.339 | 0.228 | 0.679 | 0.766 | 0.319 | 0.672 | 0.718 | 0.674 | 0.743 | 0.843 | 0.766 | 0.869
3974 | 2004-06-14 | 14:00 | 0.35 | 0.364 | 0.463 | 0.63 | 0.509 | 0.399 | 0.478 | 0.486 | 0.197 | 0.625 | 0.888 | 0.667 | 0.86
3975 | 2004-06-14 | 15:00 | 0.259 | 0.386 | 0.192 | 0.491 | 0.387 | 0.216 | 0.241 | 0.344 | 0.217 | 0.411 | 0.835 | 0.486 | 0.798
3976 | 2004-06-14 | 16:00 | 0.111 | 0.047 | 0.003 | 0.256 | 0.325 | 0.038 | 0.003 | 0.1 | 0.102 | 0.312 | 0.731 | 0.443 | 0.676
3977 | 2004-06-14 | 17:00 | 0.003 | 0.028 |  | 0.046 | 0.22 |  |  | 0.001 | 0.005 | 0.072 | 0.562 | 0.218 | 0.491
3978 | 2004-06-14 | 18:00 |  | 0.006 |  | 0.001 | 0.027 | NWP: 0.347; RA: 0.077; CNV: 0.264
3979 | 2004-06-14 | 19:00 | [5 empty] | NWP: 0.096; CNV: 0.016
3980 | 2004-06-14 | 20:00 | [5 empty] | NWP: 0.002
3981 | 2004-06-14 | 21:00
3982 | 2004-06-14 | 22:00
3983 | 2004-06-14 | 23:00
3984 | 2004-06-15 | 00:00
3985 | 2004-06-15 | 01:00
3986 | 2004-06-15 | 02:00
3987 | 2004-06-15 | 03:00
3988 | 2004-06-15 | 04:00 |  |  | 0.001 |  |  | NE: 0.001
3989 | 2004-06-15 | 05:00 |  |  | 0.039 | 0.002 |  | NY: 0.013; NE: 0.094; FL: 0.007; STV: 0.006
3990 | 2004-06-15 | 06:00 | 0.014 |  | 0.237 | 0.052 | 0.007 | 0.305 | 0.359 | 0.198 | 0.187 | 0.003
3991 | 2004-06-15 | 07:00 | 0.258 | 0.009 | 0.479 | 0.222 | 0.163 | 0.534 | 0.575 | 0.33 | 0.399 | 0.19 | 0.001 | 0.016
3992 | 2004-06-15 | 08:00 | 0.521 | 0.042 | 0.339 | 0.344 | 0.283 | 0.661 | 0.728 | 0.447 | 0.472 | 0.355 | 0.023 | 0.274 | 0.029
3993 | 2004-06-15 | 09:00 | 0.264 | 0.15 | 0.216 | 0.582 | 0.643 | 0.816 | 0.713 | 0.731 | 0.638 | 0.544 | 0.253 | 0.509 | 0.311
3994 | 2004-06-15 | 10:00 | 0.559 | 0.154 | 0.341 | 0.816 | 0.703 | 0.955 | 0.752 | 0.861 | 0.511 | 0.691 | 0.474 | 0.694 | 0.543
3995 | 2004-06-15 | 11:00 | 0.757 | 0.226 | 0.334 | 0.851 | 0.851 | 0.87 | 0.727 | 0.878 | 0.167 | 0.776 | 0.664 | 0.811 | 0.719
3996 | 2004-06-15 | 12:00 | 0.766 | 0.213 | 0.32 | 0.68 | 0.915 | 0.809 | 0.717 | 0.463 | 0.56 | 0.325 | 0.79 | 0.852 | 0.825
3997 | 2004-06-15 | 13:00 | 0.413 | 0.357 | 0.309 | 0.573 | 0.955 | 0.635 | 0.619 | 0.314 | 0.395 | 0.776 | 0.856 | 0.852 | 0.867
3998 | 2004-06-15 | 14:00 | 0.372 | 0.223 | 0.217 | 0.348 | 0.598 | 0.498 | 0.422 | 0.565 | 0.122 | 0.541 | 0.863 | 0.846 | 0.856
3999 | 2004-06-15 | 15:00 | 0.24 | 0.158 | 0.165 | 0.281 | 0.649 | 0.233 | 0.239 | 0.351 | 0.114 | 0.448 | 0.811 | 0.727 | 0.8
4000 | 2004-06-15 | 16:00 | 0.155 | 0.103 | 0.052 | 0.13 | 0.374 | 0.038 | 0.004 | 0.009 | 0.004 | 0.337 | 0.704 | 0.508 | 0.684
4001 | 2004-06-15 | 17:00 | 0.021 | 0.107 | 0.006 |  | 0.21 |  |  | 0.001 |  | 0.105 | 0.538 | 0.317 | 0.505
4002 | 2004-06-15 | 18:00 |  | 0.004 |  |  | 0.027 | SPP: 0.004; NWP: 0.329; RA: 0.077; CNV: 0.271
4003 | 2004-06-15 | 19:00 |  |  |  |  | 0.001 | NWP: 0.101; RA: 0.001; CNV: 0.011
4004 | 2004-06-15 | 20:00 | [5 empty] | NWP: 0.003
4005 | 2004-06-15 | 21:00
4006 | 2004-06-15 | 22:00
4007 | 2004-06-15 | 23:00
4008 | 2004-06-16 | 00:00
4009 | 2004-06-16 | 01:00
4010 | 2004-06-16 | 02:00
4011 | 2004-06-16 | 03:00
4012 | 2004-06-16 | 04:00
4013 | 2004-06-16 | 05:00 | 0.001 |  | 0.039 | 0.001 |  | NY: 0.012; NE: 0.09; FL: 0.026
4014 | 2004-06-16 | 06:00 | 0.131 |  | 0.275 | 0.029 | 0.002 | 0.299 | 0.341 | 0.208 | 0.127 | 0.003
4015 | 2004-06-16 | 07:00 | 0.234 | 0.02 | 0.506 | 0.286 | 0.13 | 0.547 | 0.4 | 0.411 | 0.186 | 0.228 | 0.001 | 0.034
4016 | 2004-06-16 | 08:00 | 0.463 | 0.095 | 0.695 | 0.469 | 0.386 | 0.724 | 0.617 | 0.617 | 0.272 | 0.421 | 0.016 | 0.261 | 0.029
4017 | 2004-06-16 | 09:00 | 0.673 | 0.184 | 0.827 | 0.6 | 0.609 | 0.863 | 0.399 | 0.758 | 0.569 | 0.635 | 0.253 | 0.515 | 0.316
4018 | 2004-06-16 | 10:00 | 0.689 | 0.199 | 0.884 | 0.655 | 0.768 | 0.881 | 0.376 | 0.828 | 0.31 | 0.746 | 0.474 | 0.731 | 0.517
4019 | 2004-06-16 | 11:00 | 0.837 | 0.369 | 0.846 | 0.72 | 0.856 | 0.888 | 0.274 | 0.838 | 0.427 | 0.813 | 0.658 | 0.801 | 0.682
4020 | 2004-06-16 | 12:00 | 0.832 | 0.428 | 0.791 | 0.892 | 0.903 | 0.809 | 0.296 | 0.816 | 0.556 | 0.769 | 0.766 | 0.915 | 0.798
4021 | 2004-06-16 | 13:00 | 0.772 | 0.421 | 0.698 | 0.706 | 0.881 | 0.741 | 0.206 | 0.72 | 0.32 | 0.688 | 0.808 | 0.911 | 0.824
4022 | 2004-06-16 | 14:00 | 0.633 | 0.341 | 0.517 | 0.659 | 0.801 | 0.56 | 0.189 | 0.566 | 0.43 | 0.641 | 0.793 | 0.853 | 0.817
4023 | 2004-06-16 | 15:00 | 0.455 | 0.287 | 0.306 | 0.325 | 0.662 | 0.326 | 0.142 | 0.351 | 0.246 | 0.436 | 0.783 | 0.704 | 0.758
4024 | 2004-06-16 | 16:00 | 0.239 | 0.106 | 0.079 | 0.213 | 0.458 | 0.039 | 0.044 | 0.11 | 0.047 | 0.217 | 0.7 | 0.369 | 0.664
4025 | 2004-06-16 | 17:00 | 0.007 | 0.1 | 0.001 | 0.026 | 0.226 |  |  |  | 0.001 | 0.068 | 0.547 | 0.283 | 0.497
4026 | 2004-06-16 | 18:00 |  | 0.002 |  | 0.002 | 0.007 | NWP: 0.329; RA: 0.077; CNV: 0.269
4027 | 2004-06-16 | 19:00 | [5 empty] | NWP: 0.101; RA: 0.001; CNV: 0.011
4028 | 2004-06-16 | 20:00 | [5 empty] | NWP: 0.004
4029 | 2004-06-16 | 21:00
4030 | 2004-06-16 | 22:00
4031 | 2004-06-16 | 23:00
4032 | 2004-06-17 | 00:00
4033 | 2004-06-17 | 01:00
4034 | 2004-06-17 | 02:00
4035 | 2004-06-17 | 03:00
4036 | 2004-06-17 | 04:00 |  |  | 0.001 |  |  | NE: 0.002
4037 | 2004-06-17 | 05:00 | 0.002 |  | 0.027 |  |  | NY: 0.013; NE: 0.082; FL: 0.002; STV: 0.002
4038 | 2004-06-17 | 06:00 | 0.119 |  | 0.274 | 0.077 | 0.002 | 0.288 | 0.114 | 0.158 | 0.145 | 0.003
4039 | 2004-06-17 | 07:00 | 0.337 | 0.005 | 0.518 | 0.302 | 0.092 | 0.53 | 0.221 | 0.388 | 0.376 | 0.23 | 0.001 | 0.006
4040 | 2004-06-17 | 08:00 | 0.555 | 0.031 | 0.638 | 0.523 | 0.384 | 0.702 | 0.466 | 0.554 | 0.557 | 0.463 | 0.018 | 0.276 | 0.034
4041 | 2004-06-17 | 09:00 | 0.665 | 0.242 | 0.76 | 0.699 | 0.486 | 0.839 | 0.411 | 0.697 | 0.548 | 0.64 | 0.252 | 0.512 | 0.307
4042 | 2004-06-17 | 10:00 | 0.752 | 0.356 | 0.821 | 0.648 | 0.603 | 0.907 | 0.398 | 0.823 | 0.774 | 0.758 | 0.493 | 0.69 | 0.532
4043 | 2004-06-17 | 11:00 | 0.796 | 0.404 | 0.825 | 0.768 | 0.814 | 0.903 | 0.322 | 0.846 | 0.848 | 0.815 | 0.673 | 0.794 | 0.699
4044 | 2004-06-17 | 12:00 | 0.774 | 0.662 | 0.79 | 0.805 | 0.83 | 0.796 | 0.275 | 0.814 | 0.625 | 0.825 | 0.802 | 0.907 | 0.793
4045 | 2004-06-17 | 13:00 | 0.728 | 0.83 | 0.667 | 0.572 | 0.861 | 0.678 | 0.223 | 0.714 | 0.519 | 0.751 | 0.816 | 0.805 | 0.832
4046 | 2004-06-17 | 14:00 | 0.343 | 0.694 | 0.47 | 0.358 | 0.744 | 0.52 | 0.184 | 0.565 | 0.39 | 0.701 | 0.863 | 0.573 | 0.805
4047 | 2004-06-17 | 15:00 | 0.149 | 0.524 | 0.309 | 0.382 | 0.638 | 0.316 | 0.22 | 0.353 | 0.22 | 0.475 | 0.768 | 0.579 | 0.729
4048 | 2004-06-17 | 16:00 | 0.126 | 0.337 | 0.072 | 0.277 | 0.453 | 0.047 | 0.028 | 0.114 | 0.117 | 0.268 | 0.686 | 0.304 | 0.585
4049 | 2004-06-17 | 17:00 | 0.023 | 0.148 |  | 0.042 | 0.217 |  |  |  | 0.003 | 0.066 | 0.509 | 0.239 | 0.185
4050 | 2004-06-17 | 18:00 |  | 0.001 |  | 0.001 | 0.007 | NWP: 0.333; RA: 0.079; CNV: 0.207
4051 | 2004-06-17 | 19:00 | [5 empty] | NWP: 0.12; RA: 0.004; CNV: 0.027
4052 | 2004-06-17 | 20:00 | [5 empty] | NWP: 0.004; CNV: 0.001
4053 | 2004-06-17 | 21:00
4054 | 2004-06-17 | 22:00
4055 | 2004-06-17 | 23:00
4056 | 2004-06-18 | 00:00
4057 | 2004-06-18 | 01:00
4058 | 2004-06-18 | 02:00
4059 | 2004-06-18 | 03:00
4060 | 2004-06-18 | 04:00 | [5 empty] | NY: 0.001; NE: 0.002
4061 | 2004-06-18 | 05:00 |  |  | 0.01 |  |  | NY: 0.025; NE: 0.08; FL: 0.003; STV: 0.002
4062 | 2004-06-18 | 06:00 | 0.006 | 0.002 | 0.266 | 0.041 | 0.003 | 0.281 | 0.133 | 0.186 | 0.07 | 0.012
4063 | 2004-06-18 | 07:00 | 0.08 | 0.152 | 0.505 | 0.094 | 0.127 | 0.517 | 0.231 | 0.392 | 0.364 | 0.217 | 0.001 | 0.007
4064 | 2004-06-18 | 08:00 | 0.169 | 0.145 | 0.689 | 0.239 | 0.385 | 0.699 | 0.155 | 0.617 | 0.283 | 0.448 | 0.018 | 0.275 | 0.038
4065 | 2004-06-18 | 09:00 | 0.152 | 0.304 | 0.777 | 0.423 | 0.585 | 0.68 | 0.33 | 0.745 | 0.651 | 0.553 | 0.243 | 0.521 | 0.304
4066 | 2004-06-18 | 10:00 | 0.344 | 0.657 | 0.807 | 0.663 | 0.742 | 0.833 | 0.37 | 0.824 | 0.808 | 0.625 | 0.45 | 0.713 | 0.454
4067 | 2004-06-18 | 11:00 | 0.223 | 0.727 | 0.895 | 0.758 | 0.796 | 0.854 | 0.218 | 0.839 | 0.726 | 0.703 | 0.619 | 0.791 | 0.655
4068 | 2004-06-18 | 12:00 | 0.411 | 0.902 | 0.672 | 0.54 | 0.866 | 0.841 | 0.412 | 0.821 | 0.72 | 0.764 | 0.75 | 0.93 | 0.776
4069 | 2004-06-18 | 13:00 | 0.362 | 0.608 | 0.649 | 0.41 | 0.881 | 0.682 | 0.449 | 0.723 | 0.611 | 0.613 | 0.825 | 0.909 | 0.832
4070 | 2004-06-18 | 14:00 | 0.61 | 0.648 | 0.43 | 0.363 | 0.799 | 0.41 | 0.358 | 0.564 | 0.537 | 0.527 | 0.845 | 0.785 | 0.817
4071 | 2004-06-18 | 15:00 | 0.364 | 0.595 | 0.309 | 0.257 | 0.646 | 0.305 | 0.192 | 0.356 | 0.344 | 0.314 | 0.805 | 0.734 | 0.78
4072 | 2004-06-18 | 16:00 | 0.236 | 0.318 | 0.059 | 0.25 | 0.374 | 0.059 | 0.033 | 0.109 | 0.126 | 0.257 | 0.704 | 0.518 | 0.664
4073 | 2004-06-18 | 17:00 | 0.003 | 0.129 |  | 0.066 | 0.203 | 0.001 | 0.001 |  | 0.004 | 0.07 | 0.544 | 0.339 | 0.488
4074 | 2004-06-18 | 18:00 |  | 0.001 |  | 0.001 | 0.013 | SPP: 0.001; NWP: 0.34; RA: 0.07; CNV: 0.266
4075 | 2004-06-18 | 19:00 |  |  |  |  | 0.001 | NWP: 0.101; RA: 0.001; CNV: 0.019
4076 | 2004-06-18 | 20:00 | [5 empty] | NWP: 0.002
4077 | 2004-06-18 | 21:00
4078 | 2004-06-18 | 22:00
4079 | 2004-06-18 | 23:00
4080 | 2004-06-19 | 00:00
4081 | 2004-06-19 | 01:00
4082 | 2004-06-19 | 02:00
4083 | 2004-06-19 | 03:00
4084 | 2004-06-19 | 04:00 |  |  | 0.001 |  |  | NY: 0.001; NE: 0.001
4085 | 2004-06-19 | 05:00 | 0.006 |  | 0.037 | 0.002 |  | NY: 0.028; NE: 0.094; FL: 0.002; STV: 0.006
4086 | 2004-06-19 | 06:00 | 0.111 | 0.003 | 0.239 | 0.082 | 0.009 | 0.232 | 0.331 | 0.189 | 0.087 | 0.006
4087 | 2004-06-19 | 07:00 | 0.328 | 0.136 | 0.457 | 0.301 | 0.099 | 0.484 | 0.542 | 0.378 | 0.179 | 0.186 |  | 0.013
4088 | 2004-06-19 | 08:00 | 0.504 | 0.266 | 0.639 | 0.522 | 0.151 | 0.614 | 0.575 | 0.502 | 0.251 | 0.428 | 0.029 | 0.288 | 0.041
4089 | 2004-06-19 | 09:00 | 0.703 | 0.564 | 0.736 | 0.72 | 0.416 | 0.693 | 0.803 | 0.505 | 0.271 | 0.451 | 0.108 | 0.539 | 0.3
4090 | 2004-06-19 | 10:00 | 0.775 | 0.6 | 0.795 | 0.855 | 0.594 | 0.573 | 0.834 | 0.738 | 0.319 | 0.659 | 0.2 | 0.723 | 0.524
4091 | 2004-06-19 | 11:00 | 0.74 | 0.679 | 0.786 | 0.906 | 0.798 | 0.851 | 0.74 | 0.726 | 0.337 | 0.231 | 0.13 | 0.788 | 0.696
4092 | 2004-06-19 | 12:00 | 0.782 | 0.704 | 0.739 | 0.907 | 0.882 | 0.71 | 0.769 | 0.787 | 0.332 | 0.386 | 0.373 | 0.832 | 0.799
4093 | 2004-06-19 | 13:00 | 0.707 | 0.577 | 0.643 | 0.853 | 0.768 | 0.635 | 0.471 | 0.623 | 0.197 | 0.313 | 0.375 | 0.934 | 0.845
4094 | 2004-06-19 | 14:00 | 0.633 | 0.565 | 0.417 | 0.725 | 0.771 | 0.374 | 0.382 | 0.406 | 0.171 | 0.227 | 0.197 | 0.887 | 0.834
4095 | 2004-06-19 | 15:00 | 0.415 | 0.56 | 0.288 | 0.535 | 0.498 | 0.235 | 0.192 | 0.322 | 0.081 | 0.489 | 0.367 | 0.752 | 0.778
4096 | 2004-06-19 | 16:00 | 0.206 | 0.335 | 0.085 | 0.296 | 0.46 | 0.096 | 0.007 | 0.225 | 0.015 | 0.281 | 0.327 | 0.539 | 0.662
4097 | 2004-06-19 | 17:00 | 0.005 | 0.155 | 0.002 | 0.02 | 0.208 | 0.005 |  | 0.006 | 0.004 |  | 0.135 | 0.323 | 0.486
4098 | 2004-06-19 | 18:00 |  | 0.002 |  | 0.001 | 0.009 | NWP: 0.198; RA: 0.051; CNV: 0.267
4099 | 2004-06-19 | 19:00 | [5 empty] | NWP: 0.091; CNV: 0.021
4100 | 2004-06-19 | 20:00 | [5 empty] | NWP: 0.007
4101 | 2004-06-19 | 21:00
4102 | 2004-06-19 | 22:00
4103 | 2004-06-19 | 23:00
4104 | 2004-06-20 | 00:00
4105 | 2004-06-20 | 01:00
4106 | 2004-06-20 | 02:00
4107 | 2004-06-20 | 03:00
4108 | 2004-06-20 | 04:00
4109 | 2004-06-20 | 05:00 | 0.001 |  | 0.007 | 0.002 |  | NY: 0.003; NE: 0.083; FL: 0.003; STV: 0.005
4110 | 2004-06-20 | 06:00 | 0.079 | 0.001 | 0.259 | 0.082 | 0.008 | 0.049 | 0.325 | 0.09 | 0.169 | 0.015
4111 | 2004-06-20 | 07:00 | 0.187 | 0.106 | 0.489 | 0.149 | 0.107 | 0.099 | 0.606 | 0.293 | 0.381 | 0.195 |  | 0.008
4112 | 2004-06-20 | 08:00 | 0.253 | 0.35 | 0.674 | 0.161 | 0.203 | 0.269 | 0.217 | 0.322 | 0.595 | 0.169 | 0.006 | 0.284 | 0.047
4113 | 2004-06-20 | 09:00 | 0.553 | 0.487 | 0.695 | 0.335 | 0.205 | 0.173 | 0.584 | 0.499 | 0.72 | 0.097 | 0.265 | 0.528 | 0.281
4114 | 2004-06-20 | 10:00 | 0.296 | 0.718 | 0.678 | 0.71 | 0.281 | 0.338 | 0.476 | 0.438 | 0.782 | 0.154 | 0.508 | 0.718 | 0.502
4115 | 2004-06-20 | 11:00 | 0.308 | 0.826 | 0.681 | 0.743 | 0.266 | 0.237 | 0.799 | 0.384 | 0.8 | 0.337 | 0.709 | 0.828 | 0.637
4116 | 2004-06-20 | 12:00 | 0.503 | 0.835 | 0.744 | 0.837 | 0.406 | 0.362 | 0.271 | 0.398 | 0.799 | 0.313 | 0.841 | 0.883 | 0.751
4117 | 2004-06-20 | 13:00 | 0.609 | 0.773 | 0.591 | 0.45 | 0.345 | 0.31 | 0.417 | 0.609 | 0.689 | 0.393 | 0.909 | 0.893 | 0.76
4118 | 2004-06-20 | 14:00 | 0.431 | 0.692 | 0.494 | 0.446 | 0.159 | 0.276 | 0.111 | 0.344 | 0.517 | 0.636 | 0.918 | 0.835 | 0.791
4119 | 2004-06-20 | 15:00 | 0.428 | 0.486 | 0.33 | 0.223 | 0.392 | 0.072 | 0.137 | 0.038 | 0.326 | 0.474 | 0.862 | 0.708 | 0.727
4120 | 2004-06-20 | 16:00 | 0.225 | 0.386 | 0.081 | 0.235 | 0.231 | 0.057 | 0.035 | 0.001 | 0.125 | 0.316 | 0.7 | 0.487 | 0.598
4121 | 2004-06-20 | 17:00 | 0.01 | 0.111 | 0.002 | 0.027 | 0.211 | 0.004 | 0.001 |  | 0.001 | 0.111 | 0.546 | 0.273 | 0.442
4122 | 2004-06-20 | 18:00 |  | 0.002 |  |  | 0.01 | SPP: 0.001; NWP: 0.343; RA: 0.088; CNV: 0.248
4123 | 2004-06-20 | 19:00 | [5 empty] | NWP: 0.084; CNV: 0.022
4124 | 2004-06-20 | 20:00 | [5 empty] | NWP: 0.001
4125 | 2004-06-20 | 21:00
4126 | 2004-06-20 | 22:00
4127 | 2004-06-20 | 23:00
4128 | 2004-06-21 | 00:00
4129 | 2004-06-21 | 01:00
4130 | 2004-06-21 | 02:00
4131 | 2004-06-21 | 03:00
4132 | 2004-06-21 | 04:00 | [5 empty] | NE: 0.005
4133 | 2004-06-21 | 05:00 | 0.002 |  | 0.002 |  |  | NY: 0.008; NE: 0.123; FL: 0.005; STV: 0.002
4134 | 2004-06-21 | 06:00 | 0.011 | 0.001 | 0.047 | 0.03 | 0.003 | 0.159 | 0.361 | 0.083 | 0.187 | 0.005
4135 | 2004-06-21 | 07:00 | 0.044 | 0.042 | 0.094 | 0.122 | 0.083 | 0.236 | 0.547 | 0.136 | 0.368 | 0.205 | 0.001 | 0.006
4136 | 2004-06-21 | 08:00 | 0.097 | 0.271 | 0.204 | 0.294 | 0.347 | 0.291 | 0.706 | 0.148 | 0.523 | 0.455 | 0.017 | 0.267 | 0.027
4137 | 2004-06-21 | 09:00 | 0.266 | 0.475 | 0.222 | 0.541 | 0.506 | 0.193 | 0.739 | 0.33 | 0.687 | 0.633 | 0.248 | 0.503 | 0.299
4138 | 2004-06-21 | 10:00 | 0.401 | 0.687 | 0.195 | 0.759 | 0.689 | 0.205 | 0.64 | 0.524 | 0.685 | 0.745 | 0.438 | 0.667 | 0.509
4139 | 2004-06-21 | 11:00 | 0.27 | 0.671 | 0.227 | 0.664 | 0.785 | 0.229 | 0.241 | 0.511 | 0.795 | 0.779 | 0.586 | 0.799 | 0.649
4140 | 2004-06-21 | 12:00 | 0.535 | 0.704 | 0.21 | 0.84 | 0.772 | 0.193 | 0.272 | 0.293 | 0.745 | 0.755 | 0.661 | 0.765 | 0.778
4141 | 2004-06-21 | 13:00 | 0.553 | 0.632 | 0.189 | 0.809 | 0.723 | 0.173 | 0.235 | 0.153 | 0.517 | 0.699 | 0.706 | 0.832 | 0.839
4142 | 2004-06-21 | 14:00 | 0.38 | 0.698 | 0.144 | 0.692 | 0.602 | 0.116 | 0.152 | 0.027 | 0.445 | 0.568 | 0.35 | 0.754 | 0.843
4143 | 2004-06-21 | 15:00 | 0.299 | 0.572 | 0.088 | 0.514 | 0.439 | 0.067 | 0.197 | 0.081 | 0.361 | 0.393 | 0.262 | 0.384 | 0.779
4144 | 2004-06-21 | 16:00 | 0.256 | 0.392 | 0.091 | 0.286 | 0.242 | 0.01 | 0.031 | 0.043 | 0.124 | 0.136 | 0.228 | 0.263 | 0.661
4145 | 2004-06-21 | 17:00 | 0.031 | 0.132 | 0.001 | 0.025 | 0.121 |  | 0.001 | 0.002 | 0.001 | 0.1 | 0.226 | 0.235 | 0.484
4146 | 2004-06-21 | 18:00 |  | 0.001 |  |  | 0.014 | SPP: 0.002; NWP: 0.136; RA: 0.092; CNV: 0.267
4147 | 2004-06-21 | 19:00 | [5 empty] | NWP: 0.04; RA: 0.001; CNV: 0.014
4148 | 2004-06-21 | 20:00 | [5 empty] | NWP: 0.004
4149 | 2004-06-21 | 21:00
4150 | 2004-06-21 | 22:00
4151 | 2004-06-21 | 23:00
4152 | 2004-06-22 | 00:00
4153 | 2004-06-22 | 01:00
4154 | 2004-06-22 | 02:00
4155 | 2004-06-22 | 03:00
4156 | 2004-06-22 | 04:00 | [5 empty] | NY: 0.001; NE: 0.002
4157 | 2004-06-22 | 05:00 | 0.002 |  | 0.027 |  |  | NY: 0.015; NE: 0.045; FL: 0.002; STV: 0.01
4158 | 2004-06-22 | 06:00 | 0.088 | 0.002 | 0.177 | 0.025 | 0.002 | 0.039 | 0.132 | 0.095 | 0.158 | 0.022
4159 | 2004-06-22 | 07:00 | 0.232 | 0.141 | 0.257 | 0.305 | 0.102 | 0.146 | 0.212 | 0.243 | 0.301 | 0.235 | 0.001 | 0.02
4160 | 2004-06-22 | 08:00 | 0.5 | 0.305 | 0.301 | 0.534 | 0.187 | 0.646 | 0.322 | 0.358 | 0.595 | 0.365 | 0.01 | 0.266 | 0.024
4161 | 2004-06-22 | 09:00 | 0.664 | 0.391 | 0.348 | 0.707 | 0.27 | 0.438 | 0.46 | 0.522 | 0.558 | 0.539 | 0.154 | 0.507 | 0.299
4162 | 2004-06-22 | 10:00 | 0.763 | 0.584 | 0.418 | 0.817 | 0.276 | 0.848 | 0.683 | 0.801 | 0.756 | 0.319 | 0.233 | 0.689 | 0.522
4163 | 2004-06-22 | 11:00 | 0.801 | 0.748 | 0.331 | 0.862 | 0.564 | 0.763 | 0.887 | 0.757 | 0.782 | 0.795 | 0.164 | 0.799 | 0.684
4164 | 2004-06-22 | 12:00 | 0.486 | 0.757 | 0.244 | 0.862 | 0.802 | 0.656 | 0.749 | 0.618 | 0.757 | 0.77 | 0.364 | 0.885 | 0.786
4165 | 2004-06-22 | 13:00 | 0.554 | 0.482 | 0.492 | 0.811 | 0.797 | 0.694 | 0.587 | 0.609 | 0.508 | 0.771 | 0.401 | 0.866 | 0.83
4166 | 2004-06-22 | 14:00 | 0.469 | 0.688 | 0.435 | 0.696 | 0.729 | 0.477 | 0.461 | 0.408 | 0.537 | 0.54 | 0.361 | 0.538 | 0.825
4167 | 2004-06-22 | 15:00 | 0.386 | 0.562 | 0.319 | 0.513 | 0.607 | 0.289 | 0.239 | 0.108 | 0.366 | 0.482 | 0.386 | 0.377 | 0.767
4168 | 2004-06-22 | 16:00 | 0.212 | 0.38 | 0.058 | 0.289 | 0.434 | 0.071 | 0.006 | 0.026 | 0.13 | 0.28 | 0.327 | 0.384 | 0.656
4169 | 2004-06-22 | 17:00 | 0.015 | 0.161 |  | 0.022 | 0.217 | 0.001 |  | 0.001 | 0.003 | 0.059 | 0.388 | 0.28 | 0.484
4170 | 2004-06-22 | 18:00 |  |  |  | 0.001 | 0.002 | NWP: 0.336; RA: 0.079; CNV: 0.266
4171 | 2004-06-22 | 19:00 | [5 empty] | NWP: 0.101; RA: 0.005; CNV: 0.013
4172 | 2004-06-22 | 20:00 | [5 empty] | NWP: 0.003
4173 | 2004-06-22 | 21:00
4174 | 2004-06-22 | 22:00
4175 | 2004-06-22 | 23:00
4176 | 2004-06-23 | 00:00
4177 | 2004-06-23 | 01:00
4178 | 2004-06-23 | 02:00
4179 | 2004-06-23 | 03:00
4180 | 2004-06-23 | 04:00 | [5 empty] | NE: 0.001
4181 | 2004-06-23 | 05:00 | 0.008 |  | 0.006 |  |  | NY: 0.031; NE: 0.087; FL: 0.003; STV: 0.001
4182 | 2004-06-23 | 06:00 | 0.083 |  | 0.202 | 0.043 |  | 0.275 | 0.345 | 0.181 | 0.015 | 0.002
4183 | 2004-06-23 | 07:00 | 0.207 | 0.149 | 0.429 | 0.222 | 0.096 | 0.436 | 0.558 | 0.375 | 0.343 | 0.099 | 0.001 | 0.007 | 0.002
4184 | 2004-06-23 | 08:00 | 0.533 | 0.378 | 0.633 | 0.279 | 0.349 | 0.42 | 0.717 | 0.549 | 0.396 | 0.328 | 0.022 | 0.269 | 0.083
4185 | 2004-06-23 | 09:00 | 0.661 | 0.583 | 0.725 | 0.655 | 0.576 | 0.306 | 0.755 | 0.728 | 0.672 | 0.572 | 0.118 | 0.508 | 0.287
4186 | 2004-06-23 | 10:00 | 0.646 | 0.715 | 0.808 | 0.76 | 0.728 | 0.656 | 0.883 | 0.84 | 0.687 | 0.193 | 0.357 | 0.689 | 0.393
4187 | 2004-06-23 | 11:00 | 0.791 | 0.795 | 0.546 | 0.731 | 0.819 | 0.764 | 0.83 | 0.656 | 0.713 | 0.213 | 0.498 | 0.797 | 0.599
4188 | 2004-06-23 | 12:00 | 0.732 | 0.814 | 0.419 | 0.791 | 0.856 | 0.475 | 0.664 | 0.302 | 0.778 | 0.533 | 0.789 | 0.922 | 0.686
4189 | 2004-06-23 | 13:00 | 0.793 | 0.794 | 0.124 | 0.707 | 0.83 | 0.29 | 0.618 | 0.37 | 0.632 | 0.513 | 0.709 | 0.876 | 0.693
4190 | 2004-06-23 | 14:00 | 0.628 | 0.726 | 0.295 | 0.595 | 0.756 | 0.197 | 0.47 | 0.429 | 0.51 | 0.331 | 0.722 | 0.182 | 0.792
4191 | 2004-06-23 | 15:00 | 0.448 | 0.572 | 0.31 | 0.411 | 0.594 | 0.107 | 0.248 | 0.241 | 0.349 | 0.348 | 0.754 | 0.482 | 0.608
4192 | 2004-06-23 | 16:00 | 0.227 | 0.366 | 0.084 | 0.225 | 0.415 | 0.022 | 0.004 | 0.028 | 0.126 | 0.252 | 0.733 | 0.29 | 0.424
4193 | 2004-06-23 | 17:00 | 0.003 | 0.152 | 0.001 | 0.012 | 0.206 |  |  | 0.001 | 0.004 | 0.016 | 0.578 | 0.137 | 0.382
4194 | 2004-06-23 | 18:00 |  |  |  |  | 0.007 | SPP: 0.002; NWP: 0.356; RA: 0.13; CNV: 0.197
4195 | 2004-06-23 | 19:00 | [5 empty] | NWP: 0.088; RA: 0.001; CNV: 0.052
4196 | 2004-06-23 | 20:00
4197 | 2004-06-23 | 21:00
4198 | 2004-06-23 | 22:00
4199 | 2004-06-23 | 23:00
4200 | 2004-06-24 | 00:00
4201 | 2004-06-24 | 01:00
4202 | 2004-06-24 | 02:00
4203 | 2004-06-24 | 03:00
4204 | 2004-06-24 | 04:00 | [5 empty] | NY: 0.001
4205 | 2004-06-24 | 05:00 | 0.002 |  | 0.011 | 0.001 |  | NY: 0.022; NE: 0.09; FL: 0.006; STV: 0.004
4206 | 2004-06-24 | 06:00 | 0.093 |  | 0.194 | 0.022 | 0.001 | 0.282 | 0.331 | 0.123 | 0.162 | 0.004
4207 | 2004-06-24 | 07:00 | 0.342 | 0.14 | 0.508 | 0.147 | 0.058 | 0.434 | 0.567 | 0.326 | 0.369 | 0.214 |  | 0.004
4208 | 2004-06-24 | 08:00 | 0.564 | 0.381 | 0.701 | 0.088 | 0.349 | 0.338 | 0.715 | 0.513 | 0.574 | 0.439 | 0.005 | 0.276 | 0.029
4209 | 2004-06-24 | 09:00 | 0.739 | 0.583 | 0.665 | 0.258 | 0.567 | 0.254 | 0.776 | 0.682 | 0.629 | 0.602 | 0.25 | 0.528 | 0.3
4210 | 2004-06-24 | 10:00 | 0.856 | 0.723 | 0.642 | 0.326 | 0.669 | 0.651 | 0.762 | 0.74 | 0.691 | 0.392 | 0.487 | 0.721 | 0.525
4211 | 2004-06-24 | 11:00 | 0.903 | 0.823 | 0.57 | 0.539 | 0.835 | 0.613 | 0.724 | 0.729 | 0.707 | 0.604 | 0.674 | 0.84 | 0.697
4212 | 2004-06-24 | 12:00 | 0.832 | 0.889 | 0.553 | 0.288 | 0.888 | 0.73 | 0.695 | 0.696 | 0.615 | 0.706 | 0.797 | 0.91 | 0.808
4213 | 2004-06-24 | 13:00 | 0.771 | 0.684 | 0.588 | 0.36 | 0.859 | 0.702 | 0.589 | 0.639 | 0.551 | 0.561 | 0.861 | 0.917 | 0.849
4214 | 2004-06-24 | 14:00 | 0.656 | 0.72 | 0.539 | 0.13 | 0.744 | 0.495 | 0.404 | 0.533 | 0.123 | 0.636 | 0.868 | 0.863 | 0.849
4215 | 2004-06-24 | 15:00 | 0.447 | 0.488 | 0.31 | 0.225 | 0.642 | 0.275 | 0.231 | 0.303 | 0.263 | 0.514 | 0.822 | 0.745 | 0.791
4216 | 2004-06-24 | 16:00 | 0.229 | 0.387 | 0.079 | 0.133 | 0.453 | 0.075 | 0.002 | 0.011 | 0.04 | 0.32 | 0.716 | 0.565 | 0.67
4217 | 2004-06-24 | 17:00 | 0.013 | 0.128 | 0.001 | 0.003 | 0.247 | 0.001 |  |  |  | 0.07 | 0.56 | 0.331 | 0.49
4218 | 2004-06-24 | 18:00 |  | 0.002 |  | 0.001 | 0.018 | NWP: 0.346; RA: 0.047; CNV: 0.271
4219 | 2004-06-24 | 19:00 | [5 empty] | NWP: 0.085; CNV: 0.018
4220 | 2004-06-24 | 20:00 | [5 empty] | NWP: 0.002
4221 | 2004-06-24 | 21:00
4222 | 2004-06-24 | 22:00
4223 | 2004-06-24 | 23:00
4224 | 2004-06-25 | 00:00
4225 | 2004-06-25 | 01:00
4226 | 2004-06-25 | 02:00
4227 | 2004-06-25 | 03:00
4228 | 2004-06-25 | 04:00 | [5 empty] | NE: 0.005
4229 | 2004-06-25 | 05:00 | 0.001 |  | 0.009 |  |  | NY: 0.007; NE: 0.007; FL: 0.007; STV: 0.007
4230 | 2004-06-25 | 06:00 | 0.09 |  | 0.25 | 0.052 |  | 0.276 | 0.188 | 0.189 | 0.189 | 0.009
4231 | 2004-06-25 | 07:00 | 0.339 | 0.168 | 0.492 | 0.119 | 0.09 | 0.514 | 0.306 | 0.356 | 0.38 | 0.217 |  | 0.004
4232 | 2004-06-25 | 08:00 | 0.549 | 0.331 | 0.535 | 0.091 | 0.298 | 0.339 | 0.421 | 0.5 | 0.545 | 0.403 | 0.01 | 0.282 | 0.032
4233 | 2004-06-25 | 09:00 | 0.695 | 0.507 | 0.757 | 0.265 | 0.56 | 0.322 | 0.627 | 0.571 | 0.68 | 0.562 | 0.246 | 0.537 | 0.299
4234 | 2004-06-25 | 10:00 | 0.798 | 0.682 | 0.785 | 0.328 | 0.767 | 0.824 | 0.832 | 0.699 | 0.667 | 0.577 | 0.417 | 0.738 | 0.528
4235 | 2004-06-25 | 11:00 | 0.759 | 0.732 | 0.579 | 0.355 | 0.874 | 0.649 | 0.828 | 0.741 | 0.764 | 0.8 | 0.585 | 0.864 | 0.708
4236 | 2004-06-25 | 12:00 | 0.703 | 0.66 | 0.632 | 0.37 | 0.915 | 0.49 | 0.724 | 0.703 | 0.682 | 0.734 | 0.709 | 0.925 | 0.822
4237 | 2004-06-25 | 13:00 | 0.646 | 0.703 | 0.326 | 0.392 | 0.894 | 0.115 | 0.634 | 0.611 | 0.686 | 0.695 | 0.768 | 0.925 | 0.874
4238 | 2004-06-25 | 14:00 | 0.572 | 0.608 | 0.52 | 0.187 | 0.809 | 0.184 | 0.461 | 0.269 | 0.506 | 0.519 | 0.782 | 0.866 | 0.868
4239 | 2004-06-25 | 15:00 | 0.425 | 0.405 | 0.291 | 0.276 | 0.677 | 0.133 | 0.24 | 0.234 | 0.332 | 0.404 | 0.784 | 0.745 | 0.806
4240 | 2004-06-25 | 16:00 | 0.231 | 0.27 | 0.029 | 0.176 | 0.473 | 0.063 | 0.026 | 0.145 | 0.099 | 0.3 | 0.624 | 0.568 | 0.689
4241 | 2004-06-25 | 17:00 | 0.009 | 0.125 | 0.001 | 0.007 | 0.231 |  | 0.001 | 0.001 | 0.002 | 0.094 | 0.408 | 0.334 | 0.505
4242 | 2004-06-25 | 18:00 |  |  |  | 0.002 | 0.002 | SPP: 0.001; NWP: 0.284; RA: 0.05; CNV: 0.276
4243 | 2004-06-25 | 19:00 | [5 empty] | NWP: 0.096; CNV: 0.022
4244 | 2004-06-25 | 20:00 | [5 empty] | NWP: 0.009
4245 | 2004-06-25 | 21:00
4246 | 2004-06-25 | 22:00
4247 | 2004-06-25 | 23:00
4248 | 2004-06-26 | 00:00
4249 | 2004-06-26 | 01:00
4250 | 2004-06-26 | 02:00
4251 | 2004-06-26 | 03:00
4252 | 2004-06-26 | 04:00 |  |  | 0.001 |  |  | NE: 0.002
4253 | 2004-06-26 | 05:00 | 0.001 |  | 0.044 |  |  | NY: 0.019; NE: 0.086; FL: 0.009; STV: 0.007
4254 | 2004-06-26 | 06:00 | 0.086 | 0.002 | 0.255 | 0.072 |  | 0.066 | 0.321 | 0.192 | 0.192 | 0.002
4255 | 2004-06-26 | 07:00 | 0.33 | 0.133 | 0.451 | 0.189 | 0.091 | 0.232 | 0.356 | 0.353 | 0.382 | 0.214 |  | 0.004
4256 | 2004-06-26 | 08:00 | 0.54 | 0.37 | 0.485 | 0.26 | 0.338 | 0.234 | 0.267 | 0.5 | 0.564 | 0.442 | 0.009 | 0.278 | 0.039
4257 | 2004-06-26 | 09:00 | 0.691 | 0.574 | 0.213 | 0.337 | 0.568 | 0.324 | 0.357 | 0.657 | 0.694 | 0.651 | 0.234 | 0.533 | 0.293
4258 | 2004-06-26 | 10:00 | 0.783 | 0.704 | 0.335 | 0.384 | 0.753 | 0.322 | 0.382 | 0.721 | 0.776 | 0.728 | 0.472 | 0.729 | 0.509
4259 | 2004-06-26 | 11:00 | 0.819 | 0.783 | 0.285 | 0.213 | 0.779 | 0.564 | 0.268 | 0.679 | 0.822 | 0.816 | 0.644 | 0.852 | 0.676
4260 | 2004-06-26 | 12:00 | 0.817 | 0.81 | 0.328 | 0.395 | 0.796 | 0.613 | 0.304 | 0.418 | 0.759 | 0.824 | 0.753 | 0.907 | 0.79
4261 | 2004-06-26 | 13:00 | 0.733 | 0.773 | 0.298 | 0.354 | 0.677 | 0.526 | 0.265 | 0.409 | 0.645 | 0.785 | 0.843 | 0.907 | 0.811
4262 | 2004-06-26 | 14:00 | 0.611 | 0.723 | 0.078 | 0.085 | 0.566 | 0.291 | 0.253 | 0.362 | 0.418 | 0.708 | 0.612 | 0.853 | 0.825
4263 | 2004-06-26 | 15:00 | 0.44 | 0.562 | 0.03 | 0.255 | 0.591 | 0.284 | 0.138 | 0.15 | 0.29 | 0.577 | 0.52 | 0.753 | 0.654
4264 | 2004-06-26 | 16:00 | 0.229 | 0.36 | 0.007 | 0.198 | 0.432 | 0.088 | 0.024 | 0.083 | 0.103 | 0.357 | 0.429 | 0.583 | 0.612
4265 | 2004-06-26 | 17:00 | 0.01 | 0.175 | 0.002 | 0.002 | 0.213 | 0.004 |  | 0.001 | 0.002 | 0.092 | 0.369 | 0.344 | 0.394
4266 | 2004-06-26 | 18:00 |  | 0.004 |  | 0.002 | 0.003 | NWP: 0.259; RA: 0.052; CNV: 0.272
4267 | 2004-06-26 | 19:00 | [5 empty] | NWP: 0.113; CNV: 0.026
4268 | 2004-06-26 | 20:00 | [5 empty] | NWP: 0.004
4269 | 2004-06-26 | 21:00
4270 | 2004-06-26 | 22:00
4271 | 2004-06-26 | 23:00
4272 | 2004-06-27 | 00:00
4273 | 2004-06-27 | 01:00
4274 | 2004-06-27 | 02:00
4275 | 2004-06-27 | 03:00
4276 | 2004-06-27 | 04:00 | [5 empty] | NY: 0.002; NE: 0.003
4277 | 2004-06-27 | 05:00 | 0.001 |  | 0.037 |  |  | NY: 0.014; NE: 0.016; FL: 0.004; STV: 0.004
4278 | 2004-06-27 | 06:00 | 0.084 | 0.002 | 0.157 | 0.05 | 0.001 | 0.253 | 0.203 | 0.149 | 0.102 | 0.033
4279 | 2004-06-27 | 07:00 | 0.323 | 0.125 | 0.395 | 0.186 | 0.092 | 0.494 | 0.25 | 0.244 | 0.207 | 0.229 | 0.001 | 0.004 | 0.001
4280 | 2004-06-27 | 08:00 | 0.529 | 0.354 | 0.39 | 0.136 | 0.358 | 0.599 | 0.193 | 0.495 | 0.224 | 0.414 | 0.014 | 0.272 | 0.043
4281 | 2004-06-27 | 09:00 | 0.686 | 0.499 | 0.683 | 0.32 | 0.557 | 0.73 | 0.394 | 0.457 | 0.287 | 0.352 | 0.093 | 0.52 | 0.292
4282 | 2004-06-27 | 10:00 | 0.79 | 0.663 | 0.772 | 0.377 | 0.717 | 0.762 | 0.36 | 0.762 | 0.399 | 0.399 | 0.205 | 0.71 | 0.514
4283 | 2004-06-27 | 11:00 | 0.83 | 0.721 | 0.598 | 0.215 | 0.799 | 0.833 | 0.363 | 0.752 | 0.616 | 0.431 | 0.257 | 0.823 | 0.695
4284 | 2004-06-27 | 12:00 | 0.797 | 0.737 | 0.613 | 0.381 | 0.826 | 0.762 | 0.333 | 0.741 | 0.764 | 0.688 | 0.308 | 0.901 | 0.815
4285 | 2004-06-27 | 13:00 | 0.712 | 0.754 | 0.653 | 0.351 | 0.752 | 0.65 | 0.312 | 0.629 | 0.503 | 0.753 | 0.363 | 0.917 | 0.874
4286 | 2004-06-27 | 14:00 | 0.614 | 0.632 | 0.481 | 0.167 | 0.687 | 0.503 | 0.241 | 0.418 | 0.507 | 0.357 | 0.359 | 0.871 | 0.868
4287 | 2004-06-27 | 15:00 | 0.433 | 0.57 | 0.287 | 0.239 | 0.566 | 0.298 | 0.164 | 0.288 | 0.356 | 0.371 | 0.434 | 0.758 | 0.75
4288 | 2004-06-27 | 16:00 | 0.227 | 0.385 | 0.076 | 0.182 | 0.285 | 0.062 | 0.021 | 0.15 | 0.136 | 0.069 | 0.464 | 0.576 | 0.658
4289 | 2004-06-27 | 17:00 | 0.011 | 0.158 | 0.002 | 0.001 | 0.192 |  |  | 0.005 | 0.001 | 0.006 | 0.276 | 0.338 | 0.461
4290 | 2004-06-27 | 18:00 |  | 0.001 |  | 0.003 | 0.015 | SPP: 0.001; NWP: 0.258; RA: 0.05; CNV: 0.275
4291 | 2004-06-27 | 19:00 |  |  |  |  | 0.001 | NWP: 0.116; CNV: 0.038
4292 | 2004-06-27 | 20:00 | [5 empty] | NWP: 0.003
4293 | 2004-06-27 | 21:00
4294 | 2004-06-27 | 22:00
4295 | 2004-06-27 | 23:00
4296 | 2004-06-28 | 00:00
4297 | 2004-06-28 | 01:00
4298 | 2004-06-28 | 02:00
4299 | 2004-06-28 | 03:00
4300 | 2004-06-28 | 04:00 | [5 empty] | NE: 0.002
4301 | 2004-06-28 | 05:00 | 0.001 |  | 0.01 | 0.001 |  | NY: 0.008; NE: 0.099; FL: 0.025; STV: 0.005
4302 | 2004-06-28 | 06:00 | 0.081 | 0.001 | 0.251 | 0.058 | 0.007 | 0.251 | 0.336 | 0.224 | 0.184 | 0.013
4303 | 2004-06-28 | 07:00 | 0.33 | 0.121 | 0.473 | 0.304 | 0.049 | 0.496 | 0.544 | 0.279 | 0.349 | 0.22 |  | 0.009
4304 | 2004-06-28 | 08:00 | 0.542 | 0.346 | 0.641 | 0.522 | 0.185 | 0.662 | 0.594 | 0.358 | 0.474 | 0.278 | 0.027 | 0.268 | 0.039
4305 | 2004-06-28 | 09:00 | 0.698 | 0.563 | 0.731 | 0.595 | 0.261 | 0.78 | 0.818 | 0.446 | 0.65 | 0.57 | 0.191 | 0.509 | 0.279
4306 | 2004-06-28 | 10:00 | 0.794 | 0.707 | 0.789 | 0.754 | 0.341 | 0.814 | 0.835 | 0.43 | 0.657 | 0.729 | 0.277 | 0.69 | 0.506
4307 | 2004-06-28 | 11:00 | 0.822 | 0.786 | 0.814 | 0.544 | 0.5 | 0.876 | 0.785 | 0.437 | 0.483 | 0.797 | 0.172 | 0.789 | 0.692
4308 | 2004-06-28 | 12:00 | 0.788 | 0.798 | 0.642 | 0.484 | 0.435 | 0.753 | 0.78 | 0.593 | 0.679 | 0.832 | 0.335 | 0.853 | 0.808
4309 | 2004-06-28 | 13:00 | 0.709 | 0.766 | 0.672 | 0.714 | 0.639 | 0.695 | 0.628 | 0.28 | 0.434 | 0.589 | 0.343 | 0.863 | 0.858
4310 | 2004-06-28 | 14:00 | 0.583 | 0.624 | 0.538 | 0.501 | 0.661 | 0.348 | 0.466 | 0.197 | 0.331 | 0.598 | 0.324 | 0.816 | 0.859
4311 | 2004-06-28 | 15:00 | 0.424 | 0.429 | 0.321 | 0.298 | 0.49 | 0.23 | 0.253 | 0.143 | 0.137 | 0.4 | 0.298 | 0.71 | 0.787
4312 | 2004-06-28 | 16:00 | 0.198 | 0.282 | 0.078 | 0.088 | 0.438 | 0.089 | 0.014 | 0.006 | 0.121 | 0.308 | 0.432 | 0.54 | 0.638
4313 | 2004-06-28 | 17:00 | 0.008 | 0.076 | 0.001 | 0.01 | 0.238 | 0.003 |  |  | 0.003 | 0.092 | 0.355 | 0.318 | 0.458
4314 | 2004-06-28 | 18:00 |  | 0.004 |  |  | 0.022 | NWP: 0.293; RA: 0.065; CNV: 0.258
4315 | 2004-06-28 | 19:00 | [5 empty] | NWP: 0.126; CNV: 0.027
4316 | 2004-06-28 | 20:00 | [5 empty] | NWP: 0.006
4317 | 2004-06-28 | 21:00
4318 | 2004-06-28 | 22:00
4319 | 2004-06-28 | 23:00
4320 | 2004-06-29 | 00:00
4321 | 2004-06-29 | 01:00
4322 | 2004-06-29 | 02:00
4323 | 2004-06-29 | 03:00
4324 | 2004-06-29 | 04:00
4325 | 2004-06-29 | 05:00 |  |  | 0.011 | 0.003 |  | NY: 0.018; NE: 0.071; FL: 0.007; STV: 0.002
4326 | 2004-06-29 | 06:00 | 0.072 | 0.003 | 0.25 | 0.116 | 0.001 | 0.221 | 0.338 | 0.152 | 0.178 | 0.019
4327 | 2004-06-29 | 07:00 | 0.335 | 0.09 | 0.474 | 0.205 | 0.094 | 0.453 | 0.541 | 0.29 | 0.236 | 0.027 |  | 0.011
4328 | 2004-06-29 | 08:00 | 0.544 | 0.264 | 0.666 | 0.106 | 0.371 | 0.473 | 0.704 | 0.526 | 0.27 | 0.249 | 0.022 | 0.255 | 0.029
4329 | 2004-06-29 | 09:00 | 0.688 | 0.389 | 0.781 | 0.29 | 0.594 | 0.646 | 0.798 | 0.629 | 0.276 | 0.279 | 0.127 | 0.488 | 0.284
4330 | 2004-06-29 | 10:00 | 0.78 | 0.609 | 0.834 | 0.337 | 0.763 | 0.858 | 0.814 | 0.819 | 0.326 | 0.614 | 0.209 | 0.677 | 0.521
4331 | 2004-06-29 | 11:00 | 0.782 | 0.44 | 0.831 | 0.35 | 0.863 | 0.872 | 0.838 | 0.874 | 0.723 | 0.741 | 0.257 | 0.799 | 0.686
4332 | 2004-06-29 | 12:00 | 0.812 | 0.739 | 0.784 | 0.294 | 0.893 | 0.808 | 0.782 | 0.757 | 0.35 | 0.805 | 0.299 | 0.861 | 0.799
4333 | 2004-06-29 | 13:00 | 0.732 | 0.536 | 0.681 | 0.335 | 0.867 | 0.684 | 0.415 | 0.671 | 0.253 | 0.763 | 0.34 | 0.871 | 0.808
4334 | 2004-06-29 | 14:00 | 0.607 | 0.56 | 0.531 | 0.257 | 0.789 | 0.384 | 0.366 | 0.498 | 0.199 | 0.518 | 0.404 | 0.817 | 0.815
4335 | 2004-06-29 | 15:00 | 0.434 | 0.537 | 0.315 | 0.408 | 0.656 | 0.274 | 0.163 | 0.33 | 0.195 | 0.336 | 0.393 | 0.709 | 0.738
4336 | 2004-06-29 | 16:00 | 0.218 | 0.348 | 0.073 | 0.212 | 0.464 | 0.081 | 0.016 | 0.135 | 0.011 | 0.152 | 0.316 | 0.521 | 0.664
4337 | 2004-06-29 | 17:00 | 0.015 | 0.164 | 0.001 | 0.013 | 0.233 | 0.003 | 0.001 | 0.002 | 0.003 | 0.101 | 0.275 | 0.224 | 0.483
4338 | 2004-06-29 | 18:00 |  | 0.004 |  | 0.001 | 0.004 | SPP: 0.001; NWP: 0.204; RA: 0.068; CNV: 0.271
4339 | 2004-06-29 | 19:00 | [5 empty] | NWP: 0.097; RA: 0.003; CNV: 0.019
4340 | 2004-06-29 | 20:00 | [5 empty] | NWP: 0.008
4341 | 2004-06-29 | 21:00
4342 | 2004-06-29 | 22:00
4343 | 2004-06-29 | 23:00
4344 | 2004-06-30 | 00:00
4345 | 2004-06-30 | 01:00
4346 | 2004-06-30 | 02:00
4347 | 2004-06-30 | 03:00
4348 | 2004-06-30 | 04:00 | [5 empty] | NE: 0.002
4349 | 2004-06-30 | 05:00 | 0.001 |  | 0.013 | 0.003 |  | NY: 0.023; NE: 0.047; FL: 0.007; STV: 0.005
4350 | 2004-06-30 | 06:00 | 0.075 |  | 0.238 | 0.056 | 0.001 | 0.115 | 0.12 | 0.184 | 0.044 | 0.025
4351 | 2004-06-30 | 07:00 | 0.215 | 0.118 | 0.439 | 0.121 | 0.108 | 0.189 | 0.218 | 0.381 | 0.296 | 0.079 |  | 0.011
4352 | 2004-06-30 | 08:00 | 0.458 | 0.372 | 0.649 | 0.283 | 0.358 | 0.242 | 0.28 | 0.559 | 0.343 | 0.219 | 0.011 | 0.258 | 0.022
4353 | 2004-06-30 | 09:00 | 0.423 | 0.541 | 0.622 | 0.331 | 0.555 | 0.286 | 0.302 | 0.583 | 0.464 | 0.328 | 0.255 | 0.494 | 0.294
4354 | 2004-06-30 | 10:00 | 0.486 | 0.589 | 0.837 | 0.473 | 0.701 | 0.321 | 0.358 | 0.514 | 0.731 | 0.273 | 0.472 | 0.69 | 0.526
4355 | 2004-06-30 | 11:00 | 0.464 | 0.663 | 0.805 | 0.495 | 0.844 | 0.637 | 0.216 | 0.479 | 0.441 | 0.189 | 0.543 | 0.817 | 0.703
4356 | 2004-06-30 | 12:00 | 0.682 | 0.694 | 0.772 | 0.291 | 0.816 | 0.689 | 0.326 | 0.774 | 0.596 | 0.169 | 0.814 | 0.871 | 0.809
4357 | 2004-06-30 | 13:00 | 0.693 | 0.688 | 0.606 | 0.283 | 0.631 | 0.587 | 0.297 | 0.597 | 0.247 | 0.181 | 0.861 | 0.864 | 0.863
4358 | 2004-06-30 | 14:00 | 0.458 | 0.514 | 0.363 | 0.359 | 0.687 | 0.331 | 0.251 | 0.487 | 0.246 | 0.293 | 0.894 | 0.799 | 0.86
4359 | 2004-06-30 | 15:00 | 0.325 | 0.518 | 0.294 | 0.237 | 0.528 | 0.34 | 0.156 | 0.28 | 0.194 | 0.1 | 0.845 | 0.696 | 0.799
4360 | 2004-06-30 | 16:00 | 0.118 | 0.376 | 0.079 | 0.247 | 0.411 | 0.043 | 0.003 | 0.132 | 0.079 | 0.056 | 0.744 | 0.534 | 0.684
4361 | 2004-06-30 | 17:00 | 0.034 | 0.143 | 0.001 | 0.099 | 0.224 |  | 0.001 | 0.001 | 0.002 | 0.016 | 0.578 | 0.318 | 0.502
4362 | 2004-06-30 | 18:00 |  |  |  | 0.005 | 0.005 | NWP: 0.36; RA: 0.074; CNV: 0.276
4363 | 2004-06-30 | 19:00 | [5 empty] | NWP: 0.102; RA: 0.001; CNV: 0.019
4364 | 2004-06-30 | 20:00 | [5 empty] | NWP: 0.001
4365 | 2004-06-30 | 21:00
4366 | 2004-06-30 | 22:00
4367 | 2004-06-30 | 23:00
4368 | 2004-07-01 | 00:00
4369 | 2004-07-01 | 01:00
4370 | 2004-07-01 | 02:00
4371 | 2004-07-01 | 03:00
4372 | 2004-07-01 | 04:00 | [5 empty] | NE: 0.003
4373 | 2004-07-01 | 05:00 |  |  | 0.009 |  |  | NY: 0.005; NE: 0.003; FL: 0.004; STV: 0.003
4374 | 2004-07-01 | 06:00 | 0.048 | 0.001 | 0.233 | 0.018 |  | 0.254 | 0.114 | 0.177 | 0.189 | 0.012
4375 | 2004-07-01 | 07:00 | 0.269 | 0.121 | 0.345 | 0.294 | 0.091 | 0.474 | 0.201 | 0.331 | 0.368 | 0.205 |  | 0.008
4376 | 2004-07-01 | 08:00 | 0.417 | 0.365 | 0.433 | 0.521 | 0.357 | 0.667 | 0.37 | 0.477 | 0.553 | 0.445 | 0.009 | 0.254 | 0.061
4377 | 2004-07-01 | 09:00 | 0.672 | 0.532 | 0.402 | 0.684 | 0.578 | 0.747 | 0.749 | 0.62 | 0.723 | 0.635 | 0.244 | 0.491 | 0.254
4378 | 2004-07-01 | 10:00 | 0.703 | 0.64 | 0.393 | 0.761 | 0.751 | 0.819 | 0.733 | 0.685 | 0.79 | 0.746 | 0.473 | 0.671 | 0.469
4379 | 2004-07-01 | 11:00 | 0.836 | 0.734 | 0.282 | 0.801 | 0.868 | 0.458 | 0.791 | 0.724 | 0.815 | 0.821 | 0.661 | 0.792 | 0.615
4380 | 2004-07-01 | 12:00 | 0.848 | 0.747 | 0.398 | 0.73 | 0.911 | 0.084 | 0.717 | 0.691 | 0.745 | 0.827 | 0.775 | 0.844 | 0.753
4381 | 2004-07-01 | 13:00 | 0.721 | 0.693 | 0.293 | 0.784 | 0.841 | 0.66 | 0.51 | 0.476 | 0.674 | 0.803 | 0.817 | 0.862 | 0.811
4382 | 2004-07-01 | 14:00 | 0.619 | 0.549 | 0.386 | 0.605 | 0.75 | 0.46 | 0.426 | 0.363 | 0.538 | 0.692 | 0.789 | 0.79 | 0.814
4383 | 2004-07-01 | 15:00 | 0.424 | 0.505 | 0.203 | 0.431 | 0.633 | 0.309 | 0.242 | 0.292 | 0.356 | 0.541 | 0.803 | 0.522 | 0.759
4384 | 2004-07-01 | 16:00 | 0.223 | 0.356 | 0.06 | 0.278 | 0.474 | 0.049 | 0.03 | 0.069 | 0.136 | 0.336 | 0.724 | 0.475 | 0.621
4385 | 2004-07-01 | 17:00 | 0.047 | 0.166 | 0.002 | 0.061 | 0.239 | 0.001 | 0.001 | 0.001 | 0.001 | 0.084 | 0.572 | 0.239 | 0.454
4386 | 2004-07-01 | 18:00 |  | 0.001 |  | 0.001 | 0.003 | NWP: 0.344; RA: 0.098; CNV: 0.26
4387 | 2004-07-01 | 19:00 | [5 empty] | NWP: 0.111; RA: 0.001; CNV: 0.017
4388 | 2004-07-01 | 20:00 | [5 empty] | NWP: 0.003
4389 | 2004-07-01 | 21:00
4390 | 2004-07-01 | 22:00
4391 | 2004-07-01 | 23:00
4392 | 2004-07-02 | 00:00
4393 | 2004-07-02 | 01:00
4394 | 2004-07-02 | 02:00
4395 | 2004-07-02 | 03:00
4396 | 2004-07-02 | 04:00 | [5 empty] | NY: 0.001; NE: 0.001
4397 | 2004-07-02 | 05:00 | 0.004 |  | 0.005 | 0.001 |  | NY: 0.017; NE: 0.034; FL: 0.005; STV: 0.004
4398 | 2004-07-02 | 06:00 | 0.015 | 0.001 | 0.14 | 0.005 | 0.001 | 0.197 | 0.12 | 0.155 | 0.162 | 0.013
4399 | 2004-07-02 | 07:00 | 0.112 | 0.126 | 0.244 | 0.078 | 0.11 | 0.326 | 0.222 | 0.332 | 0.393 | 0.194 |  | 0.021
4400 | 2004-07-02 | 08:00 | 0.225 | 0.361 | 0.27 | 0.184 | 0.362 | 0.454 | 0.31 | 0.568 | 0.56 | 0.411 | 0.012 | 0.251 | 0.012
4401 | 2004-07-02 | 09:00 | 0.323 | 0.573 | 0.464 | 0.419 | 0.551 | 0.684 | 0.452 | 0.684 | 0.671 | 0.575 | 0.127 | 0.492 | 0.287
4402 | 2004-07-02 | 10:00 | 0.43 | 0.684 | 0.814 | 0.748 | 0.706 | 0.405 | 0.486 | 0.723 | 0.777 | 0.591 | 0.209 | 0.664 | 0.517
4403 | 2004-07-02 | 11:00 | 0.788 | 0.77 | 0.809 | 0.812 | 0.773 | 0.261 | 0.612 | 0.774 | 0.847 | 0.755 | 0.245 | 0.802 | 0.695
4404 | 2004-07-02 | 12:00 | 0.62 | 0.71 | 0.669 | 0.872 | 0.584 | 0.278 | 0.606 | 0.779 | 0.793 | 0.807 | 0.342 | 0.857 | 0.81
4405 | 2004-07-02 | 13:00 | 0.661 | 0.73 | 0.608 | 0.833 | 0.836 | 0.307 | 0.33 | 0.68 | 0.685 | 0.763 | 0.344 | 0.839 | 0.863
4406 | 2004-07-02 | 14:00 | 0.648 | 0.398 | 0.492 | 0.642 | 0.612 | 0.225 | 0.398 | 0.522 | 0.508 | 0.625 | 0.379 | 0.788 | 0.859
4407 | 2004-07-02 | 15:00 | 0.455 | 0.469 | 0.322 | 0.493 | 0.556 | 0.21 | 0.175 | 0.298 | 0.361 | 0.515 | 0.395 | 0.716 | 0.795
4408 | 2004-07-02 | 16:00 | 0.238 | 0.331 | 0.076 | 0.263 | 0.414 | 0.073 | 0.015 | 0.137 | 0.136 | 0.319 | 0.312 | 0.246 | 0.677
4409 | 2004-07-02 | 17:00 | 0.013 | 0.161 | 0.001 | 0.08 | 0.224 | 0.004 | 0.001 | 0.001 | 0.002 | 0.096 | 0.264 | 0.314 | 0.499
4410 | 2004-07-02 | 18:00 |  | 0.001 |  | 0.001 | 0.01 | SPP: 0.002; NWP: 0.237; RA: 0.123; CNV: 0.276
4411 | 2004-07-02 | 19:00 | [5 empty] | NWP: 0.08; RA: 0.003; CNV: 0.012
4412 | 2004-07-02 | 20:00 | [5 empty] | NWP: 0.012
4413 | 2004-07-02 | 21:00
4414 | 2004-07-02 | 22:00
4415 | 2004-07-02 | 23:00
4416 | 2004-07-03 | 00:00
4417 | 2004-07-03 | 01:00
4418 | 2004-07-03 | 02:00
4419 | 2004-07-03 | 03:00
4420 | 2004-07-03 | 04:00 | [5 empty] | NY: 0.001; NE: 0.001
4421 | 2004-07-03 | 05:00 |  |  | 0.006 |  |  | NY: 0.038; NE: 0.003; STV: 0.004
4422 | 2004-07-03 | 06:00 | 0.072 | 0.002 | 0.253 | 0.002 | 0.002 | 0.093 | 0.118 | 0.147 | 0.117 | 0.001
4423 | 2004-07-03 | 07:00 | 0.331 | 0.116 | 0.487 | 0.184 | 0.108 | 0.145 | 0.181 | 0.386 | 0.306 | 0.211 | 0.001 | 0.018
4424 | 2004-07-03 | 08:00 | 0.579 | 0.279 | 0.676 | 0.266 | 0.347 | 0.342 | 0.303 | 0.58 | 0.448 | 0.438 | 0.031 | 0.254 | 0.027
4425 | 2004-07-03 | 09:00 | 0.728 | 0.48 | 0.796 | 0.683 | 0.528 | 0.577 | 0.633 | 0.671 | 0.522 | 0.625 | 0.12 | 0.49 | 0.279
4426 | 2004-07-03 | 10:00 | 0.811 | 0.584 | 0.856 | 0.724 | 0.648 | 0.646 | 0.838 | 0.768 | 0.802 | 0.742 | 0.198 | 0.658 | 0.499
4427 | 2004-07-03 | 11:00 | 0.9 | 0.67 | 0.857 | 0.851 | 0.663 | 0.427 | 0.78 | 0.742 | 0.846 | 0.814 | 0.285 | 0.744 | 0.674
4428 | 2004-07-03 | 12:00 | 0.878 | 0.816 | 0.804 | 0.733 | 0.741 | 0.251 | 0.431 | 0.667 | 0.599 | 0.819 | 0.284 | 0.875 | 0.784
4429 | 2004-07-03 | 13:00 | 0.786 | 0.802 | 0.7 | 0.747 | 0.836 | 0.641 | 0.604 | 0.686 | 0.38 | 0.783 | 0.372 | 0.715 | 0.835
4430 | 2004-07-03 | 14:00 | 0.698 | 0.742 | 0.54 | 0.663 | 0.694 | 0.493 | 0.132 | 0.576 | 0.309 | 0.696 | 0.364 | 0.738 | 0.829
4431 | 2004-07-03 | 15:00 | 0.492 | 0.575 | 0.331 | 0.498 | 0.47 | 0.329 | 0.06 | 0.369 | 0.126 | 0.546 | 0.442 | 0.62 | 0.773
4432 | 2004-07-03 | 16:00 | 0.246 | 0.378 | 0.071 | 0.266 | 0.355 | 0.085 | 0.002 | 0.129 | 0.078 | 0.338 | 0.416 | 0.535 | 0.661
4433 | 2004-07-03 | 17:00 | 0.004 | 0.165 |  | 0.039 | 0.206 | 0.003 | 0.001 | 0.001 | 0.008 | 0.083 | 0.491 | 0.253 | 0.488
4434 | 2004-07-03 | 18:00 |  | 0.001 |  | 0.001 | 0.019 | NWP: 0.299; RA: 0.001; CNV: 0.273
4435 | 2004-07-03 | 19:00 | [5 empty] | NWP: 0.123; CNV: 0.027
4436 | 2004-07-03 | 20:00 | [5 empty] | NWP: 0.002
4437 | 2004-07-03 | 21:00
4438 | 2004-07-03 | 22:00
4439 | 2004-07-03 | 23:00
4440 | 2004-07-04 | 00:00
4441 | 2004-07-04 | 01:00
4442 | 2004-07-04 | 02:00
4443 | 2004-07-04 | 03:00
4444 | 2004-07-04 | 04:00 | [5 empty] | NE: 0.006
4445 | 2004-07-04 | 05:00 | 0.001 |  | 0.009 |  |  | NY: 0.016; NE: 0.013; FL: 0.005; STV: 0.007
4446 | 2004-07-04 | 06:00 | 0.078 | 0.001 | 0.246 | 0.04 | 0.002 | 0.252 | 0.126 | 0.096 | 0.092 | 0.001
4447 | 2004-07-04 | 07:00 | 0.323 | 0.094 | 0.358 | 0.221 | 0.091 | 0.139 | 0.181 | 0.329 | 0.399 | 0.21 |  | 0.039
4448 | 2004-07-04 | 08:00 | 0.563 | 0.348 | 0.677 | 0.479 | 0.353 | 0.233 | 0.292 | 0.41 | 0.513 | 0.438 | 0.04 | 0.259 | 0.015
4449 | 2004-07-04 | 09:00 | 0.727 | 0.452 | 0.638 | 0.712 | 0.558 | 0.249 | 0.331 | 0.488 | 0.683 | 0.622 | 0.097 | 0.461 | 0.295
4450 | 2004-07-04 | 10:00 | 0.832 | 0.7 | 0.625 | 0.812 | 0.731 | 0.361 | 0.304 | 0.665 | 0.753 | 0.742 | 0.245 | 0.519 | 0.535
4451 | 2004-07-04 | 11:00 | 0.875 | 0.789 | 0.8 | 0.831 | 0.838 | 0.551 | 0.386 | 0.748 | 0.674 | 0.807 | 0.358 | 0.717 | 0.719
4452 | 2004-07-04 | 12:00 | 0.857 | 0.637 | 0.709 | 0.88 | 0.818 | 0.311 | 0.154 | 0.625 | 0.468 | 0.82 | 0.405 | 0.788 | 0.834
4453 | 2004-07-04 | 13:00 | 0.776 | 0.626 | 0.668 | 0.821 | 0.825 | 0.458 | 0.166 | 0.781 | 0.751 | 0.744 | 0.557 | 0.884 | 0.893
4454 | 2004-07-04 | 14:00 | 0.649 | 0.695 | 0.525 | 0.711 | 0.737 | 0.322 | 0.105 | 0.578 | 0.575 | 0.643 | 0.623 | 0.808 | 0.887
4455 | 2004-07-04 | 15:00 | 0.472 | 0.614 | 0.323 | 0.531 | 0.567 | 0.116 | 0.041 | 0.345 | 0.356 | 0.496 | 0.601 | 0.637 | 0.823
4456 | 2004-07-04 | 16:00 | 0.247 | 0.368 | 0.077 | 0.301 | 0.425 | 0.078 | 0.008 | 0.113 | 0.142 | 0.28 | 0.547 | 0.187 | 0.703
4457 | 2004-07-04 | 17:00 | 0.008 | 0.158 | 0.001 | 0.025 | 0.157 | 0.001 |  | 0.001 | 0.002 | 0.006 | 0.412 | 0.102 | 0.518
4458 | 2004-07-04 | 18:00 |  | 0.002 |  |  | 0.022 | NWP: 0.316; RA: 0.007; CNV: 0.287
4459 | 2004-07-04 | 19:00 | [5 empty] | NWP: 0.108; CNV: 0.016
4460 | 2004-07-04 | 20:00 | [5 empty] | NWP: 0.001
4461 | 2004-07-04 | 21:00
4462 | 2004-07-04 | 22:00
4463 | 2004-07-04 | 23:00
4464 | 2004-07-05 | 00:00
4465 | 2004-07-05 | 01:00
4466 | 2004-07-05 | 02:00
4467 | 2004-07-05 | 03:00
4468 | 2004-07-05 | 04:00 | [5 empty] | NE: 0.002
4469 | 2004-07-05 | 05:00 | 0.002 |  | 0.005 | 0.001 |  | NY: 0.015; NE: 0.074; FL: 0.001; STV: 0.001
4470 | 2004-07-05 | 06:00 | 0.083 | 0.001 | 0.25 | 0.036 | 0.004 | 0.266 | 0.076 | 0.156 | 0.066 | 0.001
4471 | 2004-07-05 | 07:00 | 0.238 | 0.137 | 0.486 | 0.287 | 0.137 | 0.477 | 0.24 | 0.367 | 0.137 | 0.21 | 0.001 | 0.017
4472 | 2004-07-05 | 08:00 | 0.455 | 0.323 | 0.671 | 0.51 | 0.186 | 0.638 | 0.161 | 0.432 | 0.235 | 0.439 | 0.039 | 0.261 | 0.037
4473 | 2004-07-05 | 09:00 | 0.673 | 0.474 | 0.792 | 0.684 | 0.233 | 0.795 | 0.344 | 0.592 | 0.274 | 0.622 | 0.231 | 0.461 | 0.282
4474 | 2004-07-05 | 10:00 | 0.788 | 0.687 | 0.857 | 0.62 | 0.276 | 0.827 | 0.205 | 0.509 | 0.369 | 0.741 | 0.177 | 0.597 | 0.506
4475 | 2004-07-05 | 11:00 | 0.821 | 0.741 | 0.864 | 0.798 | 0.63 | 0.305 | 0.232 | 0.745 | 0.396 | 0.808 | 0.215 | 0.796 | 0.689
4476 | 2004-07-05 | 12:00 | 0.801 | 0.701 | 0.813 | 0.832 | 0.475 | 0.557 | 0.192 | 0.825 | 0.35 | 0.728 | 0.379 | 0.834 | 0.807
4477 | 2004-07-05 | 13:00 | 0.723 | 0.503 | 0.666 | 0.789 | 0.45 | 0.267 | 0.158 | 0.387 | 0.438 | 0.728 | 0.643 | 0.882 | 0.866
4478 | 2004-07-05 | 14:00 | 0.639 | 0.651 | 0.524 | 0.669 | 0.401 | 0.187 | 0.113 | 0.156 | 0.23 | 0.624 | 0.736 | 0.72 | 0.862
4479 | 2004-07-05 | 15:00 | 0.441 | 0.384 | 0.304 | 0.522 | 0.417 | 0.186 | 0.033 | 0.227 | 0.209 | 0.507 | 0.83 | 0.608 | 0.796
4480 | 2004-07-05 | 16:00 | 0.209 | 0.296 | 0.077 | 0.295 | 0.108 | 0.034 | 0.003 | 0.064 | 0.152 | 0.328 | 0.731 | 0.423 | 0.669
4481 | 2004-07-05 | 17:00 | 0.024 | 0.116 |  | 0.028 | 0.006 | 0.002 |  |  | 0.004 | 0.077 | 0.547 | 0.23 | 0.487
4482 | 2004-07-05 | 18:00 |  | 0.003 |  | 0.001 | 0.008 | SPP: 0.001; NWP: 0.315; RA: 0.055; CNV: 0.272
4483 | 2004-07-05 | 19:00 | [5 empty] | NWP: 0.128; RA: 0.001; CNV: 0.037
4484 | 2004-07-05 | 20:00 | [5 empty] | NWP: 0.001
4485 | 2004-07-05 | 21:00
4486 | 2004-07-05 | 22:00
4487 | 2004-07-05 | 23:00
4488 | 2004-07-06 | 00:00
4489 | 2004-07-06 | 01:00
4490 | 2004-07-06 | 02:00
4491 | 2004-07-06 | 03:00
4492 | 2004-07-06 | 04:00 | [5 empty] | NE: 0.001
4493 | 2004-07-06 | 05:00 |  |  | 0.027 | 0.002 |  | NY: 0.01; NE: 0.014; STV: 0.004
4494 | 2004-07-06 | 06:00 | 0.072 | 0.002 | 0.177 | 0.058 | 0.001 | 0.128 | 0.184 | 0.146 | 0.166 | 0.012
4495 | 2004-07-06 | 07:00 | 0.319 | 0.034 | 0.31 | 0.283 | 0.114 | 0.215 | 0.244 | 0.401 | 0.3 | 0.138 | 0.001 | 0.005
4496 | 2004-07-06 | 08:00 | 0.518 | 0.072 | 0.562 | 0.478 | 0.335 | 0.352 | 0.521 | 0.42 | 0.439 | 0.402 | 0.011 | 0.253 | 0.014
4497 | 2004-07-06 | 09:00 | 0.677 | 0.258 | 0.455 | 0.63 | 0.551 | 0.604 | 0.82 | 0.429 | 0.353 | 0.545 | 0.098 | 0.492 | 0.28
4498 | 2004-07-06 | 10:00 | 0.724 | 0.276 | 0.518 | 0.743 | 0.728 | 0.528 | 0.773 | 0.508 | 0.709 | 0.195 | 0.188 | 0.681 | 0.481
4499 | 2004-07-06 | 11:00 | 0.802 | 0.321 | 0.536 | 0.761 | 0.807 | 0.582 | 0.744 | 0.52 | 0.404 | 0.257 | 0.274 | 0.788 | 0.67
4500 | 2004-07-06 | 12:00 | 0.815 | 0.373 | 0.631 | 0.83 | 0.853 | 0.851 | 0.686 | 0.502 | 0.431 | 0.241 | 0.529 | 0.851 | 0.754
4501 | 2004-07-06 | 13:00 | 0.752 | 0.398 | 0.429 | 0.694 | 0.839 | 0.685 | 0.612 | 0.497 | 0.254 | 0.209 | 0.423 | 0.907 | 0.822
4502 | 2004-07-06 | 14:00 | 0.614 | 0.346 | 0.262 | 0.414 | 0.573 | 0.563 | 0.362 | 0.438 | 0.298 | 0.125 | 0.52 | 0.742 | 0.859
4503 | 2004-07-06 | 15:00 | 0.455 | 0.315 | 0.184 | 0.411 | 0.628 | 0.318 | 0.23 | 0.308 | 0.121 | 0.2 | 0.539 | 0.712 | 0.793
4504 | 2004-07-06 | 16:00 | 0.242 | 0.227 | 0.071 | 0.242 | 0.452 | 0.067 | 0.005 | 0.091 | 0.071 | 0.099 | 0.565 | 0.556 | 0.687
4505 | 2004-07-06 | 17:00 | 0.021 | 0.108 | 0.002 | 0.067 | 0.177 | 0.001 |  | 0.002 | 0.003 | 0.04 | 0.38 | 0.335 | 0.506
4506 | 2004-07-06 | 18:00 |  | 0.005 |  | 0.001 | 0.006 | SPP: 0.002; NWP: 0.274; RA: 0.065; CNV: 0.284
4507 | 2004-07-06 | 19:00 | [5 empty] | NWP: 0.081; CNV: 0.016
4508 | 2004-07-06 | 20:00 | [5 empty] | NWP: 0.004
4509 | 2004-07-06 | 21:00
4510 | 2004-07-06 | 22:00
4511 | 2004-07-06 | 23:00
4512 | 2004-07-07 | 00:00
4513 | 2004-07-07 | 01:00
4514 | 2004-07-07 | 02:00
4515 | 2004-07-07 | 03:00
4516 | 2004-07-07 | 04:00 | [5 empty] | NY: 0.001; NE: 0.001
4517 | 2004-07-07 | 05:00 | 0.003 |  | 0.003 |  |  | NY: 0.057; NE: 0.081; FL: 0.005; STV: 0.003
4518 | 2004-07-07 | 06:00 | 0.108 | 0.001 | 0.226 | 0.015 | 0.003 | 0.222 | 0.255 | 0.079 | 0.079 | 0.012
4519 | 2004-07-07 | 07:00 | 0.304 | 0.022 | 0.441 | 0.287 | 0.104 | 0.436 | 0.403 | 0.283 | 0.213 | 0.203 |  | 0.005
4520 | 2004-07-07 | 08:00 | 0.516 | 0.276 | 0.604 | 0.513 | 0.341 | 0.617 | 0.682 | 0.353 | 0.267 | 0.432 | 0.005 | 0.255 | 0.024
4521 | 2004-07-07 | 09:00 | 0.662 | 0.471 | 0.714 | 0.695 | 0.546 | 0.783 | 0.759 | 0.378 | 0.355 | 0.628 | 0.085 | 0.495 | 0.284
4522 | 2004-07-07 | 10:00 | 0.756 | 0.469 | 0.724 | 0.802 | 0.708 | 0.834 | 0.515 | 0.491 | 0.372 | 0.75 | 0.155 | 0.676 | 0.507
4523 | 2004-07-07 | 11:00 | 0.816 | 0.443 | 0.701 | 0.867 | 0.814 | 0.867 | 0.808 | 0.616 | 0.465 | 0.775 | 0.301 | 0.802 | 0.676
4524 | 2004-07-07 | 12:00 | 0.704 | 0.7 | 0.758 | 0.862 | 0.807 | 0.821 | 0.752 | 0.553 | 0.669 | 0.806 | 0.515 | 0.868 | 0.783
4525 | 2004-07-07 | 13:00 | 0.673 | 0.734 | 0.672 | 0.81 | 0.773 | 0.659 | 0.535 | 0.578 | 0.68 | 0.792 | 0.704 | 0.873 | 0.834
4526 | 2004-07-07 | 14:00 | 0.596 | 0.554 | 0.509 | 0.694 | 0.713 | 0.524 | 0.471 | 0.546 | 0.531 | 0.676 | 0.893 | 0.809 | 0.827
4527 | 2004-07-07 | 15:00 | 0.359 | 0.441 | 0.303 | 0.521 | 0.599 | 0.323 | 0.253 | 0.295 | 0.314 | 0.496 | 0.648 | 0.716 | 0.774
4528 | 2004-07-07 | 16:00 | 0.094 | 0.327 | 0.08 | 0.295 | 0.403 | 0.069 | 0.02 | 0.109 | 0.147 | 0.324 | 0.484 | 0.558 | 0.662
4529 | 2004-07-07 | 17:00 | 0.001 | 0.109 | 0.001 | 0.024 | 0.213 | 0.003 | 0.001 | 0.002 | 0.009 | 0.088 | 0.566 | 0.34 | 0.491
4530 | 2004-07-07 | 18:00 |  | 0.004 |  |  | 0.013 | NWP: 0.301; RA: 0.067; CNV: 0.274
4531 | 2004-07-07 | 19:00 | [5 empty] | NWP: 0.108; CNV: 0.026
4532 | 2004-07-07 | 20:00 | [5 empty] | NWP: 0.002
4533 | 2004-07-07 | 21:00
4534 | 2004-07-07 | 22:00
4535 | 2004-07-07 | 23:00
4536 | 2004-07-08 | 00:00
4537 | 2004-07-08 | 01:00
4538 | 2004-07-08 | 02:00
4539 | 2004-07-08 | 03:00
4540 | 2004-07-08 | 04:00 | [5 empty] | NE: 0.002
4541 | 2004-07-08 | 05:00 | 0.003 |  | 0.007 | 0.001 |  | NY: 0.025; NE: 0.081; FL: 0.001; STV: 0.001
4542 | 2004-07-08 | 06:00 | 0.087 | 0.001 | 0.236 | 0.045 | 0.009 | 0.207 | 0.268 | 0.141 | 0.08 | 0.001
4543 | 2004-07-08 | 07:00 | 0.29 | 0.072 | 0.453 | 0.131 | 0.105 | 0.398 | 0.421 | 0.4 | 0.391 | 0.212 | 0.001 | 0.004
4544 | 2004-07-08 | 08:00 | 0.143 | 0.211 | 0.623 | 0.403 | 0.244 | 0.516 | 0.504 | 0.548 | 0.542 | 0.447 | 0.006 | 0.26 | 0.016
4545 | 2004-07-08 | 09:00 | 0.667 | 0.347 | 0.745 | 0.62 | 0.532 | 0.785 | 0.635 | 0.521 | 0.554 | 0.649 | 0.119 | 0.511 | 0.284
4546 | 2004-07-08 | 10:00 | 0.791 | 0.366 | 0.755 | 0.761 | 0.602 | 0.85 | 0.804 | 0.724 | 0.374 | 0.77 | 0.183 | 0.692 | 0.508
4547 | 2004-07-08 | 11:00 | 0.805 | 0.519 | 0.765 | 0.801 | 0.814 | 0.823 | 0.807 | 0.448 | 0.183 | 0.836 | 0.326 | 0.843 | 0.67
4548 | 2004-07-08 | 12:00 | 0.716 | 0.581 | 0.719 | 0.814 | 0.824 | 0.576 | 0.732 | 0.528 | 0.211 | 0.87 | 0.626 | 0.898 | 0.783
4549 | 2004-07-08 | 13:00 | 0.753 | 0.588 | 0.655 | 0.752 | 0.8 | 0.538 | 0.585 | 0.481 | 0.286 | 0.807 | 0.854 | 0.913 | 0.84
4550 | 2004-07-08 | 14:00 | 0.616 | 0.517 | 0.494 | 0.63 | 0.698 | 0.418 | 0.445 | 0.566 | 0.244 | 0.71 | 0.826 | 0.856 | 0.843
4551 | 2004-07-08 | 15:00 | 0.445 | 0.574 | 0.293 | 0.467 | 0.568 | 0.304 | 0.237 | 0.372 | 0.048 | 0.56 | 0.842 | 0.74 | 0.784
4552 | 2004-07-08 | 16:00 | 0.239 | 0.381 | 0.073 | 0.277 | 0.386 | 0.082 | 0.014 | 0.13 | 0.024 | 0.349 | 0.748 | 0.368 | 0.671
4553 | 2004-07-08 | 17:00 | 0.017 | 0.144 | 0.001 | 0.07 | 0.207 | 0.001 |  | 0.002 | 0.001 | 0.09 | 0.583 | 0.078 | 0.497
4554 | 2004-07-08 | 18:00 |  | 0.001 |  | 0.002 | 0.005 | NWP: 0.363; RA: 0.02; CNV: 0.277
4555 | 2004-07-08 | 19:00 | [5 empty] | NWP: 0.105; RA: 0.001; CNV: 0.019
4556 | 2004-07-08 | 20:00 | [5 empty] | NWP: 0.001
4557 | 2004-07-08 | 21:00
4558 | 2004-07-08 | 22:00
4559 | 2004-07-08 | 23:00
4560 | 2004-07-09 | 00:00
4561 | 2004-07-09 | 01:00
4562 | 2004-07-09 | 02:00
4563 | 2004-07-09 | 03:00
4564 | 2004-07-09 | 04:00 | [5 empty] | NE: 0.001
4565 | 2004-07-09 | 05:00 | 0.001 |  | 0.004 | 0.001 |  | NY: 0.023; NE: 0.076; FL: 0.004; STV: 0.002
4566 | 2004-07-09 | 06:00 | 0.087 | 0.003 | 0.106 | 0.006 | 0.003 | 0.133 | 0.312 | 0.146 | 0.168 | 0.001
4567 | 2004-07-09 | 07:00 | 0.309 | 0.081 | 0.326 | 0.161 | 0.102 | 0.45 | 0.515 | 0.319 | 0.318 | 0.212 |  | 0.013
4568 | 2004-07-09 | 08:00 | 0.507 | 0.257 | 0.509 | 0.383 | 0.351 | 0.196 | 0.677 | 0.542 | 0.548 | 0.445 | 0.002 | 0.254 | 0.015
4569 | 2004-07-09 | 09:00 | 0.649 | 0.442 | 0.489 | 0.54 | 0.53 | 0.288 | 0.776 | 0.633 | 0.579 | 0.636 | 0.237 | 0.491 | 0.282
4570 | 2004-07-09 | 10:00 | 0.728 | 0.673 | 0.756 | 0.161 | 0.706 | 0.237 | 0.792 | 0.751 | 0.698 | 0.774 | 0.453 | 0.689 | 0.508
4571 | 2004-07-09 | 11:00 | 0.8 | 0.761 | 0.615 | 0.167 | 0.787 | 0.264 | 0.764 | 0.852 | 0.777 | 0.67 | 0.645 | 0.815 | 0.685
4572 | 2004-07-09 | 12:00 | 0.792 | 0.772 | 0.782 | 0.39 | 0.784 | 0.155 | 0.616 | 0.712 | 0.719 | 0.758 | 0.743 | 0.88 | 0.802
4573 | 2004-07-09 | 13:00 | 0.724 | 0.773 | 0.276 | 0.453 | 0.69 | 0.291 | 0.561 | 0.672 | 0.701 | 0.742 | 0.819 | 0.88 | 0.861
4574 | 2004-07-09 | 14:00 | 0.573 | 0.71 | 0.11 | 0.208 | 0.712 | 0.351 | 0.365 | 0.332 | 0.533 | 0.586 | 0.811 | 0.828 | 0.862
4575 | 2004-07-09 | 15:00 | 0.412 | 0.562 | 0.185 | 0.19 | 0.584 | 0.128 | 0.241 | 0.242 | 0.369 | 0.326 | 0.794 | 0.73 | 0.797
4576 | 2004-07-09 | 16:00 | 0.237 | 0.341 | 0.067 | 0.027 | 0.375 | 0.002 | 0.021 | 0.112 | 0.123 | 0.229 | 0.729 | 0.526 | 0.675
4577 | 2004-07-09 | 17:00 | 0.022 | 0.182 | 0.003 | 0.038 | 0.24 |  |  | 0.001 |  | 0.126 | 0.578 | 0.327 | 0.499
4578 | 2004-07-09 | 18:00 |  | 0.002 |  | 0.001 | 0.025 | SPP: 0.002; NWP: 0.364; RA: 0.069; CNV: 0.281
4579 | 2004-07-09 | 19:00 | [5 empty] | NWP: 0.101; RA: 0.001; CNV: 0.02
4580 | 2004-07-09 | 20:00
4581 | 2004-07-09 | 21:00
4582 | 2004-07-09 | 22:00
4583 | 2004-07-09 | 23:00
4584 | 2004-07-10 | 00:00
4585 | 2004-07-10 | 01:00
4586 | 2004-07-10 | 02:00
4587 | 2004-07-10 | 03:00
4588 | 2004-07-10 | 04:00
4589 | 2004-07-10 | 05:00 | 0.002 |  | 0.022 |  |  | NY: 0.014; NE: 0.063; FL: 0.001
4590 | 2004-07-10 | 06:00 | 0.101 | 0.001 | 0.245 | 0.063 | 0.001 | 0.013 | 0.332 | 0.132 | 0.158 | 0.003
4591 | 2004-07-10 | 07:00 | 0.277 | 0.096 | 0.435 | 0.266 | 0.07 | 0.165 | 0.553 | 0.294 | 0.404 | 0.09 |  | 0.004
4592 | 2004-07-10 | 08:00 | 0.447 | 0.332 | 0.603 | 0.509 | 0.223 | 0.231 | 0.719 | 0.434 | 0.62 | 0.39 | 0.006 | 0.25 | 0.019
4593 | 2004-07-10 | 09:00 | 0.457 | 0.537 | 0.731 | 0.688 | 0.495 | 0.356 | 0.833 | 0.66 | 0.738 | 0.533 | 0.198 | 0.49 | 0.28
4594 | 2004-07-10 | 10:00 | 0.482 | 0.729 | 0.783 | 0.751 | 0.425 | 0.342 | 0.884 | 0.687 | 0.821 | 0.708 | 0.305 | 0.671 | 0.505
4595 | 2004-07-10 | 11:00 | 0.321 | 0.794 | 0.795 | 0.827 | 0.777 | 0.332 | 0.88 | 0.637 | 0.841 | 0.748 | 0.575 | 0.767 | 0.679
4596 | 2004-07-10 | 12:00 | 0.671 | 0.849 | 0.733 | 0.845 | 0.637 | 0.35 | 0.806 | 0.779 | 0.807 | 0.784 | 0.719 | 0.851 | 0.795
4597 | 2004-07-10 | 13:00 | 0.817 | 0.821 | 0.6 | 0.752 | 0.835 | 0.269 | 0.671 | 0.626 | 0.722 | 0.72 | 0.714 | 0.864 | 0.844
4598 | 2004-07-10 | 14:00 | 0.561 | 0.737 | 0.317 | 0.592 | 0.767 | 0.354 | 0.483 | 0.346 | 0.53 | 0.678 | 0.453 | 0.793 | 0.847
4599 | 2004-07-10 | 15:00 | 0.414 | 0.596 | 0.284 | 0.441 | 0.635 | 0.222 | 0.252 | 0.287 | 0.347 | 0.506 | 0.414 | 0.649 | 0.798
4600 | 2004-07-10 | 16:00 | 0.274 | 0.382 | 0.091 | 0.29 | 0.452 | 0.09 | 0.007 | 0.095 | 0.127 | 0.337 | 0.421 | 0.403 | 0.679
4601 | 2004-07-10 | 17:00 | 0.058 | 0.155 | 0.001 | 0.038 | 0.238 | 0.001 |  | 0.002 |  | 0.093 | 0.274 | 0.232 | 0.502
4602 | 2004-07-10 | 18:00 |  | 0.001 |  | 0.001 | 0.008 | SPP: 0.001; NWP: 0.127; RA: 0.071; CNV: 0.278
4603 | 2004-07-10 | 19:00 | [5 empty] | NWP: 0.053; CNV: 0.024
4604 | 2004-07-10 | 20:00 | [5 empty] | NWP: 0.001
4605 | 2004-07-10 | 21:00
4606 | 2004-07-10 | 22:00
4607 | 2004-07-10 | 23:00
4608 | 2004-07-11 | 00:00
4609 | 2004-07-11 | 01:00
4610 | 2004-07-11 | 02:00
4611 | 2004-07-11 | 03:00
4612 | 2004-07-11 | 04:00
4613 | 2004-07-11 | 05:00 | 0.002 |  | 0.002 |  |  | NY: 0.013; NE: 0.064; STV: 0.001
4614 | 2004-07-11 | 06:00 | 0.091 | 0.002 | 0.099 | 0.03 | 0.003 | NY: 0.248; NE: 0.301; FL: 0.066; STV: 0.083
4615 | 2004-07-11 | 07:00 | 0.304 | 0.11 | 0.205 | 0.291 | 0.112 | 0.417 | 0.485 | 0.343 | 0.208 | 0.016 |  | 0.028
4616 | 2004-07-11 | 08:00 | 0.537 | 0.345 | 0.123 | 0.518 | 0.314 | 0.397 | 0.612 | 0.448 | 0.367 | 0.067 | 0.026 | 0.233 | 0.013
4617 | 2004-07-11 | 09:00 | 0.663 | 0.541 | 0.296 | 0.69 | 0.551 | 0.741 | 0.759 | 0.66 | 0.406 | 0.169 | 0.135 | 0.461 | 0.281
4618 | 2004-07-11 | 10:00 | 0.594 | 0.725 | 0.326 | 0.813 | 0.654 | 0.791 | 0.819 | 0.456 | 0.645 | 0.28 | 0.217 | 0.699 | 0.506
4619 | 2004-07-11 | 11:00 | 0.797 | 0.83 | 0.214 | 0.87 | 0.833 | 0.684 | 0.822 | 0.574 | 0.539 | 0.709 | 0.318 | 0.81 | 0.677
4620 | 2004-07-11 | 12:00 | 0.844 | 0.814 | 0.384 | 0.869 | 0.882 | 0.637 | 0.593 | 0.469 | 0.433 | 0.644 | 0.33 | 0.902 | 0.787
4621 | 2004-07-11 | 13:00 | 0.622 | 0.771 | 0.305 | 0.811 | 0.864 | 0.404 | 0.603 | 0.381 | 0.102 | 0.334 | 0.35 | 0.895 | 0.837
4622 | 2004-07-11 | 14:00 | 0.573 | 0.619 | 0.124 | 0.66 | 0.771 | 0.283 | 0.454 | 0.253 | 0.122 | 0.35 | 0.386 | 0.771 | 0.832
4623 | 2004-07-11 | 15:00 | 0.4 | 0.564 | 0.208 | 0.45 | 0.644 | 0.324 | 0.244 | 0.192 | 0.232 | 0.332 | 0.334 | 0.664 | 0.778
4624 | 2004-07-11 | 16:00 | 0.16 | 0.36 | 0.08 | 0.286 | 0.453 | 0.086 | 0.019 | 0.138 | 0.12 | 0.185 | 0.52 | 0.302 | 0.667
4625 | 2004-07-11 | 17:00 | 0.015 | 0.144 | 0.001 | 0.043 | 0.216 |  |  | 0.002 | 0.002 | 0.028 | 0.343 | 0.254 | 0.496
4626 | 2004-07-11 | 18:00 |  | 0.002 |  | 0.001 | 0.02 | SPP: 0.001; NWP: 0.245; RA: 0.081; CNV: 0.277
4627 | 2004-07-11 | 19:00 | [5 empty] | NWP: 0.094; RA: 0.002; CNV: 0.018
4628 | 2004-07-11 | 20:00 | [5 empty] | NWP: 0.006
4629 | 2004-07-11 | 21:00
4630 | 2004-07-11 | 22:00
4631 | 2004-07-11 | 23:00
4632 | 2004-07-12 | 00:00
4633 | 2004-07-12 | 01:00
4634 | 2004-07-12 | 02:00
4635 | 2004-07-12 | 03:00
4636 | 2004-07-12 | 04:00 | [5 empty] | NE: 0.002
4637 | 2004-07-12 | 05:00 | 0.001 |  | 0.006 | 0.001 |  | NY: 0.009; NE: 0.081; FL: 0.002; STV: 0.005
4638 | 2004-07-12 | 06:00 | 0.071 | 0.001 | 0.233 | 0.046 | 0.001 | 0.218 | 0.267 | 0.13 | 0.02 | 0.012
4639 | 2004-07-12 | 07:00 | 0.314 | 0.121 | 0.483 | 0.294 | 0.077 | 0.49 | 0.448 | 0.33 | 0.4 | 0.142 |  | 0.008
4640 | 2004-07-12 | 08:00 | 0.519 | 0.332 | 0.624 | 0.522 | 0.325 | 0.671 | 0.46 | 0.473 | 0.274 | 0.19 | 0.007 | 0.255 | 0.014
4641 | 2004-07-12 | 09:00 | 0.653 | 0.496 | 0.78 | 0.711 | 0.486 | 0.793 | 0.788 | 0.587 | 0.147 | 0.241 | 0.058 | 0.499 | 0.282
4642 | 2004-07-12 | 10:00 | 0.665 | 0.668 | 0.743 | 0.82 | 0.628 | 0.875 | 0.82 | 0.649 | 0.394 | 0.442 | 0.175 | 0.683 | 0.51
4643 | 2004-07-12 | 11:00 | 0.808 | 0.748 | 0.72 | 0.868 | 0.651 | 0.802 | 0.779 | 0.729 | 0.295 | 0.546 | 0.229 | 0.77 | 0.682
4644 | 2004-07-12 | 12:00 | 0.795 | 0.801 | 0.691 | 0.861 | 0.759 | 0.825 | 0.711 | 0.636 | 0.199 | 0.659 | 0.276 | 0.879 | 0.8
4645 | 2004-07-12 | 13:00 | 0.38 | 0.676 | 0.663 | 0.795 | 0.455 | 0.693 | 0.593 | 0.62 | 0.198 | 0.601 | 0.312 | 0.851 | 0.86
4646 | 2004-07-12 | 14:00 | 0.221 | 0.715 | 0.553 | 0.66 | 0.483 | 0.548 | 0.268 | 0.38 | 0.108 | 0.693 | 0.36 | 0.731 | 0.86
4647 | 2004-07-12 | 15:00 | 0.258 | 0.547 | 0.334 | 0.48 | 0.619 | 0.329 | 0.172 | 0.27 | 0.084 | 0.268 | 0.468 | 0.657 | 0.799
4648 | 2004-07-12 | 16:00 | 0.155 | 0.387 | 0.079 | 0.285 | 0.433 | 0.067 | 0.043 | 0.126 | 0.025 | 0.28 | 0.565 | 0.52 | 0.681
4649 | 2004-07-12 | 17:00 | 0.003 | 0.159 |  | 0.039 | 0.235 |  | 0.001 |  | 0.003 | 0.092 | 0.475 | 0.317 | 0.504
4650 | 2004-07-12 | 18:00 | 0.001 | 0.001 |  |  | 0.005 | SPP: 0.001; NWP: 0.257; RA: 0.039; CNV: 0.284
4651 | 2004-07-12 | 19:00 | [5 empty] | NWP: 0.127; CNV: 0.019
4652 | 2004-07-12 | 20:00 | [5 empty] | NWP: 0.001
4653 | 2004-07-12 | 21:00
4654 | 2004-07-12 | 22:00
4655 | 2004-07-12 | 23:00
4656 | 2004-07-13 | 00:00
4657 | 2004-07-13 | 01:00
4658 | 2004-07-13 | 02:00
4659 | 2004-07-13 | 03:00
4660 | 2004-07-13 | 04:00
4661 | 2004-07-13 | 05:00 |  |  | 0.038 | 0.003 |  | NY: 0.015; NE: 0.032; FL: 0.005
4662 | 2004-07-13 | 06:00 | 0.054 | 0.001 | 0.227 | 0.061 | 0.001 | 0.25 | 0.215 | 0.108 | 0.144 | 0.002
4663 | 2004-07-13 | 07:00 | 0.32 | 0.117 | 0.339 | 0.289 | 0.099 | 0.423 | 0.217 | 0.311 | 0.228 | 0.067 |  | 0.005
4664 | 2004-07-13 | 08:00 | 0.529 | 0.344 | 0.3 | 0.45 | 0.355 | 0.622 | 0.236 | 0.518 | 0.373 | 0.192 | 0.004 | 0.219 | 0.013
4665 | 2004-07-13 | 09:00 | 0.669 | 0.489 | 0.607 | 0.679 | 0.586 | 0.633 | 0.294 | 0.649 | 0.651 | 0.259 | 0.238 | 0.439 | 0.282
4666 | 2004-07-13 | 10:00 | 0.669 | 0.462 | 0.597 | 0.79 | 0.763 | 0.804 | 0.163 | 0.438 | 0.836 | 0.276 | 0.462 | 0.681 | 0.497
4667 | 2004-07-13 | 11:00 | 0.743 | 0.284 | 0.835 | 0.675 | 0.88 | 0.821 | 0.146 | 0.342 | 0.744 | 0.365 | 0.676 | 0.783 | 0.645
4668 | 2004-07-13 | 12:00 | 0.7 | 0.348 | 0.511 | 0.856 | 0.926 | 0.766 | 0.429 | 0.359 | 0.75 | 0.338 | 0.639 | 0.879 | 0.794
4669 | 2004-07-13 | 13:00 | 0.659 | 0.352 | 0.586 | 0.59 | 0.906 | 0.668 | 0.548 | 0.268 | 0.638 | 0.206 | 0.766 | 0.882 | 0.869
4670 | 2004-07-13 | 14:00 | 0.628 | 0.303 | 0.477 | 0.498 | 0.825 | 0.494 | 0.456 | 0.253 | 0.506 | 0.358 | 0.7 | 0.818 | 0.887
4671 | 2004-07-13 | 15:00 | 0.444 | 0.266 | 0.314 | 0.31 | 0.686 | 0.319 | 0.25 | 0.143 | 0.355 | 0.264 | 0.704 | 0.624 | 0.817
4672 | 2004-07-13 | 16:00 | 0.209 | 0.181 | 0.074 | 0.143 | 0.481 | 0.069 | 0.018 | 0.072 | 0.124 | 0.216 | 0.6 | 0.427 | 0.69
4673 | 2004-07-13 | 17:00 | 0.011 | 0.127 | 0.001 | 0.064 | 0.244 | 0.001 |  |  | 0.001 | 0.072 | 0.492 | 0.218 | 0.506
4674 | 2004-07-13 | 18:00 |  | 0.003 |  |  | 0.009 | NWP: 0.375; RA: 0.056; CNV: 0.284
4675 | 2004-07-13 | 19:00 | [5 empty] | NWP: 0.125; RA: 0.001; CNV: 0.018
4676 | 2004-07-13 | 20:00 | [5 empty] | NWP: 0.003
4677 | 2004-07-13 | 21:00
4678 | 2004-07-13 | 22:00
4679 | 2004-07-13 | 23:00
4680 | 2004-07-14 | 00:00
4681 | 2004-07-14 | 01:00
4682 | 2004-07-14 | 02:00
4683 | 2004-07-14 | 03:00
4684 | 2004-07-14 | 04:00 | [5 empty] | NE: 0.002
4685 | 2004-07-14 | 05:00 | 0.002 |  | 0.013 | 0.001 |  | NY: 0.006; NE: 0.003; FL: 0.004; STV: 0.004
4686 | 2004-07-14 | 06:00 | 0.074 |  | 0.234 | 0.008 | 0.005 | 0.248 | 0.321 | 0.17 | 0.149 | 0.014
4687 | 2004-07-14 | 07:00 | 0.286 | 0.106 | 0.451 | 0.183 | 0.087 | 0.437 | 0.511 | 0.343 | 0.369 | 0.152 |  | 0.004
4688 | 2004-07-14 | 08:00 | 0.507 | 0.322 | 0.563 | 0.237 | 0.21 | 0.634 | 0.455 | 0.522 | 0.513 | 0.218 | 0.002 | 0.243 | 0.014
4689 | 2004-07-14 | 09:00 | 0.663 | 0.477 | 0.641 | 0.254 | 0.461 | 0.678 | 0.301 | 0.575 | 0.59 | 0.23 | 0.241 | 0.478 | 0.282
4690 | 2004-07-14 | 10:00 | 0.605 | 0.604 | 0.661 | 0.437 | 0.645 | 0.801 | 0.399 | 0.703 | 0.712 | 0.309 | 0.492 | 0.679 | 0.51
4691 | 2004-07-14 | 11:00 | 0.817 | 0.641 | 0.456 | 0.307 | 0.831 | 0.773 | 0.321 | 0.536 | 0.776 | 0.315 | 0.698 | 0.821 | 0.68
4692 | 2004-07-14 | 12:00 | 0.684 | 0.788 | 0.689 | 0.601 | 0.865 | 0.7 | 0.304 | 0.54 | 0.72 | 0.435 | 0.828 | 0.902 | 0.792
4693 | 2004-07-14 | 13:00 | 0.641 | 0.781 | 0.658 | 0.769 | 0.786 | 0.633 | 0.111 | 0.419 | 0.625 | 0.602 | 0.898 | 0.933 | 0.848
4694 | 2004-07-14 | 14:00 | 0.462 | 0.623 | 0.461 | 0.664 | 0.706 | 0.504 | 0.297 | 0.302 | 0.534 | 0.399 | 0.848 | 0.556 | 0.851
4695 | 2004-07-14 | 15:00 | 0.297 | 0.57 | 0.302 | 0.337 | 0.457 | 0.304 | 0.215 | 0.294 | 0.361 | 0.378 | 0.735 | 0.723 | 0.79
4696 | 2004-07-14 | 16:00 | 0.225 | 0.374 | 0.095 | 0.195 | 0.404 | 0.054 | 0.031 | 0.129 | 0.13 | 0.194 | 0.669 | 0.493 | 0.674
4697 | 2004-07-14 | 17:00 | 0.003 | 0.175 | 0.001 | 0.051 | 0.219 |  | 0.001 | 0.003 | 0.001 | 0.007 | 0.433 | 0.273 | 0.501
4698 | 2004-07-14 | 18:00 |  | 0.001 |  | 0.001 | 0.011 | NWP: 0.3; RA: 0.047; CNV: 0.28
4699 | 2004-07-14 | 19:00 | [5 empty] | NWP: 0.101; CNV: 0.019
4700 | 2004-07-14 | 20:00 | [5 empty] | NWP: 0.002
4701 | 2004-07-14 | 21:00
4702 | 2004-07-14 | 22:00
4703 | 2004-07-14 | 23:00
4704 | 2004-07-15 | 00:00
4705 | 2004-07-15 | 01:00
4706 | 2004-07-15 | 02:00
4707 | 2004-07-15 | 03:00
4708 | 2004-07-15 | 04:00
4709 | 2004-07-15 | 05:00 | 0.002 |  | 0.004 |  |  | NY: 0.017; NE: 0.064; FL: 0.001; STV: 0.001
4710 | 2004-07-15 | 06:00 | 0.062 |  | 0.245 | 0.056 | 0.001 | 0.237 | 0.339 | 0.086 | 0.138 | 0.002
4711 | 2004-07-15 | 07:00 | 0.222 | 0.109 | 0.459 | 0.202 | 0.094 | 0.36 | 0.574 | 0.277 | 0.373 | 0.22 |  | 0.017
4712 | 2004-07-15 | 08:00 | 0.51 | 0.351 | 0.636 | 0.525 | 0.339 | 0.51 | 0.752 | 0.363 | 0.532 | 0.46 | 0.002 | 0.245 | 0.02
4713 | 2004-07-15 | 09:00 | 0.704 | 0.546 | 0.792 | 0.654 | 0.543 | 0.743 | 0.83 | 0.653 | 0.622 | 0.656 | 0.237 | 0.493 | 0.276
4714 | 2004-07-15 | 10:00 | 0.689 | 0.676 | 0.643 | 0.666 | 0.691 | 0.779 | 0.598 | 0.36 | 0.754 | 0.785 | 0.478 | 0.676 | 0.498
4715 | 2004-07-15 | 11:00 | 0.809 | 0.759 | 0.844 | 0.702 | 0.778 | 0.667 | 0.843 | 0.34 | 0.733 | 0.855 | 0.679 | 0.8 | 0.666
4716 | 2004-07-15 | 12:00 | 0.756 | 0.684 | 0.758 | 0.623 | 0.827 | 0.761 | 0.716 | 0.504 | 0.76 | 0.881 | 0.812 | 0.853 | 0.775
4717 | 2004-07-15 | 13:00 | 0.71 | 0.765 | 0.734 | 0.453 | 0.817 | 0.38 | 0.574 | 0.37 | 0.675 | 0.842 | 0.883 | 0.758 | 0.831
4718 | 2004-07-15 | 14:00 | 0.457 | 0.693 | 0.458 | 0.584 | 0.749 | 0.467 | 0.502 | 0.207 | 0.501 | 0.745 | 0.903 | 0.546 | 0.827
4719 | 2004-07-15 | 15:00 | 0.275 | 0.561 | 0.301 | 0.413 | 0.603 | 0.238 | 0.262 | 0.235 | 0.341 | 0.577 | 0.816 | 0.471 | 0.776
4720 | 2004-07-15 | 16:00 | 0.101 | 0.397 | 0.069 | 0.276 | 0.423 | 0.062 | 0.009 | 0.03 | 0.139 | 0.362 | 0.754 | 0.28 | 0.665
4721 | 2004-07-15 | 17:00 | 0.008 | 0.177 |  | 0.067 | 0.222 |  |  | 0.001 | 0.001 | 0.102 | 0.511 | 0.1 | 0.492
4722 | 2004-07-15 | 18:00 |  |  |  |  | 0.014 | NWP: 0.347; RA: 0.047; CNV: 0.275
4723 | 2004-07-15 | 19:00 | [5 empty] | NWP: 0.098; CNV: 0.028
4724 | 2004-07-15 | 20:00
4725 | 2004-07-15 | 21:00
4726 | 2004-07-15 | 22:00
4727 | 2004-07-15 | 23:00
4728 | 2004-07-16 | 00:00
4729 | 2004-07-16 | 01:00
4730 | 2004-07-16 | 02:00
4731 | 2004-07-16 | 03:00
4732 | 2004-07-16 | 04:00
4733 | 2004-07-16 | 05:00 |  |  | 0.021 | 0.001 |  | NY: 0.018; NE: 0.039; FL: 0.002
4734 | 2004-07-16 | 06:00 | 0.092 | 0.001 | 0.199 | 0.076 |  | 0.265 | 0.335 | 0.111 | 0.063 | 0.003
4735 | 2004-07-16 | 07:00 | 0.272 | 0.119 | 0.29 | 0.28 | 0.081 | 0.142 | 0.56 | 0.361 | 0.225 | 0.205 |  | 0.007
4736 | 2004-07-16 | 08:00 | 0.457 | 0.314 | 0.653 | 0.519 | 0.345 | 0.44 | 0.718 | 0.313 | 0.259 | 0.454 | 0.007 | 0.246 | 0.028
4737 | 2004-07-16 | 09:00 | 0.637 | 0.544 | 0.597 | 0.696 | 0.56 | 0.581 | 0.787 | 0.461 | 0.647 | 0.655 | 0.225 | 0.485 | 0.223
4738 | 2004-07-16 | 10:00 | 0.778 | 0.687 | 0.786 | 0.814 | 0.721 | 0.633 | 0.824 | 0.523 | 0.641 | 0.797 | 0.428 | 0.658 | 0.358
4739 | 2004-07-16 | 11:00 | 0.864 | 0.756 | 0.833 | 0.7 | 0.821 | 0.662 | 0.756 | 0.606 | 0.41 | 0.876 | 0.633 | 0.801 | 0.329
4740 | 2004-07-16 | 12:00 | 0.604 | 0.707 | 0.759 | 0.756 | 0.865 | 0.639 | 0.666 | 0.482 | 0.645 | 0.886 | 0.718 | 0.65 | 0.322
4741 | 2004-07-16 | 13:00 | 0.708 | 0.752 | 0.636 | 0.671 | 0.852 | 0.62 | 0.642 | 0.403 | 0.58 | 0.839 | 0.839 | 0.737 | 0.391
4742 | 2004-07-16 | 14:00 | 0.372 | 0.481 | 0.467 | 0.607 | 0.781 | 0.485 | 0.462 | 0.486 | 0.397 | 0.734 | 0.85 | 0.781 | 0.332
4743 | 2004-07-16 | 15:00 | 0.394 | 0.473 | 0.24 | 0.496 | 0.655 | 0.297 | 0.252 | 0.367 | 0.323 | 0.582 | 0.806 | 0.739 | 0.415
4744 | 2004-07-16 | 16:00 | 0.183 | 0.336 | 0.074 | 0.287 | 0.466 | 0.07 | 0.005 | 0.122 | 0.152 | 0.364 | 0.704 | 0.32 | 0.579
4745 | 2004-07-16 | 17:00 | 0.005 | 0.12 | 0.003 | 0.033 | 0.235 | 0.001 |  | 0.003 | 0.01 | 0.098 | 0.576 | 0.332 | 0.471
4746 | 2004-07-16 | 18:00 |  | 0.004 |  |  | 0.004 | NWP: 0.364; RA: 0.08; CNV: 0.268
4747 | 2004-07-16 | 19:00 | [5 empty] | NWP: 0.117; RA: 0.001; CNV: 0.018
4748 | 2004-07-16 | 20:00 | [5 empty] | NWP: 0.001
4749 | 2004-07-16 | 21:00
4750 | 2004-07-16 | 22:00
4751 | 2004-07-16 | 23:00
4752 | 2004-07-17 | 00:00
4753 | 2004-07-17 | 01:00
4754 | 2004-07-17 | 02:00
4755 | 2004-07-17 | 03:00
4756 | 2004-07-17 | 04:00 | [5 empty] | NE: 0.001
4757 | 2004-07-17 | 05:00 |  |  | 0.011 |  |  | NY: 0.002; NE: 0.056; FL: 0.001; STV: 0.004
4758 | 2004-07-17 | 06:00 | 0.013 | 0.001 | 0.223 | 0.015 | 0.001 | 0.111 | 0.32 | 0.093 | 0.048 | 0.006
4759 | 2004-07-17 | 07:00 | 0.254 | 0.083 | 0.435 | 0.288 | 0.09 | 0.234 | 0.549 | 0.361 | 0.036 | 0.212 |  | 0.005
4760 | 2004-07-17 | 08:00 | 0.514 | 0.332 | 0.636 | 0.517 | 0.315 | 0.214 | 0.71 | 0.514 | 0.261 | 0.373 | 0.002 | 0.247 | 0.021
4761 | 2004-07-17 | 09:00 | 0.525 | 0.539 | 0.765 | 0.703 | 0.512 | 0.281 | 0.757 | 0.632 | 0.345 | 0.532 | 0.234 | 0.487 | 0.258
4762 | 2004-07-17 | 10:00 | 0.688 | 0.598 | 0.747 | 0.775 | 0.662 | 0.311 | 0.828 | 0.807 | 0.363 | 0.539 | 0.481 | 0.679 | 0.455
4763 | 2004-07-17 | 11:00 | 0.702 | 0.74 | 0.578 | 0.775 | 0.761 | 0.576 | 0.769 | 0.804 | 0.324 | 0.8 | 0.685 | 0.821 | 0.628
4764 | 2004-07-17 | 12:00 | 0.764 | 0.792 | 0.464 | 0.61 | 0.815 | 0.585 | 0.667 | 0.804 | 0.291 | 0.821 | 0.807 | 0.866 | 0.715
4765 | 2004-07-17 | 13:00 | 0.744 | 0.589 | 0.432 | 0.791 | 0.799 | 0.576 | 0.521 | 0.662 | 0.301 | 0.616 | 0.868 | 0.864 | 0.745
4766 | 2004-07-17 | 14:00 | 0.534 | 0.7 | 0.386 | 0.662 | 0.617 | 0.485 | 0.495 | 0.546 | 0.257 | 0.352 | 0.875 | 0.843 | 0.62
4767 | 2004-07-17 | 15:00 | 0.459 | 0.534 | 0.276 | 0.509 | 0.561 | 0.265 | 0.245 | 0.32 | 0.259 | 0.469 | 0.842 | 0.689 | 0.731
4768 | 2004-07-17 | 16:00 | 0.163 | 0.339 | 0.074 | 0.291 | 0.473 | 0.082 | 0.025 | 0.145 | 0.155 | 0.303 | 0.748 | 0.558 | 0.556
4769 | 2004-07-17 | 17:00 | 0.025 | 0.187 | 0.001 | 0.037 | 0.185 | 0.001 |  | 0.001 | 0.002 | 0.112 | 0.59 | 0.279 | 0.455
4770 | 2004-07-17 | 18:00 |  | 0.001 |  |  | 0.021 | SPP: 0.001; NWP: 0.374; RA: 0.075; CNV: 0.255
4771 | 2004-07-17 | 19:00 | [5 empty] | NWP: 0.095; RA: 0.001; CNV: 0.029
4772 | 2004-07-17 | 20:00
4773 | 2004-07-17 | 21:00
4774 | 2004-07-17 | 22:00
4775 | 2004-07-17 | 23:00
4776 | 2004-07-18 | 00:00
4777 | 2004-07-18 | 01:00
4778 | 2004-07-18 | 02:00
4779 | 2004-07-18 | 03:00
4780 | 2004-07-18 | 04:00 | [5 empty] | NE: 0.003
4781 | 2004-07-18 | 05:00 | 0.001 |  | 0.011 |  |  | NY: 0.005; NE: 0.069; STV: 0.002
4782 | 2004-07-18 | 06:00 | 0.035 |  | 0.237 | 0.059 | 0.004 | 0.227 | 0.205 | 0.143 | 0.146 | 0.003
4783 | 2004-07-18 | 07:00 | 0.129 | 0.117 | 0.464 | 0.307 | 0.069 | 0.468 | 0.51 | 0.326 | 0.359 | 0.203 |  | 0.032
4784 | 2004-07-18 | 08:00 | 0.176 | 0.329 | 0.66 | 0.511 | 0.147 | 0.634 | 0.524 | 0.61 | 0.505 | 0.375 | 0.006 | 0.245 | 0.013
4785 | 2004-07-18 | 09:00 | 0.227 | 0.551 | 0.756 | 0.682 | 0.325 | 0.687 | 0.735 | 0.683 | 0.504 | 0.537 | 0.234 | 0.475 | 0.254
4786 | 2004-07-18 | 10:00 | 0.277 | 0.687 | 0.816 | 0.796 | 0.284 | 0.577 | 0.666 | 0.768 | 0.523 | 0.753 | 0.473 | 0.679 | 0.456
4787 | 2004-07-18 | 11:00 | 0.281 | 0.773 | 0.831 | 0.806 | 0.347 | 0.775 | 0.466 | 0.74 | 0.698 | 0.583 | 0.67 | 0.797 | 0.592
4788 | 2004-07-18 | 12:00 | 0.494 | 0.806 | 0.763 | 0.834 | 0.613 | 0.767 | 0.406 | 0.631 | 0.629 | 0.741 | 0.802 | 0.847 | 0.75
4789 | 2004-07-18 | 13:00 | 0.376 | 0.776 | 0.671 | 0.792 | 0.193 | 0.665 | 0.146 | 0.677 | 0.555 | 0.464 | 0.888 | 0.881 | 0.799
4790 | 2004-07-18 | 14:00 | 0.414 | 0.704 | 0.519 | 0.668 | 0.322 | 0.513 | 0.283 | 0.602 | 0.279 | 0.603 | 0.903 | 0.827 | 0.782
4791 | 2004-07-18 | 15:00 | 0.266 | 0.591 | 0.249 | 0.423 | 0.216 | 0.309 | 0.166 | 0.251 | 0.271 | 0.414 | 0.854 | 0.639 | 0.714
4792 | 2004-07-18 | 16:00 | 0.07 | 0.389 | 0.08 | 0.305 | 0.226 | 0.06 | 0.042 | 0.081 | 0.134 | 0.299 | 0.742 | 0.551 | 0.634
4793 | 2004-07-18 | 17:00 | 0.001 | 0.161 | 0.001 | 0.07 | 0.065 |  |  | 0.002 | 0.002 | 0.076 | 0.575 | 0.299 | 0.488
4794 | 2004-07-18 | 18:00 |  |  |  | 0.002 | 0.005 | SPP: 0.001; NWP: 0.36; RA: 0.094; CNV: 0.274
4795 | 2004-07-18 | 19:00 | [5 empty] | NWP: 0.112; CNV: 0.023
4796 | 2004-07-18 | 20:00 | [5 empty] | NWP: 0.001
4797 | 2004-07-18 | 21:00
4798 | 2004-07-18 | 22:00
4799 | 2004-07-18 | 23:00
4800 | 2004-07-19 | 00:00
4801 | 2004-07-19 | 01:00
4802 | 2004-07-19 | 02:00
4803 | 2004-07-19 | 03:00
4804 | 2004-07-19 | 04:00 | [5 empty] | NE: 0.001
4805 | 2004-07-19 | 05:00 |  |  | 0.001 | 0.001 |  | NY: 0.011; NE: 0.088; FL: 0.002
4806 | 2004-07-19 | 06:00 | 0.046 | 0.001 | 0.088 | 0.038 | 0.005 | 0.182 | 0.097 | 0.134 | 0.147 | 0.002
4807 | 2004-07-19 | 07:00 | 0.278 | 0.105 | 0.177 | 0.256 | 0.094 | 0.275 | 0.28 | 0.161 | 0.371 | 0.206 |  | 0.004
4808 | 2004-07-19 | 08:00 | 0.521 | 0.332 | 0.26 | 0.446 | 0.184 | 0.212 | 0.399 | 0.281 | 0.514 | 0.431 | 0.004 | 0.247 | 0.02
4809 | 2004-07-19 | 09:00 | 0.64 | 0.53 | 0.355 | 0.468 | 0.256 | 0.227 | 0.447 | 0.492 | 0.667 | 0.629 | 0.232 | 0.49 | 0.268
4810 | 2004-07-19 | 10:00 | 0.72 | 0.662 | 0.362 | 0.635 | 0.305 | 0.128 | 0.759 | 0.292 | 0.717 | 0.713 | 0.472 | 0.668 | 0.489
4811 | 2004-07-19 | 11:00 | 0.589 | 0.76 | 0.328 | 0.805 | 0.332 | 0.301 | 0.781 | 0.307 | 0.694 | 0.729 | 0.679 | 0.793 | 0.668
4812 | 2004-07-19 | 12:00 | 0.539 | 0.791 | 0.51 | 0.801 | 0.369 | 0.304 | 0.745 | 0.299 | 0.707 | 0.83 | 0.805 | 0.815 | 0.786
4813 | 2004-07-19 | 13:00 | 0.561 | 0.794 | 0.666 | 0.611 | 0.479 | 0.246 | 0.638 | 0.313 | 0.623 | 0.734 | 0.869 | 0.854 | 0.849
4814 | 2004-07-19 | 14:00 | 0.445 | 0.587 | 0.317 | 0.61 | 0.497 | 0.199 | 0.443 | 0.277 | 0.333 | 0.676 | 0.874 | 0.802 | 0.85
4815 | 2004-07-19 | 15:00 | 0.47 | 0.534 | 0.207 | 0.439 | 0.361 | 0.123 | 0.237 | 0.21 | 0.347 | 0.416 | 0.832 | 0.625 | 0.792
4816 | 2004-07-19 | 16:00 | 0.131 | 0.371 | 0.083 | 0.126 | 0.333 | 0.032 | 0.009 | 0.049 | 0.083 | 0.314 | 0.729 | 0.37 | 0.676
4817 | 2004-07-19 | 17:00 | 0.026 | 0.171 | 0.002 | 0.004 | 0.191 | 0.001 |  | 0.001 | 0.003 | 0.079 | 0.567 | 0.05 | 0.495
4818 | 2004-07-19 | 18:00 |  | 0.003 |  |  | 0.026 | SPP: 0.002; NWP: 0.358; RA: 0.069; CNV: 0.278
4819 | 2004-07-19 | 19:00 | [5 empty] | NWP: 0.108; RA: 0.001; CNV: 0.031
4820 | 2004-07-19 | 20:00 | [5 empty] | NWP: 0.001
4821 | 2004-07-19 | 21:00
4822 | 2004-07-19 | 22:00
4823 | 2004-07-19 | 23:00
4824 | 2004-07-20 | 00:00
4825 | 2004-07-20 | 01:00
4826 | 2004-07-20 | 02:00
4827 | 2004-07-20 | 03:00
4828 | 2004-07-20 | 04:00 | [5 empty] | NE: 0.002
4829 | 2004-07-20 | 05:00 |  |  | 0.007 |  |  | NY: 0.009; NE: 0.024; FL: 0.001; STV: 0.001
4830 | 2004-07-20 | 06:00 | 0.064 |  | 0.197 | 0.004 | 0.001 | 0.255 | 0.124 | 0.151 | 0.15 | 0.009
4831 | 2004-07-20 | 07:00 | 0.316 | 0.106 | 0.376 | 0.137 | 0.096 | 0.494 | 0.121 | 0.383 | 0.358 | 0.207 |  | 0.01
4832 | 2004-07-20 | 08:00 | 0.528 | 0.27 | 0.567 | 0.189 | 0.174 | 0.688 | 0.291 | 0.599 | 0.432 | 0.431 | 0.014 | 0.247 | 0.019
4833 | 2004-07-20 | 09:00 | 0.674 | 0.527 | 0.698 | 0.249 | 0.264 | 0.804 | 0.371 | 0.735 | 0.712 | 0.554 | 0.096 | 0.475 | 0.27
4834 | 2004-07-20 | 10:00 | 0.735 | 0.701 | 0.769 | 0.275 | 0.537 | 0.864 | 0.197 | 0.826 | 0.782 | 0.529 | 0.361 | 0.664 | 0.491
4835 | 2004-07-20 | 11:00 | 0.629 | 0.774 | 0.653 | 0.218 | 0.748 | 0.887 | 0.191 | 0.862 | 0.676 | 0.684 | 0.65 | 0.764 | 0.668
4836 | 2004-07-20 | 12:00 | 0.741 | 0.788 | 0.712 | 0.228 | 0.785 | 0.845 | 0.216 | 0.8 | 0.663 | 0.788 | 0.736 | 0.845 | 0.785
4837 | 2004-07-20 | 13:00 | 0.622 | 0.766 | 0.746 | 0.201 | 0.83 | 0.736 | 0.153 | 0.757 | 0.553 | 0.746 | 0.818 | 0.843 | 0.846
4838 | 2004-07-20 | 14:00 | 0.441 | 0.709 | 0.417 | 0.174 | 0.791 | 0.572 | 0.112 | 0.502 | 0.142 | 0.592 | 0.905 | 0.834 | 0.849
4839 | 2004-07-20 | 15:00 | 0.451 | 0.564 | 0.326 | 0.099 | 0.613 | 0.34 | 0.059 | 0.309 | 0.195 | 0.375 | 0.849 | 0.658 | 0.787
4840 | 2004-07-20 | 16:00 | 0.212 | 0.381 | 0.078 | 0.034 | 0.44 | 0.072 | 0.006 | 0.129 | 0.125 | 0.306 | 0.733 | 0.414 | 0.666
4841 | 2004-07-20 | 17:00 | 0.026 | 0.185 | 0.001 | 0.036 | 0.229 |  |  |  | 0.004 | 0.096 | 0.575 | 0.198 | 0.491
4842 | 2004-07-20 | 18:00 |  | 0.001 |  |  | 0.012 | SPP: 0.001; NWP: 0.366; RA: 0.088; CNV: 0.277
4843 | 2004-07-20 | 19:00 | [5 empty] | NWP: 0.114; CNV: 0.029
4844 | 2004-07-20 | 20:00 | [5 empty] | NWP: 0.001
4845 | 2004-07-20 | 21:00
4846 | 2004-07-20 | 22:00
4847 | 2004-07-20 | 23:00
4848 | 2004-07-21 | 00:00
4849 | 2004-07-21 | 01:00
4850 | 2004-07-21 | 02:00
4851 | 2004-07-21 | 03:00
4852 | 2004-07-21 | 04:00 | [5 empty] | NE: 0.001
4853 | 2004-07-21 | 05:00 |  |  | 0.013 | 0.001 |  | NY: 0.005; NE: 0.035; FL: 0.002; STV: 0.002
4854 | 2004-07-21 | 06:00 | 0.052 |  | 0.226 | 0.008 | 0.002 | 0.254 | 0.209 | 0.143 | 0.147 | 0.002
4855 | 2004-07-21 | 07:00 | 0.319 | 0.112 | 0.42 | 0.041 | 0.08 | 0.499 | 0.352 | 0.264 | 0.375 | 0.156 |  | 0.018
4856 | 2004-07-21 | 08:00 | 0.53 | 0.346 | 0.572 | 0.128 | 0.27 | 0.689 | 0.289 | 0.263 | 0.563 | 0.365 | 0.006 | 0.243 | 0.015
4857 | 2004-07-21 | 09:00 | 0.656 | 0.53 | 0.663 | 0.17 | 0.492 | 0.76 | 0.783 | 0.712 | 0.675 | 0.539 | 0.078 | 0.472 | 0.275
4858 | 2004-07-21 | 10:00 | 0.787 | 0.665 | 0.722 | 0.215 | 0.693 | 0.78 | 0.789 | 0.666 | 0.772 | 0.761 | 0.213 | 0.649 | 0.502
4859 | 2004-07-21 | 11:00 | 0.855 | 0.761 | 0.696 | 0.367 | 0.784 | 0.654 | 0.645 | 0.817 | 0.842 | 0.82 | 0.248 | 0.681 | 0.674
4860 | 2004-07-21 | 12:00 | 0.856 | 0.789 | 0.633 | 0.395 | 0.818 | 0.833 | 0.565 | 0.704 | 0.785 | 0.73 | 0.528 | 0.789 | 0.788
4861 | 2004-07-21 | 13:00 | 0.674 | 0.746 | 0.63 | 0.345 | 0.802 | 0.647 | 0.536 | 0.618 | 0.677 | 0.7 | 0.933 | 0.88 | 0.85
4862 | 2004-07-21 | 14:00 | 0.621 | 0.666 | 0.493 | 0.3 | 0.731 | 0.511 | 0.251 | 0.578 | 0.539 | 0.42 | 0.936 | 0.832 | 0.854
4863 | 2004-07-21 | 15:00 | 0.445 | 0.572 | 0.265 | 0.239 | 0.618 | 0.308 | 0.189 | 0.306 | 0.349 | 0.237 | 0.883 | 0.628 | 0.794
4864 | 2004-07-21 | 16:00 | 0.232 | 0.393 | 0.077 | 0.167 | 0.442 | 0.064 | 0.044 | 0.124 | 0.136 | 0.022 | 0.766 | 0.376 | 0.683
4865 | 2004-07-21 | 17:00 | 0.007 | 0.174 | 0.001 | 0.07 | 0.225 | 0.001 |  | 0.001 | 0.003 | 0.008 | 0.591 | 0.234 | 0.503
4866 | 2004-07-21 | 18:00 |  | 0.001 |  | 0.001 | 0.003 | NWP: 0.375; RA: 0.087; CNV: 0.281
4867 | 2004-07-21 | 19:00 | [5 empty] | NWP: 0.103; RA: 0.001; CNV: 0.024
4868 | 2004-07-21 | 20:00
4869 | 2004-07-21 | 21:00
4870 | 2004-07-21 | 22:00
4871 | 2004-07-21 | 23:00
4872 | 2004-07-22 | 00:00
4873 | 2004-07-22 | 01:00
4874 | 2004-07-22 | 02:00
4875 | 2004-07-22 | 03:00
4876 | 2004-07-22 | 04:00 | [5 empty] | NE: 0.001
4877 | 2004-07-22 | 05:00 | 0.001 |  | 0.006 |  |  | NY: 0.006; NE: 0.069; FL: 0.001; STV: 0.001
4878 | 2004-07-22 | 06:00 | 0.075 | 0.001 | 0.231 | 0.021 |  | 0.246 | 0.303 | 0.118 | 0.133 | 0.001
4879 | 2004-07-22 | 07:00 | 0.284 | 0.074 | 0.439 | 0.036 | 0.075 | 0.478 | 0.331 | 0.28 | 0.36 | 0.021 |  | 0.03
4880 | 2004-07-22 | 08:00 | 0.51 | 0.265 | 0.582 | 0.207 | 0.32 | 0.672 | 0.607 | 0.384 | 0.562 | 0.076 | 0.004 | 0.228 | 0.009
4881 | 2004-07-22 | 09:00 | 0.642 | 0.297 | 0.734 | 0.559 | 0.491 | 0.787 | 0.805 | 0.575 | 0.689 | 0.296 | 0.231 | 0.463 | 0.28
4882 | 2004-07-22 | 10:00 | 0.656 | 0.572 | 0.814 | 0.434 | 0.63 | 0.851 | 0.836 | 0.744 | 0.767 | 0.308 | 0.472 | 0.518 | 0.513
4883 | 2004-07-22 | 11:00 | 0.648 | 0.544 | 0.742 | 0.247 | 0.681 | 0.841 | 0.85 | 0.829 | 0.695 | 0.34 | 0.678 | 0.718 | 0.695
4884 | 2004-07-22 | 12:00 | 0.763 | 0.527 | 0.765 | 0.26 | 0.782 | 0.77 | 0.777 | 0.803 | 0.792 | 0.396 | 0.808 | 0.764 | 0.808
4885 | 2004-07-22 | 13:00 | 0.706 | 0.677 | 0.658 | 0.473 | 0.713 | 0.679 | 0.667 | 0.657 | 0.706 | 0.337 | 0.872 | 0.885 | 0.863
4886 | 2004-07-22 | 14:00 | 0.623 | 0.596 | 0.523 | 0.51 | 0.745 | 0.47 | 0.465 | 0.592 | 0.556 | 0.236 | 0.877 | 0.704 | 0.86
4887 | 2004-07-22 | 15:00 | 0.405 | 0.479 | 0.317 | 0.252 | 0.586 | 0.249 | 0.262 | 0.374 | 0.364 | 0.414 | 0.838 | 0.829 | 0.803
4888 | 2004-07-22 | 16:00 | 0.212 | 0.325 | 0.073 | 0.147 | 0.433 | 0.002 | 0.013 | 0.131 | 0.144 | 0.161 | 0.74 | 0.108 | 0.692
4889 | 2004-07-22 | 17:00 | 0.017 | 0.118 |  | 0.008 | 0.231 |  |  | 0.001 | 0.001 | 0.031 | 0.575 | 0.212 | 0.516
4890 | 2004-07-22 | 18:00 |  | 0.002 |  |  | 0.007 | SPP: 0.001; NWP: 0.36; RA: 0.062; CNV: 0.289
4891 | 2004-07-22 | 19:00 | [5 empty] | NWP: 0.104; RA: 0.001; CNV: 0.018
4892 | 2004-07-22 | 20:00 | [5 empty] | NWP: 0.001
4893 | 2004-07-22 | 21:00
4894 | 2004-07-22 | 22:00
4895 | 2004-07-22 | 23:00
4896 | 2004-07-23 | 00:00
4897 | 2004-07-23 | 01:00
4898 | 2004-07-23 | 02:00
4899 | 2004-07-23 | 03:00
4900 | 2004-07-23 | 04:00
4901 | 2004-07-23 | 05:00 |  |  | 0.003 |  |  | NY: 0.004; NE: 0.055; FL: 0.001; STV: 0.001
4902 | 2004-07-23 | 06:00 | 0.046 |  | 0.237 | 0.012 |  | 0.243 | 0.34 | 0.126 | 0.141 | 0.001
4903 | 2004-07-23 | 07:00 | 0.309 | 0.086 | 0.445 | 0.086 | 0.072 | 0.297 | 0.576 | 0.403 | 0.374 | 0.214 |  | 0.012
4904 | 2004-07-23 | 08:00 | 0.458 | 0.32 | 0.614 | 0.199 | 0.28 | 0.538 | 0.764 | 0.356 | 0.56 | 0.457 | 0.001 | 0.248 | 0.009
4905 | 2004-07-23 | 09:00 | 0.602 | 0.303 | 0.747 | 0.264 | 0.426 | 0.699 | 0.862 | 0.587 | 0.692 | 0.626 | 0.228 | 0.542 | 0.281
4906 | 2004-07-23 | 10:00 | 0.658 | 0.534 | 0.661 | 0.347 | 0.409 | 0.832 | 0.921 | 0.806 | 0.783 | 0.669 | 0.451 | 0.689 | 0.511
4907 | 2004-07-23 | 11:00 | 0.778 | 0.782 | 0.382 | 0.386 | 0.236 | 0.822 | 0.849 | 0.82 | 0.787 | 0.841 | 0.661 | 0.791 | 0.682
4908 | 2004-07-23 | 12:00 | 0.677 | 0.898 | 0.504 | 0.362 | 0.273 | 0.771 | 0.801 | 0.768 | 0.718 | 0.852 | 0.746 | 0.796 | 0.8
4909 | 2004-07-23 | 13:00 | 0.727 | 0.755 | 0.379 | 0.327 | 0.281 | 0.688 | 0.573 | 0.705 | 0.675 | 0.784 | 0.813 | 0.736 | 0.806
4910 | 2004-07-23 | 14:00 | 0.462 | 0.654 | 0.461 | 0.365 | 0.306 | 0.495 | 0.383 | 0.558 | 0.531 | 0.736 | 0.819 | 0.866 | 0.776
4911 | 2004-07-23 | 15:00 | 0.394 | 0.422 | 0.137 | 0.35 | 0.265 | 0.293 | 0.265 | 0.367 | 0.349 | 0.534 | 0.778 | 0.702 | 0.758
4912 | 2004-07-23 | 16:00 | 0.204 | 0.282 | 0.058 | 0.272 | 0.31 | 0.065 | 0.006 | 0.145 | 0.135 | 0.353 | 0.636 | 0.522 | 0.635
4913 | 2004-07-23 | 17:00 | 0.036 | 0.109 |  | 0.031 | 0.178 | 0.002 |  | 0.001 | 0.002 | 0.101 | 0.52 | 0.31 | 0.465
4914 | 2004-07-23 | 18:00 |  | 0.002 |  | 0.001 | 0.004 | NWP: 0.351; RA: 0.117; CNV: 0.264
4915 | 2004-07-23 | 19:00 | [5 empty] | NWP: 0.096; RA: 0.001; CNV: 0.016
4916 | 2004-07-23 | 20:00
4917 | 2004-07-23 | 21:00
4918 | 2004-07-23 | 22:00
4919 | 2004-07-23 | 23:00
4920 | 2004-07-24 | 00:00
4921 | 2004-07-24 | 01:00
4922 | 2004-07-24 | 02:00
4923 | 2004-07-24 | 03:00
4924 | 2004-07-24 | 04:00
4925 | 2004-07-24 | 05:00 |  |  | 0.016 |  |  | NE: 0.069; STV: 0.001
4926 | 2004-07-24 | 06:00 | 0.08 |  | 0.219 | 0.018 | 0.001 | 0.007 | 0.333 | 0.132 | 0.145 | 0.001
4927 | 2004-07-24 | 07:00 | 0.329 | 0.097 | 0.38 | 0.172 | 0.085 | 0.062 | 0.562 | 0.379 | 0.317 | 0.065 |  | 0.011
4928 | 2004-07-24 | 08:00 | 0.476 | 0.321 | 0.51 | 0.319 | 0.348 | 0.239 | 0.729 | 0.581 | 0.478 | 0.372 | 0.004 | 0.245 | 0.009
4929 | 2004-07-24 | 09:00 | 0.562 | 0.513 | 0.512 | 0.548 | 0.562 | 0.27 | 0.816 | 0.648 | 0.64 | 0.552 | 0.227 | 0.41 | 0.278
4930 | 2004-07-24 | 10:00 | 0.657 | 0.673 | 0.631 | 0.76 | 0.694 | 0.168 | 0.831 | 0.769 | 0.734 | 0.523 | 0.434 | 0.427 | 0.51
4931 | 2004-07-24 | 11:00 | 0.465 | 0.611 | 0.494 | 0.806 | 0.696 | 0.191 | 0.767 | 0.724 | 0.76 | 0.331 | 0.59 | 0.628 | 0.687
4932 | 2004-07-24 | 12:00 | 0.43 | 0.765 | 0.59 | 0.913 | 0.825 | 0.207 | 0.735 | 0.82 | 0.731 | 0.481 | 0.661 | 0.728 | 0.8
4933 | 2004-07-24 | 13:00 | 0.423 | 0.788 | 0.344 | 0.678 | 0.824 | 0.17 | 0.654 | 0.641 | 0.631 | 0.769 | 0.809 | 0.915 | 0.857
4934 | 2004-07-24 | 14:00 | 0.297 | 0.496 | 0.222 | 0.679 | 0.737 | 0.228 | 0.459 | 0.495 | 0.155 | 0.506 | 0.752 | 0.746 | 0.858
4935 | 2004-07-24 | 15:00 | 0.224 | 0.548 | 0.105 | 0.463 | 0.607 | 0.098 | 0.233 | 0.368 | 0.191 | 0.531 | 0.763 | 0.719 | 0.802
4936 | 2004-07-24 | 16:00 | 0.175 | 0.295 | 0.015 | 0.292 | 0.407 | 0.03 | 0.022 | 0.126 | 0.154 | 0.26 | 0.671 | 0.47 | 0.691
4937 | 2004-07-24 | 17:00 | 0.006 | 0.149 |  | 0.034 | 0.202 |  |  |  | 0.002 | 0.068 | 0.532 | 0.302 | 0.515
4938 | 2004-07-24 | 18:00 |  | 0.002 |  | 0.001 | 0.012 | SPP: 0.001; NWP: 0.353; RA: 0.08; CNV: 0.291
4939 | 2004-07-24 | 19:00 | [5 empty] | NWP: 0.097; RA: 0.001; CNV: 0.017
4940 | 2004-07-24 | 20:00
4941 | 2004-07-24 | 21:00
4942 | 2004-07-24 | 22:00
4943 | 2004-07-24 | 23:00
4944 | 2004-07-25 | 00:00
4945 | 2004-07-25 | 01:00
4946 | 2004-07-25 | 02:00
4947 | 2004-07-25 | 03:00
4948 | 2004-07-25 | 04:00
4949 | 2004-07-25 | 05:00 |  |  | 0.017 |  |  | NY: 0.004; NE: 0.076; FL: 0.001; STV: 0.001
4950 | 2004-07-25 | 06:00 | 0.043 | 0.001 | 0.159 | 0.006 |  | 0.084 | 0.323 | 0.138 | 0.039 | 0.003
4951 | 2004-07-25 | 07:00 | 0.189 | 0.07 | 0.278 | 0.078 | 0.091 | 0.465 | 0.558 | 0.365 | 0.107 | 0.153 |  | 0.007
4952 | 2004-07-25 | 08:00 | 0.114 | 0.306 | 0.398 | 0.224 | 0.361 | 0.238 | 0.714 | 0.556 | 0.335 | 0.431 | 0.008 | 0.246 | 0.02
4953 | 2004-07-25 | 09:00 | 0.302 | 0.439 | 0.586 | 0.581 | 0.547 | 0.611 | 0.759 | 0.619 | 0.554 | 0.635 | 0.111 | 0.481 | 0.273
4954 | 2004-07-25 | 10:00 | 0.379 | 0.555 | 0.598 | 0.68 | 0.671 | 0.714 | 0.799 | 0.605 | 0.556 | 0.75 | 0.387 | 0.667 | 0.496
4955 | 2004-07-25 | 11:00 | 0.21 | 0.497 | 0.511 | 0.718 | 0.752 | 0.853 | 0.787 | 0.63 | 0.482 | 0.75 | 0.647 | 0.774 | 0.671
4956 | 2004-07-25 | 12:00 | 0.351 | 0.575 | 0.434 | 0.311 | 0.762 | 0.835 | 0.696 | 0.647 | 0.583 | 0.59 | 0.809 | 0.875 | 0.788
4957 | 2004-07-25 | 13:00 | 0.329 | 0.757 | 0.577 | 0.511 | 0.748 | 0.669 | 0.566 | 0.534 | 0.234 | 0.363 | 0.884 | 0.701 | 0.842
4958 | 2004-07-25 | 14:00 | 0.279 | 0.686 | 0.385 | 0.454 | 0.534 | 0.545 | 0.481 | 0.401 | 0.077 | 0.418 | 0.914 | 0.731 | 0.841
4959 | 2004-07-25 | 15:00 | 0.238 | 0.512 | 0.228 | 0.327 | 0.527 | 0.334 | 0.184 | 0.273 | 0.05 | 0.389 | 0.879 | 0.566 | 0.795
4960 | 2004-07-25 | 16:00 | 0.135 | 0.416 | 0.067 | 0.157 | 0.257 | 0.066 | 0.021 | 0.087 | 0.004 | 0.248 | 0.768 | 0.437 | 0.682
4961 | 2004-07-25 | 17:00 | 0.02 | 0.163 |  | 0.033 | 0.184 |  |  | 0.003 |  | 0.073 | 0.6 | 0.259 | 0.504
4962 | 2004-07-25 | 18:00 |  | 0.001 |  |  | 0.023 | NWP: 0.377; RA: 0.003; CNV: 0.282
4963 | 2004-07-25 | 19:00 | [5 empty] | NWP: 0.112; CNV: 0.032
4964 | 2004-07-25 | 20:00 | [5 empty] | NWP: 0.001
4965 | 2004-07-25 | 21:00
4966 | 2004-07-25 | 22:00
4967 | 2004-07-25 | 23:00
4968 | 2004-07-26 | 00:00
4969 | 2004-07-26 | 01:00
4970 | 2004-07-26 | 02:00
4971 | 2004-07-26 | 03:00
4972 | 2004-07-26 | 04:00 | [5 empty] | NE: 0.002
4973 | 2004-07-26 | 05:00 | 0.001 |  | 0.019 |  |  | NY: 0.004; NE: 0.007; FL: 0.003; STV: 0.001
4974 | 2004-07-26 | 06:00 | 0.032 | 0.001 | 0.134 | 0.038 | 0.002 | 0.24 | 0.13 | 0.114 | 0.133 | 0.002
4975 | 2004-07-26 | 07:00 | 0.15 | 0.105 | 0.311 | 0.195 | 0.031 | 0.451 | 0.277 | 0.223 | 0.328 | 0.179 |  | 0.004
4976 | 2004-07-26 | 08:00 | 0.258 | 0.32 | 0.413 | 0.254 | 0.133 | 0.623 | 0.24 | 0.359 | 0.552 | 0.146 | 0.001 | 0.246 | 0.019
4977 | 2004-07-26 | 09:00 | 0.3 | 0.454 | 0.46 | 0.403 | 0.227 | 0.735 | 0.468 | 0.507 | 0.6 | 0.311 | 0.237 | 0.491 | 0.273
4978 | 2004-07-26 | 10:00 | 0.361 | 0.559 | 0.479 | 0.524 | 0.3 | 0.801 | 0.478 | 0.771 | 0.737 | 0.272 | 0.489 | 0.682 | 0.497
4979 | 2004-07-26 | 11:00 | 0.406 | 0.648 | 0.489 | 0.305 | 0.462 | 0.792 | 0.321 | 0.796 | 0.8 | 0.361 | 0.693 | 0.814 | 0.674
4980 | 2004-07-26 | 12:00 | 0.299 | 0.836 | 0.659 | 0.195 | 0.776 | 0.793 | 0.47 | 0.792 | 0.798 | 0.426 | 0.822 | 0.862 | 0.752
4981 | 2004-07-26 | 13:00 | 0.511 | 0.694 | 0.53 | 0.681 | 0.828 | 0.688 | 0.206 | 0.645 | 0.693 | 0.392 | 0.886 | 0.901 | 0.805
4982 | 2004-07-26 | 14:00 | 0.476 | 0.576 | 0.45 | 0.397 | 0.658 | 0.511 | 0.11 | 0.339 | 0.473 | 0.674 | 0.893 | 0.845 | 0.798
4983 | 2004-07-26 | 15:00 | 0.351 | 0.537 | 0.245 | 0.292 | 0.649 | 0.32 | 0.132 | 0.25 | 0.343 | 0.448 | 0.843 | 0.636 | 0.768
4984 | 2004-07-26 | 16:00 | 0.212 | 0.353 | 0.026 | 0.01 | 0.414 | 0.054 | 0.002 | 0.029 | 0.137 | 0.32 | 0.738 | 0.437 | 0.655
4985 | 2004-07-26 | 17:00 | 0.017 | 0.186 | 0.001 | 0.09 | 0.229 | 0.001 |  | 0.002 | 0.003 | 0.091 | 0.577 | 0.277 | 0.502
4986 | 2004-07-26 | 18:00 |  | 0.001 |  | 0.001 | 0.003 | NWP: 0.341; RA: 0.051; CNV: 0.281
4987 | 2004-07-26 | 19:00 | [5 empty] | NWP: 0.089; RA: 0.001; CNV: 0.03
4988 | 2004-07-26 | 20:00 | [5 empty] | NWP: 0.001
4989 | 2004-07-26 | 21:00
4990 | 2004-07-26 | 22:00
4991 | 2004-07-26 | 23:00
4992 | 2004-07-27 | 00:00
4993 | 2004-07-27 | 01:00
4994 | 2004-07-27 | 02:00
4995 | 2004-07-27 | 03:00
4996 | 2004-07-27 | 04:00
4997 | 2004-07-27 | 05:00 | 0.001 |  | 0.001 |  |  | NY: 0.003; NE: 0.048; FL: 0.003; STV: 0.001
4998 | 2004-07-27 | 06:00 | 0.033 |  | 0.063 | 0.02 |  | 0.224 | 0.259 | 0.141 | 0.139 | 0.013
4999 | 2004-07-27 | 07:00 | 0.116 | 0.105 | 0.208 | 0.279 | 0.077 | 0.49 | 0.489 | 0.358 | 0.393 | 0.108 |  | 0.002
5000 | 2004-07-27 | 08:00 | 0.09 | 0.357 | 0.193 | 0.519 | 0.331 | 0.686 | 0.607 | 0.368 | 0.636 | 0.45 | 0.003 | 0.247 | 0.011
5001 | 2004-07-27 | 09:00 | 0.32 | 0.54 | 0.717 | 0.722 | 0.544 | 0.763 | 0.809 | 0.355 | 0.786 | 0.577 | 0.232 | 0.493 | 0.281
5002 | 2004-07-27 | 10:00 | 0.358 | 0.706 | 0.698 | 0.851 | 0.708 | 0.817 | 0.919 | 0.652 | 0.86 | 0.707 | 0.456 | 0.691 | 0.514
5003 | 2004-07-27 | 11:00 | 0.549 | 0.782 | 0.841 | 0.914 | 0.714 | 0.568 | 0.87 | 0.708 | 0.901 | 0.691 | 0.602 | 0.803 | 0.684
5004 | 2004-07-27 | 12:00 | 0.426 | 0.762 | 0.665 | 0.88 | 0.838 | 0.29 | 0.807 | 0.749 | 0.817 | 0.813 | 0.769 | 0.877 | 0.795
5005 | 2004-07-27 | 13:00 | 0.514 | 0.751 | 0.602 | 0.831 | 0.873 | 0.099 | 0.716 | 0.632 | 0.688 | 0.711 | 0.861 | 0.885 | 0.847
5006 | 2004-07-27 | 14:00 | 0.154 | 0.529 | 0.391 | 0.699 | 0.807 | 0.354 | 0.439 | 0.433 | 0.611 | 0.572 | 0.878 | 0.809 | 0.845
5007 | 2004-07-27 | 15:00 | 0.398 | 0.524 | 0.228 | 0.522 | 0.675 | 0.038 | 0.208 | 0.363 | 0.399 | 0.543 | 0.811 | 0.663 | 0.794
5008 | 2004-07-27 | 16:00 | 0.213 | 0.372 | 0.083 | 0.248 | 0.482 | 0.024 | 0.015 | 0.128 | 0.154 | 0.308 | 0.694 | 0.255 | 0.685
5009 | 2004-07-27 | 17:00 | 0.011 | 0.191 | 0.001 | 0.022 | 0.245 | SPP: 0.113; NWP: 0.545; RA: 0.023; CNV: 0.512
5010 | 2004-07-27 | 18:00 |  | 0.004 |  | 0.001 | 0.003 | SPP: 0.001; NWP: 0.348; RA: 0.078; CNV: 0.289
5011 | 2004-07-27 | 19:00 | [5 empty] | NWP: 0.094; CNV: 0.021
5012 | 2004-07-27 | 20:00
5013 | 2004-07-27 | 21:00
5014 | 2004-07-27 | 22:00
5015 | 2004-07-27 | 23:00
5016 | 2004-07-28 | 00:00
5017 | 2004-07-28 | 01:00
5018 | 2004-07-28 | 02:00
5019 | 2004-07-28 | 03:00
5020 | 2004-07-28 | 04:00 | [5 empty] | NE: 0.001
5021 | 2004-07-28 | 05:00 | 0.001 |  | 0.015 |  |  | NY: 0.01; NE: 0.057; FL: 0.001; STV: 0.001
5022 | 2004-07-28 | 06:00 | 0.075 |  | 0.245 | 0.028 | 0.001 | 0.186 | 0.251 | 0.09 | 0.139 | 0.01
5023 | 2004-07-28 | 07:00 | 0.267 | 0.084 | 0.389 | 0.025 | 0.079 | 0.206 | 0.547 | 0.369 | 0.386 | 0.195 |  | 0.003
5024 | 2004-07-28 | 08:00 | 0.469 | 0.301 | 0.347 | 0.21 | 0.335 | 0.425 | 0.707 | 0.497 | 0.59 | 0.387 | 0.003 | 0.249 | 0.018
5025 | 2004-07-28 | 09:00 | 0.522 | 0.522 | 0.385 | 0.261 | 0.52 | 0.716 | 0.789 | 0.662 | 0.748 | 0.536 | 0.066 | 0.497 | 0.272
5026 | 2004-07-28 | 10:00 | 0.555 | 0.643 | 0.583 | 0.329 | 0.655 | 0.861 | 0.842 | 0.753 | 0.824 | 0.716 | 0.214 | 0.698 | 0.501
5027 | 2004-07-28 | 11:00 | 0.797 | 0.795 | 0.759 | 0.805 | 0.745 | 0.758 | 0.747 | 0.802 | 0.787 | 0.738 | 0.251 | 0.826 | 0.692
5028 | 2004-07-28 | 12:00 | 0.671 | 0.783 | 0.488 | 0.946 | 0.805 | 0.808 | 0.644 | 0.766 | 0.774 | 0.748 | 0.321 | 0.872 | 0.808
5029 | 2004-07-28 | 13:00 | 0.616 | 0.785 | 0.314 | 0.683 | 0.825 | 0.75 | 0.263 | 0.679 | 0.712 | 0.736 | 0.495 | 0.897 | 0.865
5030 | 2004-07-28 | 14:00 | 0.639 | 0.579 | 0.208 | 0.428 | 0.756 | 0.494 | 0.03 | 0.601 | 0.495 | 0.709 | 0.445 | 0.84 | 0.857
5031 | 2004-07-28 | 15:00 | 0.471 | 0.553 | 0.095 | 0.482 | 0.621 | 0.343 | 0.036 | 0.391 | 0.243 | 0.521 | 0.839 | 0.722 | 0.798
5032 | 2004-07-28 | 16:00 | 0.254 | 0.379 | 0.033 | 0.291 | 0.433 | 0.06 | 0.006 | 0.136 | 0.117 | 0.354 | 0.737 | 0.571 | 0.679
5033 | 2004-07-28 | 17:00 | 0.006 | 0.168 |  | 0.064 | 0.215 |  |  |  | 0.001 | 0.116 | 0.588 | 0.346 | 0.5
5034 | 2004-07-28 | 18:00 |  | 0.003 |  |  | 0.006 | SPP: 0.001; NWP: 0.35; RA: 0.07; CNV: 0.279
5035 | 2004-07-28 | 19:00 | [5 empty] | NWP: 0.11; CNV: 0.028
5036 | 2004-07-28 | 20:00 | [5 empty] | NWP: 0.002
5037 | 2004-07-28 | 21:00
5038 | 2004-07-28 | 22:00
5039 | 2004-07-28 | 23:00
5040 | 2004-07-29 | 00:00
5041 | 2004-07-29 | 01:00
5042 | 2004-07-29 | 02:00
5043 | 2004-07-29 | 03:00
5044 | 2004-07-29 | 04:00
5045 | 2004-07-29 | 05:00 |  |  | 0.002 |  |  | NY: 0.005; NE: 0.004; FL: 0.001; STV: 0.001
5046 | 2004-07-29 | 06:00 | 0.051 | 0.001 | 0.104 | 0.056 |  | 0.263 | 0.183 | 0.11 | 0.098 | 0.005
5047 | 2004-07-29 | 07:00 | 0.334 | 0.022 | 0.224 | 0.292 | 0.079 | 0.485 | 0.279 | 0.388 | 0.158 | 0.191 |  | 0.003
5048 | 2004-07-29 | 08:00 | 0.563 | 0.294 | 0.305 | 0.452 | 0.351 | 0.691 | 0.332 | 0.502 | 0.291 | 0.384 | 0.002 | 0.248 | 0.023
5049 | 2004-07-29 | 09:00 | 0.688 | 0.421 | 0.37 | 0.512 | 0.576 | 0.764 | 0.372 | 0.627 | 0.621 | 0.62 | 0.238 | 0.494 | 0.259
5050 | 2004-07-29 | 10:00 | 0.8 | 0.696 | 0.37 | 0.713 | 0.737 | 0.806 | 0.354 | 0.782 | 0.686 | 0.655 | 0.497 | 0.68 | 0.474
5051 | 2004-07-29 | 11:00 | 0.85 | 0.694 | 0.215 | 0.87 | 0.839 | 0.892 | 0.362 | 0.842 | 0.788 | 0.777 | 0.705 | 0.794 | 0.655
5052 | 2004-07-29 | 12:00 | 0.825 | 0.607 | 0.251 | 0.863 | 0.814 | 0.877 | 0.354 | 0.814 | 0.617 | 0.815 | 0.847 | 0.859 | 0.778
5053 | 2004-07-29 | 13:00 | 0.745 | 0.799 | 0.249 | 0.799 | 0.799 | 0.721 | 0.287 | 0.733 | 0.538 | 0.776 | 0.926 | 0.886 | 0.844
5054 | 2004-07-29 | 14:00 | 0.64 | 0.672 | 0.198 | 0.627 | 0.756 | 0.526 | 0.232 | 0.588 | 0.471 | 0.65 | 0.939 | 0.836 | 0.847
5055 | 2004-07-29 | 15:00 | 0.463 | 0.564 | 0.152 | 0.323 | 0.584 | 0.257 | 0.132 | 0.385 | 0.265 | 0.592 | 0.877 | 0.724 | 0.784
5056 | 2004-07-29 | 16:00 | 0.205 | 0.395 | 0.014 | 0.093 | 0.283 | 0.079 | 0.003 | 0.137 | 0.119 | 0.323 | 0.691 | 0.561 | 0.66
5057 | 2004-07-29 | 17:00 | 0.017 | 0.164 |  | 0.031 | 0.009 |  |  |  | 0.001 | 0.088 | 0.597 | 0.339 | 0.481
5058 | 2004-07-29 | 18:00 |  | 0.001 |  |  | 0.009 | NWP: 0.326; RA: 0.108; CNV: 0.266
5059 | 2004-07-29 | 19:00 | [5 empty] | NWP: 0.074; RA: 0.001; CNV: 0.034
5060 | 2004-07-29 | 20:00 | [5 empty] | NWP: 0.001
5061 | 2004-07-29 | 21:00
5062 | 2004-07-29 | 22:00
5063 | 2004-07-29 | 23:00
5064 | 2004-07-30 | 00:00
5065 | 2004-07-30 | 01:00
5066 | 2004-07-30 | 02:00
5067 | 2004-07-30 | 03:00
5068 | 2004-07-30 | 04:00 | [5 empty] | NE: 0.001
5069 | 2004-07-30 | 05:00 |  |  | 0.002 |  |  | NY: 0.012; NE: 0.016; STV: 0.001
5070 | 2004-07-30 | 06:00 | 0.089 | 0.001 | 0.131 | 0.038 | 0.001 | 0.255 | 0.034 | 0.139 | 0.054 | 0.002
5071 | 2004-07-30 | 07:00 | 0.247 | 0.1 | 0.226 | 0.263 | 0.04 | 0.462 | 0.402 | 0.252 | 0.187 | 0.209 |  | 0.003
5072 | 2004-07-30 | 08:00 | 0.508 | 0.296 | 0.279 | 0.32 | 0.176 | 0.662 | 0.319 | 0.515 | 0.437 | 0.416 | 0.005 | 0.252 | 0.013
5073 | 2004-07-30 | 09:00 | 0.538 | 0.52 | 0.368 | 0.622 | 0.348 | 0.745 | 0.615 | 0.708 | 0.404 | 0.471 | 0.228 | 0.481 | 0.275
5074 | 2004-07-30 | 10:00 | 0.74 | 0.623 | 0.358 | 0.76 | 0.623 | 0.841 | 0.448 | 0.688 | 0.583 | 0.731 | 0.461 | 0.685 | 0.49
5075 | 2004-07-30 | 11:00 | 0.638 | 0.723 | 0.342 | 0.699 | 0.723 | 0.833 | 0.774 | 0.68 | 0.83 | 0.825 | 0.667 | 0.797 | 0.656
5076 | 2004-07-30 | 12:00 | 0.73 | 0.661 | 0.324 | 0.781 | 0.852 | 0.744 | 0.77 | 0.797 | 0.599 | 0.75 | 0.796 | 0.86 | 0.74
5077 | 2004-07-30 | 13:00 | 0.486 | 0.645 | 0.29 | 0.578 | 0.873 | 0.723 | 0.578 | 0.671 | 0.679 | 0.8 | 0.875 | 0.856 | 0.735
5078 | 2004-07-30 | 14:00 | 0.265 | 0.569 | 0.251 | 0.629 | 0.747 | 0.498 | 0.443 | 0.607 | 0.139 | 0.655 | 0.885 | 0.82 | 0.821
5079 | 2004-07-30 | 15:00 | 0.292 | 0.538 | 0.248 | 0.367 | 0.477 | 0.331 | 0.265 | 0.373 | 0.036 | 0.511 | 0.8 | 0.715 | 0.768
5080 | 2004-07-30 | 16:00 | 0.153 | 0.348 | 0.073 | 0.27 | 0.431 | 0.07 | 0.006 | 0.134 | 0.076 | 0.336 | 0.701 | 0.388 | 0.662
5081 | 2004-07-30 | 17:00 | 0.018 | 0.158 | 0.001 | 0.053 | 0.226 | SPP: 0.09; NWP: 0.483; RA: 0.27; CNV: 0.491
5082 | 2004-07-30 | 18:00 |  | 0.003 |  | 0.002 | 0.009 | NWP: 0.325; RA: 0.066; CNV: 0.261
5083 | 2004-07-30 | 19:00 | [5 empty] | NWP: 0.122; CNV: 0.023
5084 | 2004-07-30 | 20:00 | [5 empty] | NWP: 0.002
5085 | 2004-07-30 | 21:00
5086 | 2004-07-30 | 22:00
5087 | 2004-07-30 | 23:00
5088 | 2004-07-31 | 00:00
5089 | 2004-07-31 | 01:00
5090 | 2004-07-31 | 02:00
5091 | 2004-07-31 | 03:00
5092 | 2004-07-31 | 04:00
5093 | 2004-07-31 | 05:00 |  |  | 0.001 |  |  | NY: 0.012; NE: 0.05; STV: 0.002
5094 | 2004-07-31 | 06:00 | 0.08 |  | 0.103 | 0.012 |  | 0.091 | 0.336 | 0.137 | 0.129 | 0.007
5095 | 2004-07-31 | 07:00 | 0.146 | 0.09 | 0.197 | 0.104 | 0.086 | 0.348 | 0.568 | 0.354 | 0.186 | 0.044 |  | 0.003
5096 | 2004-07-31 | 08:00 | 0.044 | 0.346 | 0.21 | 0.184 | 0.353 | 0.213 | 0.726 | 0.573 | 0.515 | 0.233 | 0.005 | 0.253 | 0.021
5097 | 2004-07-31 | 09:00 | 0.319 | 0.552 | 0.47 | 0.279 | 0.569 | 0.824 | 0.827 | 0.683 | 0.503 | 0.306 | 0.076 | 0.502 | 0.233
5098 | 2004-07-31 | 10:00 | 0.318 | 0.7 | 0.463 | 0.294 | 0.745 | 0.889 | 0.871 | 0.764 | 0.665 | 0.523 | 0.19 | 0.688 | 0.383
5099 | 2004-07-31 | 11:00 | 0.21 | 0.79 | 0.487 | 0.327 | 0.646 | 0.874 | 0.869 | 0.904 | 0.713 | 0.437 | 0.271 | 0.806 | 0.437
5100 | 2004-07-31 | 12:00 | 0.298 | 0.753 | 0.396 | 0.374 | 0.72 | 0.696 | 0.719 | 0.739 | 0.786 | 0.618 | 0.288 | 0.879 | 0.67
5101 | 2004-07-31 | 13:00 | 0.374 | 0.74 | 0.342 | 0.271 | 0.795 | 0.366 | 0.58 | 0.46 | 0.674 | 0.647 | 0.355 | 0.88 | 0.612
5102 | 2004-07-31 | 14:00 | 0.297 | 0.619 | 0.28 | 0.223 | 0.744 | 0.079 | 0.421 | 0.354 | 0.524 | 0.565 | 0.377 | 0.831 | 0.7
5103 | 2004-07-31 | 15:00 | 0.23 | 0.485 | 0.115 | 0.2 | 0.575 | 0.289 | 0.253 | 0.246 | 0.299 | 0.382 | 0.902 | 0.74 | 0.556
5104 | 2004-07-31 | 16:00 | 0.113 | 0.351 | 0.013 | 0.226 | 0.403 | 0.056 | 0.006 | 0.104 | 0.121 | 0.22 | 0.745 | 0.57 | 0.57
5105 | 2004-07-31 | 17:00 | 0.022 | 0.157 | 0.002 | 0.029 | 0.231 | 0.001 |  | 0.001 | 0.002 | 0.092 | 0.607 | 0.342 | 0.281
5106 | 2004-07-31 | 18:00 |  | 0.005 |  |  | 0.007 | SPP: 0.001; NWP: 0.386; RA: 0.07; CNV: 0.152
5107 | 2004-07-31 | 19:00 | [5 empty] | NWP: 0.104; CNV: 0.016
5108 | 2004-07-31 | 20:00
5109 | 2004-07-31 | 21:00
5110 | 2004-07-31 | 22:00
5111 | 2004-07-31 | 23:00
5112 | 2004-08-01 | 00:00
5113 | 2004-08-01 | 01:00
5114 | 2004-08-01 | 02:00
5115 | 2004-08-01 | 03:00
5116 | 2004-08-01 | 04:00
5117 | 2004-08-01 | 05:00 | [5 empty] | NY: 0.004; NE: 0.042; FL: 0.001; STV: 0.002
5118 | 2004-08-01 | 06:00 | 0.005 |  | 0.083 | 0.029 | 0.001 | 0.22 | 0.331 | 0.093 | 0.125 | 0.002
5119 | 2004-08-01 | 07:00 | 0.128 | 0.015 | 0.133 | 0.194 | 0.086 | 0.441 | 0.529 | 0.321 | 0.357 | 0.102 |  | 0.002
5120 | 2004-08-01 | 08:00 | 0.197 | 0.091 | 0.239 | 0.364 | 0.24 | 0.624 | 0.703 | 0.277 | 0.531 | 0.439 | 0.002 | 0.243 | 0.015
5121 | 2004-08-01 | 09:00 | 0.241 | 0.152 | 0.286 | 0.606 | 0.471 | 0.719 | 0.787 | 0.414 | 0.656 | 0.624 | 0.229 | 0.485 | 0.277
5122 | 2004-08-01 | 10:00 | 0.328 | 0.335 | 0.317 | 0.727 | 0.489 | 0.766 | 0.828 | 0.836 | 0.776 | 0.81 | 0.453 | 0.684 | 0.511
5123 | 2004-08-01 | 11:00 | 0.194 | 0.368 | 0.327 | 0.688 | 0.738 | 0.743 | 0.841 | 0.69 | 0.716 | 0.845 | 0.661 | 0.777 | 0.701
5124 | 2004-08-01 | 12:00 | 0.342 | 0.405 | 0.32 | 0.477 | 0.77 | 0.735 | 0.729 | 0.77 | 0.731 | 0.59 | 0.794 | 0.883 | 0.822
5125 | 2004-08-01 | 13:00 | 0.402 | 0.254 | 0.292 | 0.49 | 0.773 | 0.466 | 0.652 | 0.486 | 0.532 | 0.477 | 0.864 | 0.86 | 0.88
5126 | 2004-08-01 | 14:00 | 0.278 | 0.23 | 0.23 | 0.473 | 0.552 | 0.505 | 0.471 | 0.225 | 0.52 | 0.422 | 0.881 | 0.822 | 0.876
5127 | 2004-08-01 | 15:00 | 0.307 | 0.154 | 0.151 | 0.312 | 0.395 | 0.287 | 0.243 | 0.265 | 0.023 | 0.116 | 0.824 | 0.622 | 0.816
5128 | 2004-08-01 | 16:00 | 0.137 | 0.236 | 0.028 | 0.247 | 0.218 | 0.074 | 0.005 | 0.097 | 0.008 | 0.168 | 0.741 | 0.399 | 0.698
5129 | 2004-08-01 | 17:00 | 0.013 | 0.137 | 0.001 | 0.034 | 0.022 | 0.001 |  |  |  | 0.088 | 0.58 | 0.177 | 0.515
5130 | 2004-08-01 | 18:00 |  |  |  |  | 0.001 | NWP: 0.361; RA: 0.022; CNV: 0.285
5131 | 2004-08-01 | 19:00 | [5 empty] | NWP: 0.101; CNV: 0.024
5132 | 2004-08-01 | 20:00
5133 | 2004-08-01 | 21:00
5134 | 2004-08-01 | 22:00
5135 | 2004-08-01 | 23:00
5136 | 2004-08-02 | 00:00
5137 | 2004-08-02 | 01:00
5138 | 2004-08-02 | 02:00
5139 | 2004-08-02 | 03:00
5140 | 2004-08-02 | 04:00 | [5 empty] | NE: 0.001
5141 | 2004-08-02 | 05:00 |  |  | 0.007 |  |  | NY: 0.005; NE: 0.053; STV: 0.001
5142 | 2004-08-02 | 06:00 | 0.086 |  | 0.213 | 0.022 | 0.001 | 0.232 | 0.279 | 0.137 | 0.086 | 0.005
5143 | 2004-08-02 | 07:00 | 0.319 | 0.034 | 0.268 | 0.252 | 0.05 | 0.455 | 0.499 | 0.356 | 0.184 | 0.187 |  | 0.01
5144 | 2004-08-02 | 08:00 | 0.637 | 0.207 | 0.425 | 0.459 | 0.262 | 0.65 | 0.575 | 0.57 | 0.152 | 0.459 | 0.004 | 0.135 | 0.011
5145 | 2004-08-02 | 09:00 | 0.77 | 0.264 | 0.357 | 0.637 | 0.482 | 0.7 | 0.546 | 0.701 | 0.188 | 0.652 | 0.224 | 0.245 | 0.284
5146 | 2004-08-02 | 10:00 | 0.948 | 0.632 | 0.287 | 0.758 | 0.659 | 0.776 | 0.604 | 0.646 | 0.241 | 0.633 | 0.458 | 0.537 | 0.527
5147 | 2004-08-02 | 11:00 | 0.981 | 0.816 | 0.393 | 0.834 | 0.785 | 0.758 | 0.782 | 0.861 | 0.407 | 0.815 | 0.663 | 0.662 | 0.725
5148 | 2004-08-02 | 12:00 | 0.911 | 0.843 | 0.422 | 0.833 | 0.859 | 0.731 | 0.601 | 0.68 | 0.369 | 0.521 | 0.79 | 0.724 | 0.843
5149 | 2004-08-02 | 13:00 | 0.872 | 0.53 | 0.355 | 0.777 | 0.801 | 0.685 | 0.652 | 0.509 | 0.331 | 0.77 | 0.855 | 0.685 | 0.893
5150 | 2004-08-02 | 14:00 | 0.682 | 0.434 | 0.32 | 0.66 | 0.733 | 0.483 | 0.457 | 0.133 | 0.285 | 0.262 | 0.869 | 0.823 | 0.881
5151 | 2004-08-02 | 15:00 | 0.504 | 0.498 | 0.236 | 0.48 | 0.628 | 0.304 | 0.248 | 0.257 | 0.099 | 0.198 | 0.803 | 0.637 | 0.823
5152 | 2004-08-02 | 16:00 | 0.259 | 0.348 | 0.072 | 0.269 | 0.427 | 0.044 | 0.004 | 0.057 | 0.02 | 0.105 | 0.724 | 0.427 | 0.706
5153 | 2004-08-02 | 17:00 | 0.005 | 0.123 |  | 0.038 | 0.23 |  |  | 0.002 | 0.001 | 0.094 | 0.555 | 0.341 | 0.525
5154 | 2004-08-02 | 18:00 |  | 0.003 |  |  | 0.004 | SPP: 0.001; NWP: 0.349; RA: 0.079; CNV: 0.292
5155 | 2004-08-02 | 19:00 | [5 empty] | NWP: 0.101; RA: 0.001; CNV: 0.019
5156 | 2004-08-02 | 20:00 | [5 empty] | NWP: 0.001
5157 | 2004-08-02 | 21:00
5158 | 2004-08-02 | 22:00
5159 | 2004-08-02 | 23:00
5160 | 2004-08-03 | 00:00
5161 | 2004-08-03 | 01:00
5162 | 2004-08-03 | 02:00
5163 | 2004-08-03 | 03:00
5164 | 2004-08-03 | 04:00 | [5 empty] | NE: 0.001
5165 | 2004-08-03 | 05:00 |  |  | 0.004 |  |  | NY: 0.016; NE: 0.056
5166 | 2004-08-03 | 06:00 | 0.054 |  | 0.227 | 0.026 |  | 0.182 | 0.292 | 0.127 | 0.048 | 0.012
5167 | 2004-08-03 | 07:00 | 0.324 | 0.011 | 0.479 | 0.156 | 0.011 | 0.438 | 0.44 | 0.375 | 0.283 | 0.191 |  | 0.012
5168 | 2004-08-03 | 08:00 | 0.561 | 0.214 | 0.627 | 0.426 | 0.129 | 0.588 | 0.576 | 0.509 | 0.355 | 0.23 | 0.001 | 0.125 | 0.01
5169 | 2004-08-03 | 09:00 | 0.712 | 0.524 | 0.762 | 0.624 | 0.229 | 0.711 | 0.665 | 0.651 | 0.382 | 0.569 | 0.229 | 0.34 | 0.283
5170 | 2004-08-03 | 10:00 | 0.811 | 0.688 | 0.743 | 0.711 | 0.256 | 0.769 | 0.732 | 0.867 | 0.234 | 0.31 | 0.471 | 0.651 | 0.518
5171 | 2004-08-03 | 11:00 | 0.863 | 0.456 | 0.694 | 0.798 | 0.336 | 0.77 | 0.788 | 0.815 | 0.479 | 0.189 | 0.66 | 0.8 | 0.693
5172 | 2004-08-03 | 12:00 | 0.755 | 0.824 | 0.58 | 0.76 | 0.166 | 0.755 | 0.724 | 0.754 | 0.379 | 0.353 | 0.788 | 0.815 | 0.811
5173 | 2004-08-03 | 13:00 | 0.664 | 0.752 | 0.656 | 0.671 | 0.114 | 0.646 | 0.574 | 0.675 | 0.03 | 0.756 | 0.861 | 0.756 | 0.869
5174 | 2004-08-03 | 14:00 | 0.566 | 0.624 | 0.519 | 0.361 | 0.128 | 0.504 | 0.353 | 0.289 | 0.05 | 0.622 | 0.864 | 0.776 | 0.87
5175 | 2004-08-03 | 15:00 | 0.435 | 0.454 | 0.283 | 0.318 | 0.082 | 0.277 | 0.188 | 0.331 | 0.058 | 0.519 | 0.83 | 0.682 | 0.811
5176 | 2004-08-03 | 16:00 | 0.153 | 0.217 | 0.076 | 0.222 | 0.078 | 0.041 | 0.02 | 0.091 | 0.01 | 0.246 | 0.714 | 0.544 | 0.694
5177 | 2004-08-03 | 17:00 | 0.019 | 0.102 |  | 0.016 | 0.01 |  |  | 0.001 | 0.001 | 0.103 | 0.561 | 0.339 | 0.517
5178 | 2004-08-03 | 18:00 |  | 0.002 |  |  |  | NWP: 0.353; RA: 0.081; CNV: 0.29
5179 | 2004-08-03 | 19:00 | [5 empty] | NWP: 0.091; RA: 0.001; CNV: 0.017
5180 | 2004-08-03 | 20:00
5181 | 2004-08-03 | 21:00
5182 | 2004-08-03 | 22:00
5183 | 2004-08-03 | 23:00
5184 | 2004-08-04 | 00:00
5185 | 2004-08-04 | 01:00
5186 | 2004-08-04 | 02:00
5187 | 2004-08-04 | 03:00
5188 | 2004-08-04 | 04:00
5189 | 2004-08-04 | 05:00 |  |  | 0.005 |  |  | NY: 0.004; NE: 0.056; STV: 0.002
5190 | 2004-08-04 | 06:00 | 0.024 |  | 0.239 | 0.026 | 0.001 | 0.049 | 0.319 | 0.138 | 0.095 | 0.003
5191 | 2004-08-04 | 07:00 | 0.125 | 0.08 | 0.442 | 0.251 | 0.068 | 0.219 | 0.543 | 0.299 | 0.211 | 0.018 |  | 0.005
5192 | 2004-08-04 | 08:00 | 0.305 | 0.233 | 0.63 | 0.421 | 0.013 | 0.398 | 0.682 | 0.54 | 0.383 | 0.078 | 0.002 | 0.233 | 0.016
5193 | 2004-08-04 | 09:00 | 0.446 | 0.437 | 0.748 | 0.444 | 0.025 | 0.402 | 0.762 | 0.635 | 0.688 | 0.178 | 0.23 | 0.485 | 0.273
5194 | 2004-08-04 | 10:00 | 0.383 | 0.632 | 0.838 | 0.463 | 0.111 | 0.427 | 0.814 | 0.487 | 0.545 | 0.27 | 0.477 | 0.696 | 0.507
5195 | 2004-08-04 | 11:00 | 0.534 | 0.681 | 0.832 | 0.558 | 0.109 | 0.392 | 0.816 | 0.3 | 0.488 | 0.441 | 0.686 | 0.787 | 0.694
5196 | 2004-08-04 | 12:00 | 0.642 | 0.732 | 0.756 | 0.601 | 0.213 | 0.358 | 0.681 | 0.356 | 0.255 | 0.701 | 0.837 | 0.845 | 0.807
5197 | 2004-08-04 | 13:00 | 0.501 | 0.734 | 0.377 | 0.804 | 0.165 | 0.369 | 0.529 | 0.292 | 0.415 | 0.74 | 0.879 | 0.821 | 0.859
5198 | 2004-08-04 | 14:00 | 0.624 | 0.526 | 0.245 | 0.681 | 0.151 | 0.287 | 0.44 | 0.104 | 0.237 | 0.682 | 0.913 | 0.567 | 0.847
5199 | 2004-08-04 | 15:00 | 0.418 | 0.512 | 0.127 | 0.495 | 0.108 | 0.226 | 0.21 | 0.215 | 0.232 | 0.276 | 0.847 | 0.501 | 0.794
5200 | 2004-08-04 | 16:00 | 0.236 | 0.335 | 0.025 | 0.274 | 0.287 | 0.074 | 0.01 | 0.07 | 0.129 | 0.277 | 0.738 | 0.491 | 0.683
5201 | 2004-08-04 | 17:00 | 0.015 | 0.157 |  | 0.032 | 0.171 |  |  | 0.001 | 0.001 | 0.083 | 0.504 | 0.214 | 0.503
5202 | 2004-08-04 | 18:00 |  | 0.002 |  |  | 0.007 | SPP: 0.001; NWP: 0.32; RA: 0.078; CNV: 0.278
5203 | 2004-08-04 | 19:00 | [5 empty] | NWP: 0.106; CNV: 0.023
5204 | 2004-08-04 | 20:00
5205 | 2004-08-04 | 21:00
5206 | 2004-08-04 | 22:00
5207 | 2004-08-04 | 23:00
5208 | 2004-08-05 | 00:00
5209 | 2004-08-05 | 01:00
5210 | 2004-08-05 | 02:00
5211 | 2004-08-05 | 03:00
5212 | 2004-08-05 | 04:00
5213 | 2004-08-05 | 05:00 |  |  | 0.004 |  |  | NY: 0.004; NE: 0.032; FL: 0.002
5214 | 2004-08-05 | 06:00 | 0.075 |  | 0.11 | 0.02 |  | 0.229 | 0.05 | 0.141 | 0.03 | 0.004
5215 | 2004-08-05 | 07:00 | 0.288 | 0.103 | 0.336 | 0.27 | 0.08 | 0.381 | 0.078 | 0.206 | 0.183 | 0.203 |  | 0.001
5216 | 2004-08-05 | 08:00 | 0.537 | 0.203 | 0.533 | 0.5 | 0.363 | 0.514 | 0.23 | 0.227 | 0.42 | 0.447 | 0.004 | 0.252 | 0.018
5217 | 2004-08-05 | 09:00 | 0.691 | 0.352 | 0.73 | 0.691 | 0.582 | 0.752 | 0.279 | 0.32 | 0.543 | 0.667 | 0.213 | 0.499 | 0.264
5218 | 2004-08-05 | 10:00 | 0.78 | 0.582 | 0.789 | 0.802 | 0.741 | 0.793 | 0.291 | 0.287 | 0.681 | 0.764 | 0.35 | 0.694 | 0.489
5219 | 2004-08-05 | 11:00 | 0.799 | 0.753 | 0.786 | 0.872 | 0.841 | 0.827 | 0.325 | 0.36 | 0.73 | 0.817 | 0.635 | 0.819 | 0.662
5220 | 2004-08-05 | 12:00 | 0.84 | 0.803 | 0.734 | 0.845 | 0.874 | 0.75 | 0.561 | 0.313 | 0.749 | 0.701 | 0.727 | 0.808 | 0.784
5221 | 2004-08-05 | 13:00 | 0.773 | 0.778 | 0.684 | 0.792 | 0.843 | 0.646 | 0.451 | 0.274 | 0.629 | 0.713 | 0.824 | 0.826 | 0.845
5222 | 2004-08-05 | 14:00 | 0.651 | 0.626 | 0.482 | 0.678 | 0.683 | 0.364 | 0.184 | 0.239 | 0.465 | 0.591 | 0.76 | 0.822 | 0.846
5223 | 2004-08-05 | 15:00 | 0.466 | 0.633 | 0.308 | 0.496 | 0.577 | 0.243 | 0.002 | 0.175 | 0.362 | 0.596 | 0.56 | 0.698 | 0.788
5224 | 2004-08-05 | 16:00 | 0.238 | 0.404 | 0.079 | 0.281 | 0.465 | 0.063 |  | 0.044 | 0.139 | 0.33 | 0.539 | 0.536 | 0.667
5225 | 2004-08-05 | 17:00 | 0.005 | 0.18 | 0.001 | 0.035 | 0.234 | 0.002 |  |  |  | 0.08 | 0.449 | 0.342 | 0.482
5226 | 2004-08-05 | 18:00 |  |  |  |  | 0.002 | SPP: 0.001; NWP: 0.229; RA: 0.072; CNV: 0.244
5227 | 2004-08-05 | 19:00 | [5 empty] | NWP: 0.105; CNV: 0.024
5228 | 2004-08-05 | 20:00 | [5 empty] | NWP: 0.001
5229 | 2004-08-05 | 21:00
5230 | 2004-08-05 | 22:00
5231 | 2004-08-05 | 23:00
5232 | 2004-08-06 | 00:00
5233 | 2004-08-06 | 01:00
5234 | 2004-08-06 | 02:00
5235 | 2004-08-06 | 03:00
5236 | 2004-08-06 | 04:00
5237 | 2004-08-06 | 05:00 |  |  | 0.006 |  |  | NY: 0.002; NE: 0.045; FL: 0.001; STV: 0.001
5238 | 2004-08-06 | 06:00 | 0.073 | 0.001 | 0.222 | 0.023 |  | 0.121 | 0.198 | 0.053 | 0.137 | 0.001
5239 | 2004-08-06 | 07:00 | 0.279 | 0.055 | 0.447 | 0.257 | 0.089 | 0.176 | 0.346 | 0.235 | 0.273 | 0.217 |  | 0.005
5240 | 2004-08-06 | 08:00 | 0.372 | 0.22 | 0.658 | 0.324 | 0.334 | 0.106 | 0.586 | 0.572 | 0.536 | 0.474 | 0.001 | 0.263 | 0.015
5241 | 2004-08-06 | 09:00 | 0.627 | 0.596 | 0.773 | 0.543 | 0.449 | 0.337 | 0.578 | 0.537 | 0.599 | 0.6 | 0.219 | 0.492 | 0.263
5242 | 2004-08-06 | 10:00 | 0.654 | 0.476 | 0.816 | 0.607 | 0.328 | 0.344 | 0.899 | 0.43 | 0.704 | 0.586 | 0.469 | 0.705 | 0.45
5243 | 2004-08-06 | 11:00 | 0.703 | 0.728 | 0.774 | 0.357 | 0.818 | 0.201 | 0.773 | 0.222 | 0.797 | 0.632 | 0.704 | 0.821 | 0.603
5244 | 2004-08-06 | 12:00 | 0.752 | 0.721 | 0.715 | 0.636 | 0.742 | 0.317 | 0.295 | 0.284 | 0.709 | 0.56 | 0.838 | 0.846 | 0.708
5245 | 2004-08-06 | 13:00 | 0.723 | 0.652 | 0.619 | 0.62 | 0.821 | 0.343 | 0.684 | 0.33 | 0.74 | 0.7 | 0.9 | 0.847 | 0.79
5246 | 2004-08-06 | 14:00 | 0.48 | 0.671 | 0.437 | 0.367 | 0.682 | 0.112 | 0.42 | 0.166 | 0.461 | 0.679 | 0.871 | 0.824 | 0.817
5247 | 2004-08-06 | 15:00 | 0.402 | 0.531 | 0.296 | 0.193 | 0.512 | 0.186 | 0.108 | 0.137 | 0.322 | 0.516 | 0.707 | 0.622 | 0.773
5248 | 2004-08-06 | 16:00 | 0.107 | 0.273 | 0.082 | 0.057 | 0.315 | 0.039 | 0.017 | 0.032 | 0.13 | 0.276 | 0.725 | 0.588 | 0.623
5249 | 2004-08-06 | 17:00 | 0.013 | 0.096 |  | 0.012 | 0.204 | 0.001 |  | 0.001 | 0.001 | 0.11 | 0.564 | 0.332 | 0.451
5250 | 2004-08-06 | 18:00 |  | 0.002 |  |  | 0.011 | SPP: 0.001; NWP: 0.374; RA: 0.085; CNV: 0.223
5251 | 2004-08-06 | 19:00 | [5 empty] | NWP: 0.099; CNV: 0.017
5252 | 2004-08-06 | 20:00
5253 | 2004-08-06 | 21:00
5254 | 2004-08-06 | 22:00
5255 | 2004-08-06 | 23:00
5256 | 2004-08-07 | 00:00
5257 | 2004-08-07 | 01:00
5258 | 2004-08-07 | 02:00
5259 | 2004-08-07 | 03:00
5260 | 2004-08-07 | 04:00
5261 | 2004-08-07 | 05:00 |  |  | 0.01 |  |  | NY: 0.015; NE: 0.052
5262 | 2004-08-07 | 06:00 | 0.072 |  | 0.127 | 0.016 |  | NY: 0.157; NE: 0.265; FL: 0.101; STV: 0.146
5263 | 2004-08-07 | 07:00 | 0.053 | 0.107 | 0.427 | 0.273 | 0.019 | 0.269 | 0.297 | 0.354 | 0.397 | 0.174 |  | 0.009
5264 | 2004-08-07 | 08:00 | 0.382 | 0.373 | 0.647 | 0.503 | 0.102 | 0.412 | 0.221 | 0.532 | 0.609 | 0.382 | 0.002 | 0.243 | 0.008
5265 | 2004-08-07 | 09:00 | 0.378 | 0.571 | 0.756 | 0.694 | 0.244 | 0.618 | 0.32 | 0.756 | 0.689 | 0.342 | 0.233 | 0.487 | 0.264
5266 | 2004-08-07 | 10:00 | 0.506 | 0.682 | 0.802 | 0.824 | 0.42 | 0.677 | 0.268 | 0.797 | 0.719 | 0.518 | 0.47 | 0.65 | 0.47
5267 | 2004-08-07 | 11:00 | 0.175 | 0.617 | 0.69 | 0.907 | 0.467 | 0.705 | 0.444 | 0.48 | 0.652 | 0.835 | 0.657 | 0.75 | 0.642
5268 | 2004-08-07 | 12:00 | 0.48 | 0.75 | 0.735 | 0.903 | 0.741 | 0.628 | 0.529 | 0.345 | 0.766 | 0.77 | 0.814 | 0.8 | 0.735
5269 | 2004-08-07 | 13:00 | 0.407 | 0.734 | 0.645 | 0.845 | 0.78 | 0.332 | 0.301 | 0.363 | 0.633 | 0.719 | 0.851 | 0.804 | 0.781
5270 | 2004-08-07 | 14:00 | 0.465 | 0.717 | 0.491 | 0.719 | 0.472 | 0.081 | 0.196 | 0.134 | 0.527 | 0.611 | 0.904 | 0.567 | 0.781
5271 | 2004-08-07 | 15:00 | 0.367 | 0.581 | 0.259 | 0.534 | 0.515 | 0.09 | 0.186 | 0.114 | 0.389 | 0.529 | 0.872 | 0.533 | 0.701
5272 | 2004-08-07 | 16:00 | 0.211 | 0.226 | 0.081 | 0.295 | 0.485 | 0.026 | 0.011 | 0.051 | 0.14 | 0.326 | 0.75 | 0.482 | 0.667
5273 | 2004-08-07 | 17:00 | 0.011 | 0.111 |  | 0.032 | 0.216 | SPP: 0.107; NWP: 0.596; RA: 0.321; CNV: 0.497
5274 | 2004-08-07 | 18:00 |  | 0.001 |  |  | 0.006 | SPP: 0.001; NWP: 0.37; RA: 0.064; CNV: 0.278
5275 | 2004-08-07 | 19:00 | [5 empty] | NWP: 0.102; CNV: 0.015
5276 | 2004-08-07 | 20:00
5277 | 2004-08-07 | 21:00
5278 | 2004-08-07 | 22:00
5279 | 2004-08-07 | 23:00
5280 | 2004-08-08 | 00:00
5281 | 2004-08-08 | 01:00
5282 | 2004-08-08 | 02:00
5283 | 2004-08-08 | 03:00
5284 | 2004-08-08 | 04:00
5285 | 2004-08-08 | 05:00 | [5 empty] | NY: 0.009; NE: 0.012
5286 | 2004-08-08 | 06:00 | 0.007 |  | 0.128 | 0.013 | 0.001 | 0.253 | 0.089 | 0.091 | 0.143 | 0.001
5287 | 2004-08-08 | 07:00 | 0.158 | 0.096 | 0.213 | 0.293 | 0.064 | 0.466 | 0.204 | 0.266 | 0.399 | 0.218 |  | 0.005
5288 | 2004-08-08 | 08:00 | 0.199 | 0.336 | 0.412 | 0.542 | 0.374 | 0.677 | 0.112 | 0.496 | 0.569 | 0.447 | 0.002 | 0.218 | 0.011
5289 | 2004-08-08 | 09:00 | 0.243 | 0.578 | 0.436 | 0.739 | 0.585 | 0.791 | 0.163 | 0.578 | 0.721 | 0.551 | 0.226 | 0.48 | 0.274
5290 | 2004-08-08 | 10:00 | 0.283 | 0.715 | 0.437 | 0.852 | 0.784 | 0.855 | 0.277 | 0.396 | 0.7 | 0.441 | 0.436 | 0.601 | 0.506
5291 | 2004-08-08 | 11:00 | 0.189 | 0.786 | 0.199 | 0.921 | 0.795 | 0.899 | 0.307 | 0.747 | 0.689 | 0.886 | 0.593 | 0.607 | 0.681
5292 | 2004-08-08 | 12:00 | 0.581 | 0.853 | 0.448 | 0.935 | 0.78 | 0.834 | 0.52 | 0.345 | 0.772 | 0.794 | 0.774 | 0.699 | 0.784
5293 | 2004-08-08 | 13:00 | 0.563 | 0.77 | 0.351 | 0.848 | 0.73 | 0.699 | 0.477 | 0.34 | 0.612 | 0.843 | 0.866 | 0.884 | 0.832
5294 | 2004-08-08 | 14:00 | 0.502 | 0.701 | 0.394 | 0.722 | 0.748 | 0.551 | 0.086 | 0.169 | 0.582 | 0.707 | 0.897 | 0.672 | 0.828
5295 | 2004-08-08 | 15:00 | 0.418 | 0.564 | 0.2 | 0.547 | 0.621 | 0.336 | 0.013 | 0.173 | 0.344 | 0.52 | 0.851 | 0.552 | 0.78
5296 | 2004-08-08 | 16:00 | 0.22 | 0.379 | 0.033 | 0.307 | 0.465 | 0.057 | 0.008 | 0.019 | 0.123 | 0.348 | 0.764 | 0.522 | 0.669
5297 | 2004-08-08 | 17:00 | 0.01 | 0.175 |  | 0.024 | 0.222 |  |  |  | 0.001 | 0.097 | 0.582 | 0.282 | 0.5
5298 | 2004-08-08 | 18:00 |  |  |  |  | 0.011 | NWP: 0.362; RA: 0.109; CNV: 0.277
5299 | 2004-08-08 | 19:00 | [5 empty] | NWP: 0.095; CNV: 0.016
5300 | 2004-08-08 | 20:00
5301 | 2004-08-08 | 21:00
5302 | 2004-08-08 | 22:00
5303 | 2004-08-08 | 23:00
5304 | 2004-08-09 | 00:00
5305 | 2004-08-09 | 01:00
5306 | 2004-08-09 | 02:00
5307 | 2004-08-09 | 03:00
5308 | 2004-08-09 | 04:00
5309 | 2004-08-09 | 05:00 |  |  | 0.004 |  |  | NY: 0.006; NE: 0.023; STV: 0.001
5310 | 2004-08-09 | 06:00 | 0.074 |  | 0.043 | 0.027 |  | 0.258 | 0.105 | 0.148 | 0.132 | 0.002
5311 | 2004-08-09 | 07:00 | 0.196 | 0.103 | 0.214 | 0.153 | 0.079 | 0.504 | 0.083 | 0.384 | 0.382 | 0.214 |  | 0.012
5312 | 2004-08-09 | 08:00 | 0.366 | 0.37 | 0.214 | 0.313 | 0.364 | 0.704 | 0.24 | 0.43 | 0.567 | 0.461 | 0.001 | 0.211 | 0.015
5313 | 2004-08-09 | 09:00 | 0.498 | 0.585 | 0.263 | 0.52 | 0.581 | 0.839 | 0.288 | 0.703 | 0.699 | 0.66 | 0.233 | 0.353 | 0.265
5314 | 2004-08-09 | 10:00 | 0.542 | 0.684 | 0.335 | 0.599 | 0.73 | 0.91 | 0.312 | 0.808 | 0.688 | 0.767 | 0.485 | 0.587 | 0.491
5315 | 2004-08-09 | 11:00 | 0.275 | 0.797 | 0.341 | 0.412 | 0.851 | 0.914 | 0.327 | 0.68 | 0.839 | 0.786 | 0.693 | 0.757 | 0.671
5316 | 2004-08-09 | 12:00 | 0.37 | 0.794 | 0.319 | 0.36 | 0.878 | 0.852 | 0.684 | 0.569 | 0.612 | 0.777 | 0.817 | 0.843 | 0.787
5317 | 2004-08-09 | 13:00 | 0.396 | 0.703 | 0.264 | 0.298 | 0.874 | 0.731 | 0.478 | 0.683 | 0.37 | 0.773 | 0.895 | 0.781 | 0.834
5318 | 2004-08-09 | 14:00 | 0.103 | 0.641 | 0.217 | 0.21 | 0.797 | 0.551 | 0.286 | 0.546 | 0.375 | 0.692 | 0.885 | 0.386 | 0.829
5319 | 2004-08-09 | 15:00 | 0.182 | 0.522 | 0.098 | 0.116 | 0.655 | 0.326 | 0.193 | 0.318 | 0.34 | 0.526 | 0.836 | 0.426 | 0.781
5320 | 2004-08-09 | 16:00 | 0.122 | 0.349 | 0.001 | 0.076 | 0.467 | 0.059 | 0.001 | 0.092 | 0.123 | 0.348 | 0.752 | 0.25 | 0.667
5321 | 2004-08-09 | 17:00 | 0.005 | 0.145 |  | 0.001 | 0.205 |  |  |  | 0.001 | 0.093 | 0.573 | 0.105 | 0.488
5322 | 2004-08-09 | 18:00 |  |  |  |  | 0.004 | NWP: 0.359; RA: 0.107; CNV: 0.266
5323 | 2004-08-09 | 19:00 | [5 empty] | NWP: 0.085; CNV: 0.019
5324 | 2004-08-09 | 20:00
5325 | 2004-08-09 | 21:00
5326 | 2004-08-09 | 22:00
5327 | 2004-08-09 | 23:00
5328 | 2004-08-10 | 00:00
5329 | 2004-08-10 | 01:00
5330 | 2004-08-10 | 02:00
5331 | 2004-08-10 | 03:00
5332 | 2004-08-10 | 04:00
5333 | 2004-08-10 | 05:00 |  |  | 0.006 |  |  | NY: 0.006; NE: 0.01; STV: 0.001
5334 | 2004-08-10 | 06:00 | 0.027 |  | 0.197 | 0.001 |  | 0.157 | 0.107 | 0.12 | 0.143 | 0.003
5335 | 2004-08-10 | 07:00 | 0.311 | 0.107 | 0.419 | 0.077 | 0.085 | 0.314 | 0.514 | 0.338 | 0.387 | 0.144 |  | 0.012
5336 | 2004-08-10 | 08:00 | 0.412 | 0.369 | 0.626 | 0.148 | 0.335 | 0.288 | 0.652 | 0.378 | 0.58 | 0.36 | 0.003 | 0.264 | 0.01
5337 | 2004-08-10 | 09:00 | 0.462 | 0.576 | 0.748 | 0.48 | 0.59 | 0.206 | 0.802 | 0.603 | 0.703 | 0.577 | 0.216 | 0.458 | 0.277
5338 | 2004-08-10 | 10:00 | 0.789 | 0.681 | 0.79 | 0.664 | 0.751 | 0.269 | 0.639 | 0.809 | 0.656 | 0.757 | 0.453 | 0.575 | 0.509
5339 | 2004-08-10 | 11:00 | 0.919 | 0.778 | 0.536 | 0.835 | 0.854 | 0.306 | 0.7 | 0.729 | 0.76 | 0.747 | 0.646 | 0.76 | 0.684
5340 | 2004-08-10 | 12:00 | 0.75 | 0.786 | 0.405 | 0.853 | 0.887 | 0.551 | 0.805 | 0.839 | 0.554 | 0.806 | 0.786 | 0.835 | 0.803
5341 | 2004-08-10 | 13:00 | 0.864 | 0.739 | 0.592 | 0.794 | 0.858 | 0.596 | 0.644 | 0.668 | 0.66 | 0.703 | 0.852 | 0.847 | 0.862
5342 | 2004-08-10 | 14:00 | 0.604 | 0.555 | 0.339 | 0.655 | 0.785 | 0.507 | 0.47 | 0.528 | 0.435 | 0.666 | 0.884 | 0.764 | 0.863
5343 | 2004-08-10 | 15:00 | 0.34 | 0.538 | 0.238 | 0.466 | 0.637 | 0.314 | 0.198 | 0.35 | 0.365 | 0.546 | 0.833 | 0.509 | 0.798
5344 | 2004-08-10 | 16:00 | 0.248 | 0.34 | 0.052 | 0.251 | 0.439 | 0.043 | 0.005 | 0.087 | 0.132 | 0.331 | 0.735 | 0.553 | 0.678
5345 | 2004-08-10 | 17:00 | 0.01 | 0.092 |  | 0.034 | 0.206 |  |  |  | 0.001 | 0.086 | 0.567 | 0.269 | 0.501
5346 | 2004-08-10 | 18:00 |  | 0.001 |  |  | 0.002 | NWP: 0.353; RA: 0.053; CNV: 0.276
5347 | 2004-08-10 | 19:00 | [5 empty] | NWP: 0.086; CNV: 0.014
5348 | 2004-08-10 | 20:00
5349 | 2004-08-10 | 21:00
5350 | 2004-08-10 | 22:00
5351 | 2004-08-10 | 23:00
5352 | 2004-08-11 | 00:00
5353 | 2004-08-11 | 01:00
5354 | 2004-08-11 | 02:00
5355 | 2004-08-11 | 03:00
5356 | 2004-08-11 | 04:00
5357 | 2004-08-11 | 05:00 |  |  | 0.003 |  |  | NY: 0.002; NE: 0.012; STV: 0.001
5358 | 2004-08-11 | 06:00 | 0.053 |  | 0.04 | 0.031 |  | NY: 0.11; NE: 0.156; FL: 0.104; STV: 0.089
5359 | 2004-08-11 | 07:00 | 0.335 | 0.104 | 0.153 | 0.274 | 0.073 | 0.337 | 0.508 | 0.313 | 0.343 | 0.023 |  | 0.005
5360 | 2004-08-11 | 08:00 | 0.555 | 0.292 | 0.207 | 0.52 | 0.328 | 0.63 | 0.689 | 0.56 | 0.575 | 0.039 | 0.001 | 0.247 | 0.017
5361 | 2004-08-11 | 09:00 | 0.72 | 0.555 | 0.442 | 0.716 | 0.551 | 0.659 | 0.637 | 0.711 | 0.661 | 0.148 | 0.232 | 0.495 | 0.255
5362 | 2004-08-11 | 10:00 | 0.821 | 0.715 | 0.491 | 0.881 | 0.68 | 0.705 | 0.638 | 0.553 | 0.683 | 0.13 | 0.408 | 0.699 | 0.477
5363 | 2004-08-11 | 11:00 | 0.869 | 0.806 | 0.602 | 0.395 | 0.783 | 0.818 | 0.711 | 0.774 | 0.672 | 0.17 | 0.552 | 0.834 | 0.664
5364 | 2004-08-11 | 12:00 | 0.85 | 0.821 | 0.655 | 0.437 | 0.806 | 0.537 | 0.568 | 0.728 | 0.705 | 0.186 | 0.748 | 0.9 | 0.791
5365 | 2004-08-11 | 13:00 | 0.782 | 0.743 | 0.451 | 0.354 | 0.748 | 0.583 | 0.637 | 0.596 | 0.684 | 0.187 | 0.88 | 0.856 | 0.855
5366 | 2004-08-11 | 14:00 | 0.657 | 0.715 | 0.469 | 0.358 | 0.609 | 0.24 | 0.452 | 0.527 | 0.429 | 0.167 | 0.822 | 0.794 | 0.854
5367 | 2004-08-11 | 15:00 | 0.475 | 0.586 | 0.288 | 0.283 | 0.585 | 0.173 | 0.248 | 0.336 | 0.348 | 0.271 | 0.873 | 0.677 | 0.788
5368 | 2004-08-11 | 16:00 | 0.244 | 0.385 | 0.051 | 0.166 | 0.401 | 0.073 | 0.009 | 0.075 | 0.122 | 0.187 | 0.763 | 0.495 | 0.658
5369 | 2004-08-11 | 17:00 | 0.004 | 0.172 |  | 0.008 | 0.173 |  |  | 0.001 | 0.001 | 0.025 | 0.6 | 0.145 | 0.47
5370 | 2004-08-11 | 18:00 |  | 0.001 |  |  | 0.012 | NWP: 0.368; RA: 0.092; CNV: 0.254
5371 | 2004-08-11 | 19:00 | [5 empty] | NWP: 0.094; CNV: 0.02
5372 | 2004-08-11 | 20:00
5373 | 2004-08-11 | 21:00
5374 | 2004-08-11 | 22:00
5375 | 2004-08-11 | 23:00
5376 | 2004-08-12 | 00:00
5377 | 2004-08-12 | 01:00
5378 | 2004-08-12 | 02:00
5379 | 2004-08-12 | 03:00
5380 | 2004-08-12 | 04:00
5381 | 2004-08-12 | 05:00 |  |  | 0.006 |  |  | NY: 0.008; NE: 0.014
5382 | 2004-08-12 | 06:00 | 0.051 |  | 0.228 | 0.013 |  | 0.173 | 0.266 | 0.128 | 0.116 | 0.004
5383 | 2004-08-12 | 07:00 | 0.318 | 0.096 | 0.461 | 0.174 | 0.074 | 0.393 | 0.399 | 0.356 | 0.369 | 0.212 |  | 0.005
5384 | 2004-08-12 | 08:00 | 0.553 | 0.331 | 0.661 | 0.35 | 0.348 | 0.596 | 0.32 | 0.557 | 0.521 | 0.326 | 0.005 | 0.246 | 0.012
5385 | 2004-08-12 | 09:00 | 0.712 | 0.583 | 0.791 | 0.271 | 0.525 | 0.681 | 0.631 | 0.582 | 0.701 | 0.327 | 0.129 | 0.495 | 0.282
5386 | 2004-08-12 | 10:00 | 0.834 | 0.72 | 0.858 | 0.22 | 0.634 | 0.851 | 0.589 | 0.851 | 0.538 | 0.341 | 0.153 | 0.699 | 0.518
5387 | 2004-08-12 | 11:00 | 0.892 | 0.798 | 0.856 | 0.387 | 0.783 | 0.845 | 0.508 | 0.913 | 0.719 | 0.371 | 0.199 | 0.829 | 0.699
5388 | 2004-08-12 | 12:00 | 0.875 | 0.861 | 0.812 | 0.416 | 0.728 | 0.794 | 0.602 | 0.731 | 0.82 | 0.669 | 0.246 | 0.862 | 0.751
5389 | 2004-08-12 | 13:00 | 0.733 | 0.802 | 0.706 | 0.338 | 0.783 | 0.691 | 0.493 | 0.677 | 0.635 | 0.367 | 0.399 | 0.689 | 0.786
5390 | 2004-08-12 | 14:00 | 0.642 | 0.635 | 0.534 | 0.27 | 0.677 | 0.536 | 0.416 | 0.573 | 0.532 | 0.466 | 0.39 | 0.458 | 0.837
5391 | 2004-08-12 | 15:00 | 0.454 | 0.579 | 0.312 | 0.319 | 0.339 | 0.319 | 0.196 | 0.35 | 0.353 | 0.164 | 0.392 | 0.385 | 0.609
5392 | 2004-08-12 | 16:00 | 0.236 | 0.396 | 0.067 | 0.093 | 0.104 | 0.046 | 0.027 | 0.091 | 0.116 | 0.223 | 0.449 | 0.259 | 0.685
5393 | 2004-08-12 | 17:00 | 0.007 | 0.178 |  | 0.025 | 0.084 | SPP: 0.085; NWP: 0.381; RA: 0.118; CNV: 0.24
5394 | 2004-08-12 | 18:00 |  |  |  |  | 0.004 | NWP: 0.116; RA: 0.034; CNV: 0.199
5395 | 2004-08-12 | 19:00 | [5 empty] | NWP: 0.022; CNV: 0.023
5396 | 2004-08-12 | 20:00 | [5 empty] | NWP: 0.001
5397 | 2004-08-12 | 21:00
5398 | 2004-08-12 | 22:00
5399 | 2004-08-12 | 23:00
5400 | 2004-08-13 | 00:00
5401 | 2004-08-13 | 01:00
5402 | 2004-08-13 | 02:00
5403 | 2004-08-13 | 03:00
5404 | 2004-08-13 | 04:00
5405 | 2004-08-13 | 05:00 |  |  | 0.001 |  |  | NY: 0.003; NE: 0.034
5406 | 2004-08-13 | 06:00 | 0.073 |  | 0.063 | 0.015 |  | 0.249 | 0.091 | 0.131 | 0.147 | 0.001
5407 | 2004-08-13 | 07:00 | 0.242 | 0.086 | 0.254 | 0.299 | 0.078 | 0.407 | 0.203 | 0.358 | 0.339 | 0.023 |  | 0.003
5408 | 2004-08-13 | 08:00 | 0.518 | 0.274 | 0.362 | 0.516 | 0.325 | 0.576 | 0.288 | 0.5 | 0.493 | 0.19 | 0.001 | 0.261 | 0.013
5409 | 2004-08-13 | 09:00 | 0.68 | 0.55 | 0.437 | 0.726 | 0.538 | 0.492 | 0.48 | 0.486 | 0.543 | 0.208 | 0.028 | 0.519 | 0.279
5410 | 2004-08-13 | 10:00 | 0.693 | 0.559 | 0.445 | 0.767 | 0.678 | 0.698 | 0.843 | 0.526 | 0.624 | 0.33 | 0.022 | 0.709 | 0.515
5411 | 2004-08-13 | 11:00 | 0.864 | 0.816 | 0.303 | 0.914 | 0.737 | 0.268 | 0.824 | 0.781 | 0.691 | 0.312 | 0.092 | 0.819 | 0.723
5412 | 2004-08-13 | 12:00 | 0.826 | 0.809 | 0.43 | 0.927 | 0.807 | 0.299 | 0.654 | 0.734 | 0.506 | 0.336 | 0.311 | 0.889 | 0.845
5413 | 2004-08-13 | 13:00 | 0.673 | 0.675 | 0.273 | 0.866 | 0.824 | 0.281 | 0.4 | 0.603 | 0.137 | 0.383 | 0.284 | 0.846 | 0.9
5414 | 2004-08-13 | 14:00 | 0.634 | 0.715 | 0.032 | 0.5 | 0.72 | 0.315 | 0.416 | 0.514 | 0.419 | 0.297 | 0.313 | 0.762 | 0.89
5415 | 2004-08-13 | 15:00 | 0.428 | 0.574 | 0.204 | 0.521 | 0.613 | 0.188 | 0.205 | 0.238 | 0.224 | 0.34 | 0.33 | 0.74 | 0.834
5416 | 2004-08-13 | 16:00 | 0.217 | 0.325 | 0.045 | 0.266 | 0.406 | 0.049 | 0.011 | 0.104 | 0.085 | 0.174 | 0.303 | 0.549 | 0.709
5417 | 2004-08-13 | 17:00 | 0.009 | 0.161 |  | 0.019 | 0.221 |  |  |  | 0.001 | 0.114 | 0.3 | 0.292 | 0.523
5418 | 2004-08-13 | 18:00 |  |  |  |  | 0.003 | NWP: 0.128; RA: 0.069; CNV: 0.288
5419 | 2004-08-13 | 19:00 | [5 empty] | NWP: 0.002; CNV: 0.013
5420 | 2004-08-13 | 20:00
5421 | 2004-08-13 | 21:00
5422 | 2004-08-13 | 22:00
5423 | 2004-08-13 | 23:00
5424 | 2004-08-14 | 00:00
5425 | 2004-08-14 | 01:00
5426 | 2004-08-14 | 02:00
5427 | 2004-08-14 | 03:00
5428 | 2004-08-14 | 04:00
5429 | 2004-08-14 | 05:00 |  |  | 0.004 |  |  | NY: 0.012; NE: 0.057; FL: 0.001
5430 | 2004-08-14 | 06:00 | 0.051 |  | 0.229 | 0.017 |  | 0.219 | 0.349 | 0.11 | 0.001 | 0.005
5431 | 2004-08-14 | 07:00 | 0.315 | 0.093 | 0.434 | 0.278 | 0.064 | 0.469 | 0.591 | 0.225 | 0.221 | 0.091 |  | 0.003
5432 | 2004-08-14 | 08:00 | 0.536 | 0.299 | 0.626 | 0.505 | 0.33 | 0.673 | 0.763 | 0.458 | 0.222 | 0.334 | 0.008 | 0.275 | 0.015
5433 | 2004-08-14 | 09:00 | 0.711 | 0.543 | 0.73 | 0.723 | 0.558 | 0.707 | 0.812 | 0.528 | 0.227 | 0.562 | 0.084 | 0.531 | 0.288
5434 | 2004-08-14 | 10:00 | 0.795 | 0.73 | 0.74 | 0.833 | 0.676 | 0.765 | 0.885 | 0.628 | 0.203 | 0.716 | 0.162 | 0.681 | 0.538
5435 | 2004-08-14 | 11:00 | 0.83 | 0.827 | 0.808 | 0.87 | 0.84 | 0.857 | 0.873 | 0.847 | 0.311 | 0.399 | 0.251 | 0.776 | 0.742
5436 | 2004-08-14 | 12:00 | 0.839 | 0.833 | 0.632 | 0.898 | 0.88 | 0.807 | 0.803 | 0.496 | 0.207 | 0.449 | 0.761 | 0.819 | 0.867
5437 | 2004-08-14 | 13:00 | 0.735 | 0.818 | 0.66 | 0.827 | 0.863 | 0.566 | 0.685 | 0.408 | 0.17 | 0.766 | 0.862 | 0.8 | 0.932
5438 | 2004-08-14 | 14:00 | 0.612 | 0.733 | 0.503 | 0.694 | 0.79 | 0.527 | 0.464 | 0.455 | 0.234 | 0.659 | 0.821 | 0.744 | 0.928
5439 | 2004-08-14 | 15:00 | 0.44 | 0.571 | 0.296 | 0.528 | 0.666 | 0.272 | 0.237 | 0.318 | 0.289 | 0.509 | 0.766 | 0.657 | 0.852
5440 | 2004-08-14 | 16:00 | 0.216 | 0.371 | 0.071 | 0.284 | 0.467 | 0.03 | 0.012 | 0.086 | 0.006 | 0.304 | 0.721 | 0.509 | 0.714
5441 | 2004-08-14 | 17:00 | 0.005 | 0.14 |  | 0.023 | 0.227 | SPP: 0.09; NWP: 0.556; RA: 0.329; CNV: 0.518
5442 | 2004-08-14 | 18:00 |  |  |  |  | 0.001 | NWP: 0.349; RA: 0.072; CNV: 0.28
5443 | 2004-08-14 | 19:00 | [5 empty] | NWP: 0.104; CNV: 0.016
5444 | 2004-08-14 | 20:00 | [5 empty] | NWP: 0.001
5445 | 2004-08-14 | 21:00
5446 | 2004-08-14 | 22:00
5447 | 2004-08-14 | 23:00
5448 | 2004-08-15 | 00:00
5449 | 2004-08-15 | 01:00
5450 | 2004-08-15 | 02:00
5451 | 2004-08-15 | 03:00
5452 | 2004-08-15 | 04:00
5453 | 2004-08-15 | 05:00 |  |  | 0.004 |  |  | NY: 0.006; NE: 0.011
5454 | 2004-08-15 | 06:00 | 0.049 |  | 0.231 | 0.019 |  | 0.205 | 0.144 | 0.131 | 0.028 | 0.002
5455 | 2004-08-15 | 07:00 | 0.319 | 0.109 | 0.467 | 0.268 | 0.077 | 0.357 | 0.232 | 0.358 | 0.201 | 0.209 |  | 0.004
5456 | 2004-08-15 | 08:00 | 0.539 | 0.363 | 0.66 | 0.498 | 0.321 | 0.583 | 0.259 | 0.572 | 0.461 | 0.329 | 0.001 | 0.253 | 0.011
5457 | 2004-08-15 | 09:00 | 0.679 | 0.434 | 0.783 | 0.697 | 0.512 | 0.526 | 0.298 | 0.7 | 0.405 | 0.187 | 0.226 | 0.458 | 0.306
5458 | 2004-08-15 | 10:00 | 0.804 | 0.736 | 0.77 | 0.814 | 0.652 | 0.382 | 0.319 | 0.75 | 0.396 | 0.196 | 0.488 | 0.671 | 0.564
5459 | 2004-08-15 | 11:00 | 0.806 | 0.815 | 0.718 | 0.875 | 0.738 | 0.245 | 0.315 | 0.641 | 0.506 | 0.198 | 0.608 | 0.78 | 0.754
5460 | 2004-08-15 | 12:00 | 0.837 | 0.873 | 0.769 | 0.87 | 0.749 | 0.268 | 0.304 | 0.57 | 0.536 | 0.239 | 0.73 | 0.78 | 0.878
5461 | 2004-08-15 | 13:00 | 0.744 | 0.866 | 0.679 | 0.757 | 0.738 | 0.206 | 0.127 | 0.604 | 0.626 | 0.719 | 0.821 | 0.788 | 0.935
5462 | 2004-08-15 | 14:00 | 0.618 | 0.782 | 0.523 | 0.668 | 0.663 | 0.201 | 0.089 | 0.552 | 0.431 | 0.292 | 0.851 | 0.704 | 0.933
5463 | 2004-08-15 | 15:00 | 0.429 | 0.588 | 0.309 | 0.491 | 0.515 | 0.12 | 0.105 | 0.246 | 0.188 | 0.082 | 0.741 | 0.619 | 0.866
5464 | 2004-08-15 | 16:00 | 0.22 | 0.386 | 0.056 | 0.267 | 0.423 | 0.01 | 0.001 | 0.072 | 0.122 | 0.044 | 0.745 | 0.46 | 0.737
5465 | 2004-08-15 | 17:00 | 0.003 | 0.132 |  | 0.024 | 0.2 |  |  | 0.001 | 0.001 | 0.004 | 0.567 | 0.265 | 0.545
5466 | 2004-08-15 | 18:00 |  |  |  |  | 0.003 | NWP: 0.359; RA: 0.085; CNV: 0.296
5467 | 2004-08-15 | 19:00 | [5 empty] | NWP: 0.083; CNV: 0.013
5468 | 2004-08-15 | 20:00
5469 | 2004-08-15 | 21:00
5470 | 2004-08-15 | 22:00
5471 | 2004-08-15 | 23:00
5472 | 2004-08-16 | 00:00
5473 | 2004-08-16 | 01:00
5474 | 2004-08-16 | 02:00
5475 | 2004-08-16 | 03:00
5476 | 2004-08-16 | 04:00
5477 | 2004-08-16 | 05:00 |  |  | 0.003 |  |  | NY: 0.014; NE: 0.002
5478 | 2004-08-16 | 06:00 | 0.046 |  | 0.23 | 0.001 |  | 0.114 | 0.122 | 0.13 | 0.143 | 0.004
5479 | 2004-08-16 | 07:00 | 0.322 | 0.046 | 0.457 | 0.076 | 0.073 | 0.225 | 0.227 | 0.374 | 0.383 | 0.172 |  | 0.004
5480 | 2004-08-16 | 08:00 | 0.533 | 0.309 | 0.636 | 0.153 | 0.343 | 0.271 | 0.411 | 0.57 | 0.584 | 0.302 | 0.004 | 0.235 | 0.011
5481 | 2004-08-16 | 09:00 | 0.642 | 0.595 | 0.73 | 0.354 | 0.567 | 0.315 | 0.286 | 0.68 | 0.479 | 0.497 | 0.217 | 0.439 | 0.303
5482 | 2004-08-16 | 10:00 | 0.768 | 0.696 | 0.797 | 0.564 | 0.705 | 0.355 | 0.44 | 0.819 | 0.518 | 0.563 | 0.454 | 0.627 | 0.552
5483 | 2004-08-16 | 11:00 | 0.786 | 0.849 | 0.799 | 0.88 | 0.808 | 0.36 | 0.268 | 0.753 | 0.684 | 0.727 | 0.662 | 0.753 | 0.731
5484 | 2004-08-16 | 12:00 | 0.83 | 0.878 | 0.752 | 0.825 | 0.815 | 0.328 | 0.486 | 0.77 | 0.704 | 0.816 | 0.789 | 0.786 | 0.86
5485 | 2004-08-16 | 13:00 | 0.625 | 0.866 | 0.641 | 0.601 | 0.782 | 0.286 | 0.491 | 0.742 | 0.705 | 0.661 | 0.872 | 0.72 | 0.929
5486 | 2004-08-16 | 14:00 | 0.62 | 0.771 | 0.515 | 0.565 | 0.719 | 0.241 | 0.419 | 0.591 | 0.525 | 0.781 | 0.735 | 0.684 | 0.931
5487 | 2004-08-16 | 15:00 | 0.447 | 0.596 | 0.265 | 0.427 | 0.475 | 0.149 | 0.143 | 0.365 | 0.337 | 0.359 | 0.79 | 0.372 | 0.862
5488 | 2004-08-16 | 16:00 | 0.221 | 0.388 | 0.049 | 0.201 | 0.323 | 0.028 | 0.009 | 0.129 | 0.112 | 0.344 | 0.635 | 0.295 | 0.735
5489 | 2004-08-16 | 17:00 | 0.002 | 0.169 |  | 0.022 | 0.166 | SPP: 0.081; NWP: 0.482; RA: 0.126; CNV: 0.54
5490 | 2004-08-16 | 18:00 |  |  |  |  | 0.003 | NWP: 0.287; RA: 0.046; CNV: 0.294
5491 | 2004-08-16 | 19:00 | [5 empty] | NWP: 0.067; CNV: 0.012
5492 | 2004-08-16 | 20:00
5493 | 2004-08-16 | 21:00
5494 | 2004-08-16 | 22:00
5495 | 2004-08-16 | 23:00
5496 | 2004-08-17 | 00:00
5497 | 2004-08-17 | 01:00
5498 | 2004-08-17 | 02:00
5499 | 2004-08-17 | 03:00
5500 | 2004-08-17 | 04:00
5501 | 2004-08-17 | 05:00 |  |  | 0.002 |  |  | NY: 0.005; NE: 0.037
5502 | 2004-08-17 | 06:00 | 0.049 |  | 0.233 | 0.014 | 0.001 | 0.097 | 0.335 | 0.134 | 0.139 | 0.001
5503 | 2004-08-17 | 07:00 | 0.247 | 0.124 | 0.469 | 0.288 | 0.031 | 0.198 | 0.578 | 0.375 | 0.4 | 0.209 |  | 0.008
5504 | 2004-08-17 | 08:00 | 0.517 | 0.309 | 0.664 | 0.513 | 0.202 | 0.258 | 0.329 | 0.593 | 0.577 | 0.451 | 0.003 | 0.241 | 0.016
5505 | 2004-08-17 | 09:00 | 0.599 | 0.61 | 0.782 | 0.686 | 0.425 | 0.313 | 0.681 | 0.721 | 0.6 | 0.662 | 0.119 | 0.487 | 0.271
5506 | 2004-08-17 | 10:00 | 0.708 | 0.7 | 0.796 | 0.732 | 0.538 | 0.529 | 0.577 | 0.811 | 0.402 | 0.792 | 0.295 | 0.698 | 0.509
5507 | 2004-08-17 | 11:00 | 0.837 | 0.814 | 0.829 | 0.84 | 0.562 | 0.849 | 0.563 | 0.669 | 0.478 | 0.747 | 0.649 | 0.821 | 0.693
5508 | 2004-08-17 | 12:00 | 0.863 | 0.862 | 0.771 | 0.777 | 0.499 | 0.763 | 0.488 | 0.788 | 0.769 | 0.779 | 0.529 | 0.886 | 0.817
5509 | 2004-08-17 | 13:00 | 0.723 | 0.819 | 0.651 | 0.768 | 0.326 | 0.506 | 0.467 | 0.719 | 0.611 | 0.765 | 0.848 | 0.856 | 0.876
5510 | 2004-08-17 | 14:00 | 0.642 | 0.736 | 0.505 | 0.561 | 0.325 | 0.37 | 0.262 | 0.568 | 0.493 | 0.64 | 0.875 | 0.796 | 0.87
5511 | 2004-08-17 | 15:00 | 0.442 | 0.613 | 0.289 | 0.474 | 0.371 | 0.26 | 0.079 | 0.352 | 0.186 | 0.58 | 0.835 | 0.709 | 0.814
5512 | 2004-08-17 | 16:00 | 0.208 | 0.399 | 0.04 | 0.236 | 0.333 | 0.035 | 0.002 | 0.087 | 0.046 | 0.326 | 0.644 | 0.551 | 0.689
5513 | 2004-08-17 | 17:00 | 0.003 | 0.155 |  | 0.022 | 0.167 | SPP: 0.078; NWP: 0.588; RA: 0.267; CNV: 0.496
5514 | 2004-08-17 | 18:00 |  |  |  |  | 0.006 | NWP: 0.293; RA: 0.064; CNV: 0.261
5515 | 2004-08-17 | 19:00 | [5 empty] | NWP: 0.084; CNV: 0.016
5516 | 2004-08-17 | 20:00
5517 | 2004-08-17 | 21:00
5518 | 2004-08-17 | 22:00
5519 | 2004-08-17 | 23:00
5520 | 2004-08-18 | 00:00
5521 | 2004-08-18 | 01:00
5522 | 2004-08-18 | 02:00
5523 | 2004-08-18 | 03:00
5524 | 2004-08-18 | 04:00
5525 | 2004-08-18 | 05:00 |  |  | 0.004 |  |  | NY: 0.009; NE: 0.053
5526 | 2004-08-18 | 06:00 | 0.015 |  | 0.222 | 0.02 |  | 0.19 | 0.353 | 0.12 | 0.02 | 0.001
5527 | 2004-08-18 | 07:00 | 0.244 | 0.073 | 0.445 | 0.254 | 0.019 | 0.367 | 0.6 | 0.307 | 0.027 | 0.214 |  | 0.004
5528 | 2004-08-18 | 08:00 | 0.382 | 0.349 | 0.614 | 0.482 | 0.114 | 0.607 | 0.797 | 0.368 | 0.258 | 0.464 | 0.001 | 0.254 | 0.015
5529 | 2004-08-18 | 09:00 | 0.567 | 0.468 | 0.711 | 0.601 | 0.179 | 0.712 | 0.926 | 0.761 | 0.258 | 0.666 | 0.102 | 0.506 | 0.273
5530 | 2004-08-18 | 10:00 | 0.471 | 0.627 | 0.679 | 0.615 | 0.234 | 0.643 | 0.963 | 0.743 | 0.321 | 0.808 | 0.232 | 0.697 | 0.512
5531 | 2004-08-18 | 11:00 | 0.295 | 0.834 | 0.667 | 0.613 | 0.396 | 0.721 | 0.924 | 0.801 | 0.373 | 0.883 | 0.599 | 0.81 | 0.702
5532 | 2004-08-18 | 12:00 | 0.579 | 0.809 | 0.594 | 0.58 | 0.678 | 0.718 | 0.864 | 0.711 | 0.396 | 0.832 | 0.424 | 0.855 | 0.835
5533 | 2004-08-18 | 13:00 | 0.636 | 0.812 | 0.455 | 0.206 | 0.89 | 0.734 | 0.722 | 0.677 | 0.301 | 0.671 | 0.315 | 0.856 | 0.909
5534 | 2004-08-18 | 14:00 | 0.325 | 0.701 | 0.385 | 0.201 | 0.674 | 0.55 | 0.516 | 0.475 | 0.268 | 0.679 | 0.272 | 0.69 | 0.913
5535 | 2004-08-18 | 15:00 | 0.27 | 0.58 | 0.168 | 0.324 | 0.618 | 0.324 | 0.254 | 0.355 | 0.189 | 0.54 | 0.418 | 0.683 | 0.835
5536 | 2004-08-18 | 16:00 | 0.158 | 0.392 | 0.067 | 0.214 | 0.408 | 0.041 | 0.003 | 0.124 | 0.006 | 0.301 | 0.328 | 0.554 | 0.697
5537 | 2004-08-18 | 17:00 | 0.004 | 0.149 |  | 0.019 | 0.21 | SPP: 0.072; NWP: 0.097; RA: 0.319; CNV: 0.498
5538 | 2004-08-18 | 18:00 |  |  |  |  | 0.005 | NWP: 0.179; RA: 0.071; CNV: 0.264
5539 | 2004-08-18 | 19:00 | [5 empty] | NWP: 0.039; CNV: 0.015
5540 | 2004-08-18 | 20:00
5541 | 2004-08-18 | 21:00
5542 | 2004-08-18 | 22:00
5543 | 2004-08-18 | 23:00
5544 | 2004-08-19 | 00:00
5545 | 2004-08-19 | 01:00
5546 | 2004-08-19 | 02:00
5547 | 2004-08-19 | 03:00
5548 | 2004-08-19 | 04:00
5549 | 2004-08-19 | 05:00 |  |  | 0.006 |  |  | NY: 0.007; NE: 0.056; STV: 0.001
5550 | 2004-08-19 | 06:00 | 0.005 |  | 0.105 | 0.001 |  | 0.247 | 0.353 | 0.123 | 0.078 | 0.005
5551 | 2004-08-19 | 07:00 | 0.163 | 0.044 | 0.187 | 0.092 | 0.002 | 0.422 | 0.584 | 0.253 | 0.2 | 0.194 |  | 0.003
5552 | 2004-08-19 | 08:00 | 0.27 | 0.356 | 0.308 | 0.273 | 0.159 | 0.564 | 0.753 | 0.557 | 0.295 | 0.435 | 0.001 | 0.254 | 0.011
5553 | 2004-08-19 | 09:00 | 0.469 | 0.51 | 0.452 | 0.463 | 0.158 | 0.767 | 0.851 | 0.667 | 0.356 | 0.546 | 0.012 | 0.514 | 0.305
5554 | 2004-08-19 | 10:00 | 0.452 | 0.714 | 0.258 | 0.691 | 0.22 | 0.822 | 0.84 | 0.818 | 0.374 | 0.742 | 0.219 | 0.687 | 0.557
5555 | 2004-08-19 | 11:00 | 0.483 | 0.789 | 0.229 | 0.619 | 0.873 | 0.833 | 0.829 | 0.824 | 0.382 | 0.817 | 0.134 | 0.85 | 0.746
5556 | 2004-08-19 | 12:00 | 0.473 | 0.773 | 0.271 | 0.825 | 0.8 | 0.798 | 0.699 | 0.839 | 0.84 | 0.813 | 0.288 | 0.91 | 0.872
5557 | 2004-08-19 | 13:00 | 0.623 | 0.774 | 0.215 | 0.572 | 0.845 | 0.587 | 0.577 | 0.701 | 0.722 | 0.774 | 0.323 | 0.771 | 0.939
5558 | 2004-08-19 | 14:00 | 0.54 | 0.618 | 0.14 | 0.346 | 0.728 | 0.502 | 0.279 | 0.527 | 0.572 | 0.692 | 0.326 | 0.951 | 0.941
5559 | 2004-08-19 | 15:00 | 0.499 | 0.527 | 0.222 | 0.33 | 0.589 | 0.275 | 0.209 | 0.317 | 0.362 | 0.296 | 0.335 | 0.628 | 0.869
5560 | 2004-08-19 | 16:00 | 0.236 | 0.357 | 0.03 | 0.084 | 0.429 | 0.044 | 0.005 | 0.097 | 0.119 | 0.073 | 0.288 | 0.57 | 0.734
5561 | 2004-08-19 | 17:00 | 0.003 | 0.103 |  | 0.016 | 0.187 | SPP: 0.007; NWP: 0.231; RA: 0.345; CNV: 0.537
5562 | 2004-08-19 | 18:00 |  |  |  |  | 0.004 | NWP: 0.036; RA: 0.042; CNV: 0.29
5563 | 2004-08-19 | 19:00 | [5 empty] | NWP: 0.004; CNV: 0.009
5564 | 2004-08-19 | 20:00
5565 | 2004-08-19 | 21:00
5566 | 2004-08-19 | 22:00
5567 | 2004-08-19 | 23:00
5568 | 2004-08-20 | 00:00
5569 | 2004-08-20 | 01:00
5570 | 2004-08-20 | 02:00
5571 | 2004-08-20 | 03:00
5572 | 2004-08-20 | 04:00
5573 | 2004-08-20 | 05:00 |  |  | 0.004 |  |  | NY: 0.007; NE: 0.06; STV: 0.001
5574 | 2004-08-20 | 06:00 | 0.047 |  | 0.216 | 0.029 |  | 0.252 | 0.334 | 0.139 | 0.074 | 0.002
5575 | 2004-08-20 | 07:00 | 0.305 | 0.105 | 0.469 | 0.224 | 0.076 | 0.459 | 0.58 | 0.339 | 0.209 | 0.184 |  | 0.005
5576 | 2004-08-20 | 08:00 | 0.537 | 0.376 | 0.661 | 0.416 | 0.303 | 0.648 | 0.735 | 0.317 | 0.355 | 0.393 | 0.001 | 0.209 | 0.011
5577 | 2004-08-20 | 09:00 | 0.725 | 0.561 | 0.807 | 0.551 | 0.562 | 0.831 | 0.83 | 0.66 | 0.595 | 0.611 | 0.093 | 0.315 | 0.305
5578 | 2004-08-20 | 10:00 | 0.75 | 0.647 | 0.903 | 0.461 | 0.641 | 0.749 | 0.902 | 0.676 | 0.681 | 0.503 | 0.226 | 0.445 | 0.554
5579 | 2004-08-20 | 11:00 | 0.644 | 0.768 | 0.906 | 0.522 | 0.794 | 0.926 | 0.733 | 0.772 | 0.717 | 0.642 | 0.23 | 0.694 | 0.733
5580 | 2004-08-20 | 12:00 | 0.73 | 0.7 | 0.84 | 0.367 | 0.884 | 0.819 | 0.673 | 0.732 | 0.713 | 0.594 | 0.252 | 0.798 | 0.854
5581 | 2004-08-20 | 13:00 | 0.759 | 0.662 | 0.703 | 0.401 | 0.712 | 0.692 | 0.638 | 0.689 | 0.611 | 0.535 | 0.461 | 0.888 | 0.913
5582 | 2004-08-20 | 14:00 | 0.625 | 0.622 | 0.509 | 0.29 | 0.801 | 0.54 | 0.427 | 0.511 | 0.435 | 0.666 | 0.559 | 0.897 | 0.912
5583 | 2004-08-20 | 15:00 | 0.42 | 0.429 | 0.308 | 0.058 | 0.607 | 0.297 | 0.242 | 0.315 | 0.291 | 0.548 | 0.423 | 0.501 | 0.847
5584 | 2004-08-20 | 16:00 | 0.217 | 0.262 | 0.048 | 0.102 | 0.323 | 0.029 | 0.004 | 0.095 | 0.053 | 0.32 | 0.703 | 0.553 | 0.723
5585 | 2004-08-20 | 17:00 | 0.004 | 0.155 |  |  | 0.063 | SPP: 0.07; NWP: 0.568; RA: 0.334; CNV: 0.53
5586 | 2004-08-20 | 18:00 |  |  |  |  | 0.003 | NWP: 0.368; RA: 0.055; CNV: 0.286
5587 | 2004-08-20 | 19:00 | [5 empty] | NWP: 0.081; CNV: 0.008
5588 | 2004-08-20 | 20:00
5589 | 2004-08-20 | 21:00
5590 | 2004-08-20 | 22:00
5591 | 2004-08-20 | 23:00
5592 | 2004-08-21 | 00:00
5593 | 2004-08-21 | 01:00
5594 | 2004-08-21 | 02:00
5595 | 2004-08-21 | 03:00
5596 | 2004-08-21 | 04:00
5597 | 2004-08-21 | 05:00 |  |  | 0.006 |  |  | NY: 0.006; NE: 0.053; STV: 0.001
5598 | 2004-08-21 | 06:00 | 0.013 |  | 0.215 | 0.003 |  | 0.258 | 0.353 | 0.123 | 0.177 | 0.001
5599 | 2004-08-21 | 07:00 | 0.241 | 0.11 | 0.431 | 0.001 | 0.014 | 0.423 | 0.588 | 0.364 | 0.398 | 0.209 |  | 0.003
5600 | 2004-08-21 | 08:00 | 0.383 | 0.381 | 0.637 | 0.22 | 0.062 | 0.513 | 0.744 | 0.557 | 0.579 | 0.401 | 0.001 | 0.253 | 0.011
5601 | 2004-08-21 | 09:00 | 0.537 | 0.596 | 0.765 | 0.223 | 0.231 | 0.326 | 0.853 | 0.703 | 0.761 | 0.57 | 0.241 | 0.499 | 0.3
5602 | 2004-08-21 | 10:00 | 0.776 | 0.726 | 0.804 | 0.369 | 0.256 | 0.369 | 0.842 | 0.621 | 0.891 | 0.749 | 0.472 | 0.713 | 0.547
5603 | 2004-08-21 | 11:00 | 0.646 | 0.772 | 0.758 | 0.675 | 0.306 | 0.254 | 0.741 | 0.633 | 0.905 | 0.878 | 0.608 | 0.826 | 0.727
5604 | 2004-08-21 | 12:00 | 0.637 | 0.773 | 0.478 | 0.877 | 0.277 | 0.277 | 0.711 | 0.724 | 0.856 | 0.885 | 0.778 | 0.865 | 0.84
5605 | 2004-08-21 | 13:00 | 0.585 | 0.784 | 0.481 | 0.826 | 0.792 | 0.263 | 0.637 | 0.555 | 0.703 | 0.808 | 0.901 | 0.813 | 0.889
5606 | 2004-08-21 | 14:00 | 0.442 | 0.704 | 0.192 | 0.711 | 0.56 | 0.123 | 0.486 | 0.416 | 0.573 | 0.68 | 0.875 | 0.492 | 0.881
5607 | 2004-08-21 | 15:00 | 0.343 | 0.345 | 0.081 | 0.514 | 0.589 | 0.09 | 0.235 | 0.297 | 0.375 | 0.532 | 0.715 | 0.634 | 0.826
5608 | 2004-08-21 | 16:00 | 0.175 | 0.211 | 0.002 | 0.273 | 0.427 | 0.005 | 0.003 | 0.095 | 0.115 | 0.296 | 0.631 | 0.554 | 0.708
5609 | 2004-08-21 | 17:00 | 0.002 | 0.022 |  | 0.014 | 0.215 | SPP: 0.079; NWP: 0.528; RA: 0.353; CNV: 0.522
5610 | 2004-08-21 | 18:00 |  |  |  |  | 0.004 | NWP: 0.342; RA: 0.06; CNV: 0.278
5611 | 2004-08-21 | 19:00 | [5 empty] | NWP: 0.065; CNV: 0.008
5612 | 2004-08-21 | 20:00
5613 | 2004-08-21 | 21:00
5614 | 2004-08-21 | 22:00
5615 | 2004-08-21 | 23:00
5616 | 2004-08-22 | 00:00
5617 | 2004-08-22 | 01:00
5618 | 2004-08-22 | 02:00
5619 | 2004-08-22 | 03:00
5620 | 2004-08-22 | 04:00
5621 | 2004-08-22 | 05:00 | [5 empty] | NY: 0.004; NE: 0.069
5622 | 2004-08-22 | 06:00 | 0.006 |  | 0.044 | 0.013 |  | 0.15 | 0.313 | 0.126 | 0.146 | 0.001
5623 | 2004-08-22 | 07:00 | 0.199 | 0.068 | 0.167 | 0.186 | 0.007 | 0.38 | 0.492 | 0.344 | 0.382 | 0.213 |  | 0.003
5624 | 2004-08-22 | 08:00 | 0.279 | 0.313 | 0.119 | 0.191 | 0.292 | 0.322 | 0.6 | 0.459 | 0.597 | 0.457 |  | 0.268 | 0.011
5625 | 2004-08-22 | 09:00 | 0.347 | 0.62 | 0.307 | 0.247 | 0.575 | 0.605 | 0.753 | 0.558 | 0.722 | 0.617 | 0.064 | 0.541 | 0.297
5626 | 2004-08-22 | 10:00 | 0.559 | 0.7 | 0.366 | 0.303 | 0.694 | 0.313 | 0.689 | 0.534 | 0.858 | 0.753 | 0.367 | 0.699 | 0.542
5627 | 2004-08-22 | 11:00 | 0.574 | 0.675 | 0.198 | 0.361 | 0.849 | 0.391 | 0.627 | 0.444 | 0.824 | 0.833 | 0.124 | 0.873 | 0.716
5628 | 2004-08-22 | 12:00 | 0.414 | 0.792 | 0.366 | 0.484 | 0.917 | 0.43 | 0.571 | 0.691 | 0.816 | 0.885 | 0.544 | 1.003 | 0.834
5629 | 2004-08-22 | 13:00 | 0.729 | 0.888 | 0.282 | 0.367 | 0.888 | 0.418 | 0.488 | 0.317 | 0.697 | 0.843 | 0.652 | 1 | 0.891
5630 | 2004-08-22 | 14:00 | 0.659 | 0.665 | 0.232 | 0.708 | 0.766 | 0.464 | 0.058 | 0.412 | 0.537 | 0.724 | 0.543 | 0.939 | 0.887
5631 | 2004-08-22 | 15:00 | 0.419 | 0.529 | 0.107 | 0.563 | 0.394 | 0.344 | 0.08 | 0.224 | 0.338 | 0.567 | 0.402 | 0.825 | 0.825
5632 | 2004-08-22 | 16:00 | 0.148 | 0.369 | 0.013 | 0.187 | 0.125 | 0.042 | 0.001 | 0.081 | 0.102 | 0.314 | 0.363 | 0.6 | 0.703
5633 | 2004-08-22 | 17:00 | 0.001 | 0.138 |  | 0.016 | 0.133 | SPP: 0.064; NWP: 0.327; RA: 0.211; CNV: 0.514
5634 | 2004-08-22 | 18:00 |  |  |  |  | 0.001 | NWP: 0.242; RA: 0.033; CNV: 0.276
5635 | 2004-08-22 | 19:00 | [5 empty] | NWP: 0.04; CNV: 0.008
5636 | 2004-08-22 | 20:00
5637 | 2004-08-22 | 21:00
5638 | 2004-08-22 | 22:00
5639 | 2004-08-22 | 23:00
5640 | 2004-08-23 | 00:00
5641 | 2004-08-23 | 01:00
5642 | 2004-08-23 | 02:00
5643 | 2004-08-23 | 03:00
5644 | 2004-08-23 | 04:00
5645 | 2004-08-23 | 05:00 |  |  | 0.003 |  |  | NY: 0.006; NE: 0.059
5646 | 2004-08-23 | 06:00 | 0.028 |  | 0.086 | 0.006 |  | 0.255 | 0.35 | 0.145 | 0.153 | 0.001
5647 | 2004-08-23 | 07:00 | 0.245 | 0.105 | 0.198 | 0.036 | 0.084 | 0.466 | 0.57 | 0.367 | 0.385 | 0.215 |  | 0.005
5648 | 2004-08-23 | 08:00 | 0.22 | 0.332 | 0.248 | 0.131 | 0.356 | 0.614 | 0.742 | 0.569 | 0.565 | 0.458 | 0.001 | 0.239 | 0.011
5649 | 2004-08-23 | 09:00 | 0.334 | 0.533 | 0.446 | 0.095 | 0.596 | 0.696 | 0.802 | 0.689 | 0.684 | 0.655 | 0.081 | 0.409 | 0.301
5650 | 2004-08-23 | 10:00 | 0.503 | 0.696 | 0.623 | 0.14 | 0.779 | 0.848 | 0.822 | 0.772 | 0.818 | 0.808 | 0.152 | 0.522 | 0.541
5651 | 2004-08-23 | 11:00 | 0.354 | 0.787 | 0.791 | 0.35 | 0.902 | 0.716 | 0.881 | 0.711 | 0.845 | 0.855 | 0.237 | 0.349 | 0.716
5652 | 2004-08-23 | 12:00 | 0.676 | 0.833 | 0.584 | 0.217 | 0.923 | 0.655 | 0.764 | 0.644 | 0.769 | 0.818 | 0.538 | 0.799 | 0.837
5653 | 2004-08-23 | 13:00 | 0.682 | 0.841 | 0.647 | 0.346 | 0.93 | 0.303 | 0.642 | 0.554 | 0.714 | 0.722 | 0.816 | 0.78 | 0.898
5654 | 2004-08-23 | 14:00 | 0.371 | 0.53 | 0.476 | 0.17 | 0.834 | 0.332 | 0.483 | 0.362 | 0.427 | 0.609 | 0.857 | 0.666 | 0.9
5655 | 2004-08-23 | 15:00 | 0.215 | 0.487 | 0.266 | 0.051 | 0.676 | 0.087 | 0.229 | 0.238 | 0.345 | 0.345 | 0.785 | 0.631 | 0.837
5656 | 2004-08-23 | 16:00 | 0.173 | 0.346 | 0.021 | 0.032 | 0.459 | 0.013 | 0.001 | 0.068 | 0.109 | 0.12 | 0.536 | 0.549 | 0.709
5657 | 2004-08-23 | 17:00 | 0.004 | 0.128 |  | 0.012 | 0.213 | SPP: 0.004; NWP: 0.444; RA: 0.23; CNV: 0.519
5658 | 2004-08-23 | 18:00 |  |  |  |  | 0.001 | NWP: 0.224; RA: 0.008; CNV: 0.277
5659 | 2004-08-23 | 19:00 | [5 empty] | NWP: 0.068; CNV: 0.007
5660 | 2004-08-23 | 20:00
5661 | 2004-08-23 | 21:00
5662 | 2004-08-23 | 22:00
5663 | 2004-08-23 | 23:00
5664 | 2004-08-24 | 00:00
5665 | 2004-08-24 | 01:00
5666 | 2004-08-24 | 02:00
5667 | 2004-08-24 | 03:00
5668 | 2004-08-24 | 04:00
5669 | 2004-08-24 | 05:00 |  |  | 0.004 |  |  | NY: 0.001; NE: 0.002
5670 | 2004-08-24 | 06:00 | 0.049 |  | 0.217 | 0.014 |  | 0.06 | 0.126 | 0.131 | 0.123 | 0.002
5671 | 2004-08-24 | 07:00 | 0.334 | 0.104 | 0.427 | 0.29 | 0.087 | 0.184 | 0.18 | 0.373 | 0.289 | 0.202 |  | 0.002
5672 | 2004-08-24 | 08:00 | 0.551 | 0.217 | 0.63 | 0.528 | 0.374 | 0.261 | 0.283 | 0.581 | 0.494 | 0.46 | 0.005 | 0.279 | 0.012
5673 | 2004-08-24 | 09:00 | 0.704 | 0.576 | 0.69 | 0.724 | 0.609 | 0.301 | 0.262 | 0.615 | 0.575 | 0.651 | 0.15 | 0.547 | 0.3
5674 | 2004-08-24 | 10:00 | 0.825 | 0.571 | 0.745 | 0.848 | 0.774 | 0.359 | 0.302 | 0.79 | 0.809 | 0.741 | 0.416 | 0.743 | 0.545
5675 | 2004-08-24 | 11:00 | 0.853 | 0.585 | 0.77 | 0.893 | 0.882 | 0.374 | 0.336 | 0.59 | 0.768 | 0.818 | 0.684 | 0.857 | 0.727
5676 | 2004-08-24 | 12:00 | 0.847 | 0.886 | 0.667 | 0.883 | 0.923 | 0.309 | 0.149 | 0.71 | 0.716 | 0.746 | 0.8 | 0.924 | 0.838
5677 | 2004-08-24 | 13:00 | 0.672 | 0.732 | 0.61 | 0.425 | 0.878 | 0.293 | 0.132 | 0.464 | 0.697 | 0.686 | 0.861 | 0.935 | 0.889
5678 | 2004-08-24 | 14:00 | 0.637 | 0.612 | 0.5 | 0.248 | 0.793 | 0.234 | 0.076 | 0.264 | 0.158 | 0.722 | 0.881 | 0.673 | 0.875
5679 | 2004-08-24 | 15:00 | 0.39 | 0.563 | 0.274 | 0.121 | 0.665 | 0.123 | 0.012 | 0.212 | 0.025 | 0.53 | 0.841 | 0.524 | 0.821
5680 | 2004-08-24 | 16:00 | 0.206 | 0.357 | 0.035 | 0.006 | 0.452 | 0.023 | 0.001 | 0.005 | 0.001 | 0.307 | 0.734 | 0.538 | 0.702
5681 | 2004-08-24 | 17:00 | 0.001 | 0.13 |  | 0.003 | 0.212 | SPP: 0.062; NWP: 0.563; RA: 0.255; CNV: 0.516
5682 | 2004-08-24 | 18:00 |  |  |  |  | 0.001 | NWP: 0.34; RA: 0.043; CNV: 0.276
5683 | 2004-08-24 | 19:00 | [5 empty] | NWP: 0.077; CNV: 0.007
5684 | 2004-08-24 | 20:00
5685 | 2004-08-24 | 21:00
5686 | 2004-08-24 | 22:00
5687 | 2004-08-24 | 23:00
5688 | 2004-08-25 | 00:00
5689 | 2004-08-25 | 01:00
5690 | 2004-08-25 | 02:00
5691 | 2004-08-25 | 03:00
5692 | 2004-08-25 | 04:00
5693 | 2004-08-25 | 05:00 | [5 empty] | NY: 0.007; NE: 0.01
5694 | 2004-08-25 | 06:00 | 0.014 |  | 0.061 | 0.015 |  | 0.252 | 0.102 | 0.097 | 0.096 | 0.001
5695 | 2004-08-25 | 07:00 | 0.291 | 0.11 | 0.168 | 0.293 | 0.085 | 0.413 | 0.238 | 0.297 | 0.266 | 0.198 |  | 0.002
5696 | 2004-08-25 | 08:00 | 0.502 | 0.294 | 0.207 | 0.55 | 0.366 | 0.627 | 0.316 | 0.372 | 0.129 | 0.333 | 0.003 | 0.281 | 0.013
5697 | 2004-08-25 | 09:00 | 0.675 | 0.502 | 0.329 | 0.743 | 0.617 | 0.759 | 0.327 | 0.609 | 0.272 | 0.575 | 0.21 | 0.551 | 0.28
5698 | 2004-08-25 | 10:00 | 0.576 | 0.405 | 0.263 | 0.721 | 0.8 | 0.796 | 0.356 | 0.652 | 0.29 | 0.783 | 0.445 | 0.754 | 0.517
5699 | 2004-08-25 | 11:00 | 0.684 | 0.733 | 0.331 | 0.907 | 0.918 | 0.669 | 0.373 | 0.796 | 0.265 | 0.715 | 0.648 | 0.882 | 0.698
5700 | 2004-08-25 | 12:00 | 0.709 | 0.849 | 0.315 | 0.86 | 0.961 | 0.604 | 0.446 | 0.615 | 0.381 | 0.867 | 0.777 | 0.95 | 0.819
5701 | 2004-08-25 | 13:00 | 0.724 | 0.854 | 0.274 | 0.853 | 0.931 | 0.647 | 0.447 | 0.357 | 0.124 | 0.603 | 0.863 | 0.922 | 0.882
5702 | 2004-08-25 | 14:00 | 0.599 | 0.694 | 0.207 | 0.711 | 0.841 | 0.512 | 0.293 | 0.189 | 0.254 | 0.507 | 0.868 | 0.868 | 0.878
5703 | 2004-08-25 | 15:00 | 0.412 | 0.582 | 0.118 | 0.578 | 0.69 | 0.243 | 0.179 | 0.248 | 0.151 | 0.254 | 0.815 | 0.767 | 0.814
5704 | 2004-08-25 | 16:00 | 0.19 | 0.356 | 0.009 | 0.292 | 0.468 | 0.022 | 0.001 | 0.067 | 0.023 | 0.124 | 0.696 | 0.586 | 0.686
5705 | 2004-08-25 | 17:00 | 0.002 | 0.165 |  | 0.012 | 0.205 | SPP: 0.042; NWP: 0.501; RA: 0.308; CNV: 0.489
5706 | 2004-08-25 | 18:00 |  |  |  |  | 0.001 | NWP: 0.303; RA: 0.029; CNV: 0.252
5707 | 2004-08-25 | 19:00 | [5 empty] | NWP: 0.055; CNV: 0.008
5708 | 2004-08-25 | 20:00
5709 | 2004-08-25 | 21:00
5710 | 2004-08-25 | 22:00
5711 | 2004-08-25 | 23:00
5712 | 2004-08-26 | 00:00
5713 | 2004-08-26 | 01:00
5714 | 2004-08-26 | 02:00
5715 | 2004-08-26 | 03:00
5716 | 2004-08-26 | 04:00
5717 | 2004-08-26 | 05:00 |  |  | 0.002 |  |  | NY: 0.004; NE: 0.02
5718 | 2004-08-26 | 06:00 | 0.021 |  | 0.076 | 0.014 |  | 0.207 | 0.09 | 0.129 | 0.063 | 0.001
5719 | 2004-08-26 | 07:00 | 0.125 | 0.11 | 0.207 | 0.297 | 0.075 | 0.443 | 0.204 | 0.358 | 0.2 | 0.204 |  | 0.004
5720 | 2004-08-26 | 08:00 | 0.379 | 0.338 | 0.285 | 0.536 | 0.241 | 0.542 | 0.76 | 0.434 | 0.25 | 0.436 | 0.001 | 0.268 | 0.012
5721 | 2004-08-26 | 09:00 | 0.572 | 0.377 | 0.3 | 0.739 | 0.163 | 0.595 | 0.874 | 0.508 | 0.354 | 0.635 | 0.232 | 0.534 | 0.3
5722 | 2004-08-26 | 10:00 | 0.371 | 0.717 | 0.481 | 0.845 | 0.195 | 0.845 | 0.934 | 0.78 | 0.345 | 0.747 | 0.479 | 0.742 | 0.539
5723 | 2004-08-26 | 11:00 | 0.744 | 0.614 | 0.438 | 0.895 | 0.311 | 0.47 | 0.891 | 0.519 | 0.349 | 0.79 | 0.692 | 0.868 | 0.712
5724 | 2004-08-26 | 12:00 | 0.699 | 0.812 | 0.528 | 0.892 | 0.294 | 0.559 | 0.809 | 0.444 | 0.591 | 0.741 | 0.814 | 0.929 | 0.831
5725 | 2004-08-26 | 13:00 | 0.684 | 0.787 | 0.448 | 0.824 | 0.517 | 0.366 | 0.685 | 0.385 | 0.426 | 0.796 | 0.885 | 0.924 | 0.891
5726 | 2004-08-26 | 14:00 | 0.54 | 0.699 | 0.333 | 0.723 | 0.539 | 0.37 | 0.481 | 0.272 | 0.342 | 0.608 | 0.884 | 0.859 | 0.891
5727 | 2004-08-26 | 15:00 | 0.338 | 0.579 | 0.189 | 0.526 | 0.477 | 0.189 | 0.223 | 0.288 | 0.25 | 0.476 | 0.824 | 0.751 | 0.823
5728 | 2004-08-26 | 16:00 | 0.1 | 0.307 | 0.005 | 0.293 | 0.459 |  | 0.003 | 0.074 | 0.01 | 0.295 | 0.734 | 0.569 | 0.695
5729 | 2004-08-26 | 17:00 | 0.004 | 0.113 |  | 0.009 | 0.21 | SPP: 0.048; NWP: 0.559; RA: 0.323; CNV: 0.507
5730 | 2004-08-26 | 18:00 |  |  |  |  | 0.001 | NWP: 0.33; RA: 0.034; CNV: 0.257
5731 | 2004-08-26 | 19:00 | [5 empty] | NWP: 0.058; CNV: 0.006
5732 | 2004-08-26 | 20:00
5733 | 2004-08-26 | 21:00
5734 | 2004-08-26 | 22:00
5735 | 2004-08-26 | 23:00
5736 | 2004-08-27 | 00:00
5737 | 2004-08-27 | 01:00
5738 | 2004-08-27 | 02:00
5739 | 2004-08-27 | 03:00
5740 | 2004-08-27 | 04:00
5741 | 2004-08-27 | 05:00 |  |  | 0.005 |  |  | NY: 0.005; NE: 0.004
5742 | 2004-08-27 | 06:00 | 0.004 |  | 0.206 | 0.011 |  | 0.26 | 0.208 | 0.142 | 0.018 | 0.001
5743 | 2004-08-27 | 07:00 | 0.107 | 0.107 | 0.347 | 0.228 | 0.087 | 0.486 | 0.485 | 0.395 | 0.28 | 0.201 |  | 0.003
5744 | 2004-08-27 | 08:00 | 0.237 | 0.344 | 0.236 | 0.386 | 0.371 | 0.692 | 0.718 | 0.607 | 0.451 | 0.43 | 0.003 | 0.271 | 0.013
5745 | 2004-08-27 | 09:00 | 0.227 | 0.577 | 0.366 | 0.464 | 0.598 | 0.867 | 0.778 | 0.723 | 0.74 | 0.631 | 0.218 | 0.532 | 0.271
5746 | 2004-08-27 | 10:00 | 0.328 | 0.754 | 0.729 | 0.436 | 0.536 | 0.908 | 0.807 | 0.835 | 0.685 | 0.763 | 0.44 | 0.729 | 0.518
5747 | 2004-08-27 | 11:00 | 0.307 | 0.798 | 0.816 | 0.688 | 0.853 | 0.915 | 0.222 | 0.728 | 0.575 | 0.543 | 0.691 | 0.853 | 0.702
5748 | 2004-08-27 | 12:00 | 0.54 | 0.529 | 0.783 | 0.725 | 0.932 | 0.846 | 0.267 | 0.866 | 0.808 | 0.618 | 0.74 | 0.912 | 0.77
5749 | 2004-08-27 | 13:00 | 0.596 | 0.674 | 0.68 | 0.588 | 0.602 | 0.707 | 0.053 | 0.682 | 0.762 | 0.366 | 0.806 | 0.888 | 0.795
5750 | 2004-08-27 | 14:00 | 0.613 | 0.588 | 0.52 | 0.538 | 0.657 | 0.56 | 0.301 | 0.553 | 0.447 | 0.597 | 0.815 | 0.738 | 0.822
5751 | 2004-08-27 | 15:00 | 0.43 | 0.418 | 0.306 | 0.387 | 0.658 | 0.311 | 0.229 | 0.363 | 0.347 | 0.482 | 0.775 | 0.689 | 0.686
5752 | 2004-08-27 | 16:00 | 0.208 | 0.244 | 0.029 | 0.239 | 0.42 | 0.026 | 0.002 | 0.098 | 0.083 | 0.28 | 0.637 | 0.485 | 0.534
5753 | 2004-08-27 | 17:00 | 0.002 | 0.118 |  | 0.006 | 0.174 | SPP: 0.044; NWP: 0.434; RA: 0.304; CNV: 0.16
5754 | 2004-08-27 | 18:00 |  |  |  |  | 0.001 | NWP: 0.289; RA: 0.034; CNV: 0.116
5755 | 2004-08-27 | 19:00 | [5 empty] | NWP: 0.04; CNV: 0.001
5756 | 2004-08-27 | 20:00
5757 | 2004-08-27 | 21:00
5758 | 2004-08-27 | 22:00
5759 | 2004-08-27 | 23:00
5760 | 2004-08-28 | 00:00
5761 | 2004-08-28 | 01:00
5762 | 2004-08-28 | 02:00
5763 | 2004-08-28 | 03:00
5764 | 2004-08-28 | 04:00
5765 | 2004-08-28 | 05:00 |  |  | 0.004 |  |  | NY: 0.005; NE: 0.014
5766 | 2004-08-28 | 06:00 | 0.057 |  | 0.061 | 0.008 |  | 0.241 | 0.28 | 0.146 | 0.01 | 0.001
5767 | 2004-08-28 | 07:00 | 0.296 | 0.047 | 0.381 | 0.086 | 0.091 | 0.359 | 0.612 | 0.396 | 0.102 | 0.22 |  | 0.005
5768 | 2004-08-28 | 08:00 | 0.511 | 0.314 | 0.492 | 0.146 | 0.369 | 0.624 | 0.712 | 0.652 | 0.285 | 0.457 | 0.003 | 0.183 | 0.004
5769 | 2004-08-28 | 09:00 | 0.66 | 0.593 | 0.461 | 0.524 | 0.63 | 0.803 | 0.816 | 0.765 | 0.386 | 0.664 | 0.224 | 0.524 | 0.155
5770 | 2004-08-28 | 10:00 | 0.875 | 0.714 | 0.675 | 0.81 | 0.77 | 0.894 | 0.856 | 0.812 | 0.76 | 0.793 | 0.45 | 0.732 | 0.33
5771 | 2004-08-28 | 11:00 | 0.967 | 0.814 | 0.545 | 0.908 | 0.831 | 0.907 | 0.882 | 0.797 | 0.787 | 0.838 | 0.601 | 0.841 | 0.415
5772 | 2004-08-28 | 12:00 | 0.874 | 0.772 | 0.752 | 0.902 | 0.898 | 0.779 | 0.78 | 0.858 | 0.82 | 0.842 | 0.744 | 0.899 | 0.772
5773 | 2004-08-28 | 13:00 | 0.695 | 0.801 | 0.593 | 0.818 | 0.785 | 0.695 | 0.658 | 0.687 | 0.711 | 0.761 | 0.826 | 0.893 | 0.725
5774 | 2004-08-28 | 14:00 | 0.498 | 0.692 | 0.55 | 0.709 | 0.789 | 0.529 | 0.408 | 0.587 | 0.554 | 0.669 | 0.823 | 0.859 | 0.727
5775 | 2004-08-28 | 15:00 | 0.442 | 0.465 | 0.301 | 0.503 | 0.587 | 0.273 | 0.225 | 0.38 | 0.341 | 0.489 | 0.768 | 0.784 | 0.682
5776 | 2004-08-28 | 16:00 | 0.202 | 0.293 | 0.033 | 0.261 | 0.396 | 0.021 | 0.002 | 0.062 | 0.1 | 0.309 | 0.681 | 0.574 | 0.628
5777 | 2004-08-28 | 17:00 | 0.001 | 0.114 |  | 0.008 | 0.216 | SPP: 0.06; NWP: 0.538; RA: 0.317; CNV: 0.468
5778 | 2004-08-28 | 18:00 |  |  |  |  | 0.001 | NWP: 0.314; RA: 0.025; CNV: 0.22
5779 | 2004-08-28 | 19:00 | [5 empty] | NWP: 0.051; CNV: 0.007
5780 | 2004-08-28 | 20:00
5781 | 2004-08-28 | 21:00
5782 | 2004-08-28 | 22:00
5783 | 2004-08-28 | 23:00
5784 | 2004-08-29 | 00:00
5785 | 2004-08-29 | 01:00
5786 | 2004-08-29 | 02:00
5787 | 2004-08-29 | 03:00
5788 | 2004-08-29 | 04:00
5789 | 2004-08-29 | 05:00 |  |  | 0.003 |  |  | NY: 0.001; NE: 0.051
5790 | 2004-08-29 | 06:00 | 0.051 |  | 0.246 | 0.013 |  | 0.075 | 0.336 | 0.168 | 0.172 | 0.001
5791 | 2004-08-29 | 07:00 | 0.333 | 0.108 | 0.502 | 0.267 | 0.094 | 0.197 | 0.545 | 0.353 | 0.377 | 0.206 |  | 0.003
5792 | 2004-08-29 | 08:00 | 0.583 | 0.349 | 0.681 | 0.507 | 0.388 | 0.302 | 0.742 | 0.602 | 0.578 | 0.409 | 0.001 | 0.282 | 0.013
5793 | 2004-08-29 | 09:00 | 0.763 | 0.572 | 0.799 | 0.706 | 0.647 | 0.418 | 0.872 | 0.808 | 0.749 | 0.626 | 0.02 | 0.552 | 0.295
5794 | 2004-08-29 | 10:00 | 0.877 | 0.728 | 0.876 | 0.844 | 0.813 | 0.306 | 0.911 | 0.828 | 0.391 | 0.675 | 0.184 | 0.75 | 0.535
5795 | 2004-08-29 | 11:00 | 0.921 | 0.79 | 0.864 | 0.912 | 0.916 | 0.193 | 0.901 | 0.878 | 0.796 | 0.811 | 0.244 | 0.869 | 0.715
5796 | 2004-08-29 | 12:00 | 0.852 | 0.764 | 0.881 | 0.902 | 0.875 | 0.296 | 0.759 | 0.869 | 0.754 | 0.774 | 0.249 | 0.939 | 0.835
5797 | 2004-08-29 | 13:00 | 0.585 | 0.547 | 0.743 | 0.829 | 0.873 | 0.286 | 0.585 | 0.634 | 0.676 | 0.729 | 0.268 | 0.945 | 0.895
5798 | 2004-08-29 | 14:00 | 0.546 | 0.562 | 0.518 | 0.683 | 0.781 | 0.051 | 0.418 | 0.568 | 0.489 | 0.66 | 0.81 | 0.886 | 0.888
5799 | 2004-08-29 | 15:00 | 0.271 | 0.27 | 0.291 | 0.487 | 0.532 | 0.082 | 0.201 | 0.328 | 0.191 | 0.509 | 0.79 | 0.759 | 0.818
5800 | 2004-08-29 | 16:00 | 0.159 | 0.238 | 0.027 | 0.248 | 0.428 | 0.005 | 0.003 | 0.06 | 0.026 | 0.307 | 0.738 | 0.574 | 0.69
5801 | 2004-08-29 | 17:00 |  | 0.01 |  | 0.008 | 0.199 | SPP: 0.053; NWP: 0.565; RA: 0.335; CNV: 0.499
5802 | 2004-08-29 | 18:00 |  |  |  |  | 0.001 | NWP: 0.336; RA: 0.029; CNV: 0.255
5803 | 2004-08-29 | 19:00 | [5 empty] | NWP: 0.05; CNV: 0.007
5804 | 2004-08-29 | 20:00
5805 | 2004-08-29 | 21:00
5806 | 2004-08-29 | 22:00
5807 | 2004-08-29 | 23:00
5808 | 2004-08-30 | 00:00
5809 | 2004-08-30 | 01:00
5810 | 2004-08-30 | 02:00
5811 | 2004-08-30 | 03:00
5812 | 2004-08-30 | 04:00
5813 | 2004-08-30 | 05:00 |  |  | 0.003 |  |  | NY: 0.003; NE: 0.008
5814 | 2004-08-30 | 06:00 | 0.002 |  | 0.25 | 0.008 |  | 0.069 | 0.256 | 0.14 | 0.141 | 0.001
5815 | 2004-08-30 | 07:00 | 0.057 | 0.009 | 0.504 | 0.261 | 0.092 | 0.26 | 0.364 | 0.42 | 0.333 | 0.221 |  | 0.004
5816 | 2004-08-30 | 08:00 | 0.201 | 0.197 | 0.687 | 0.543 | 0.39 | 0.231 | 0.632 | 0.575 | 0.512 | 0.471 | 0.002 | 0.253
5817 | 2004-08-30 | 09:00 | 0.224 | 0.253 | 0.543 | 0.742 | 0.636 | 0.285 | 0.829 | 0.641 | 0.768 | 0.659 | 0.043 | 0.506 | 0.08
5818 | 2004-08-30 | 10:00 | 0.262 | 0.158 | 0.626 | 0.882 | 0.785 | 0.302 | 0.518 | 0.938 | 0.812 | 0.797 | 0.183 | 0.71 | 0.177
5819 | 2004-08-30 | 11:00 | 0.311 | 0.307 | 0.545 | 0.954 | 0.891 | 0.295 | 0.573 | 0.647 | 0.805 | 0.871 | 0.238 | 0.839 | 0.247
5820 | 2004-08-30 | 12:00 | 0.679 | 0.413 | 0.615 | 0.94 | 0.612 | 0.334 | 0.39 | 0.82 | 0.805 | 0.905 | 0.357 | 0.923 | 0.272
5821 | 2004-08-30 | 13:00 | 0.813 | 0.372 | 0.663 | 0.871 | 0.674 | 0.229 | 0.484 | 0.672 | 0.55 | 0.829 | 0.276 | 0.916 | 0.313
5822 | 2004-08-30 | 14:00 | 0.673 | 0.414 | 0.365 | 0.728 | 0.707 | 0.196 | 0.156 | 0.583 | 0.545 | 0.728 | 0.3 | 0.872 | 0.307
5823 | 2004-08-30 | 15:00 | 0.394 | 0.37 | 0.218 | 0.517 | 0.547 | 0.084 | 0.002 | 0.362 | 0.328 | 0.563 | 0.322 | 0.542 | 0.296
5824 | 2004-08-30 | 16:00 | 0.205 | 0.151 | 0.007 | 0.267 | 0.404 | 0.007 |  | 0.097 | 0.058 | 0.333 | 0.277 | 0.222 | 0.283
5825 | 2004-08-30 | 17:00 | 0.002 | 0.03 |  | 0.007 | 0.192 | SPP: 0.051; NWP: 0.213; RA: 0.129; CNV: 0.198
5826 | 2004-08-30 | 18:00 | [5 empty] | NWP: 0.119; RA: 0.009; CNV: 0.095
5827 | 2004-08-30 | 19:00 | [5 empty] | NWP: 0.032; CNV: 0.002
5828 | 2004-08-30 | 20:00
5829 | 2004-08-30 | 21:00
5830 | 2004-08-30 | 22:00
5831 | 2004-08-30 | 23:00
5832 | 2004-08-31 | 00:00
5833 | 2004-08-31 | 01:00
5834 | 2004-08-31 | 02:00
5835 | 2004-08-31 | 03:00
5836 | 2004-08-31 | 04:00
5837 | 2004-08-31 | 05:00 |  |  | 0.003 |  |  | NY: 0.005; NE: 0.019
5838 | 2004-08-31 | 06:00 | 0.003 |  | 0.119 | 0.014 |  | 0.229 | 0.09 | 0.034 | 0.098 | 0.002
5839 | 2004-08-31 | 07:00 | 0.056 | 0.022 | 0.283 | 0.292 | 0.081 | 0.513 | 0.245 | 0.207 | 0.273 | 0.232 |  | 0.006
5840 | 2004-08-31 | 08:00 | 0.186 | 0.189 | 0.429 | 0.55 | 0.303 | 0.64 | 0.559 | 0.326 | 0.562 | 0.4 |  | 0.266 | 0.001
5841 | 2004-08-31 | 09:00 | 0.216 | 0.349 | 0.468 | 0.746 | 0.539 | 0.744 | 0.774 | 0.442 | 0.651 | 0.642 | 0.046 | 0.533 | 0.192
5842 | 2004-08-31 | 10:00 | 0.283 | 0.193 | 0.563 | 0.884 | 0.69 | 0.843 | 0.577 | 0.695 | 0.543 | 0.793 | 0.205 | 0.707 | 0.27
5843 | 2004-08-31 | 11:00 | 0.21 | 0.483 | 0.273 | 0.943 | 0.557 | 0.808 | 0.515 | 0.497 | 0.741 | 0.829 | 0.198 | 0.856 | 0.529
5844 | 2004-08-31 | 12:00 | 0.303 | 0.536 | 0.265 | 0.92 | 0.604 | 0.827 | 0.32 | 0.48 | 0.753 | 0.88 | 0.315 | 0.94 | 0.737
5845 | 2004-08-31 | 13:00 | 0.329 | 0.429 | 0.205 | 0.855 | 0.464 | 0.508 | 0.294 | 0.558 | 0.707 | 0.814 | 0.3 | 0.761 | 0.858
5846 | 2004-08-31 | 14:00 | 0.148 | 0.341 | 0.154 | 0.712 | 0.541 | 0.427 | 0.206 | 0.345 | 0.539 | 0.717 | 0.543 | 0.437 | 0.797
5847 | 2004-08-31 | 15:00 | 0.181 | 0.248 | 0.028 | 0.504 | 0.458 | 0.211 | 0.213 | 0.221 | 0.338 | 0.494 | 0.834 | 0.453 | 0.769
5848 | 2004-08-31 | 16:00 | 0.065 | 0.231 | 0.008 | 0.256 | 0.388 | 0.008 | 0.002 | 0.068 | 0.084 | 0.313 | 0.701 | 0.312 | 0.631
5849 | 2004-08-31 | 17:00 |  | 0.092 |  | 0.006 | 0.164 | SPP: 0.047; NWP: 0.562; RA: 0.205; CNV: 0.471
5850 | 2004-08-31 | 18:00 | [5 empty] | NWP: 0.31; RA: 0.006; CNV: 0.225
5851 | 2004-08-31 | 19:00 | [5 empty] | NWP: 0.046; CNV: 0.004
5852 | 2004-08-31 | 20:00
5853 | 2004-08-31 | 21:00
5854 | 2004-08-31 | 22:00
5855 | 2004-08-31 | 23:00
5856 | 2004-09-01 | 00:00
5857 | 2004-09-01 | 01:00
5858 | 2004-09-01 | 02:00
5859 | 2004-09-01 | 03:00
5860 | 2004-09-01 | 04:00
5861 | 2004-09-01 | 05:00 |  |  | 0.003 |  |  | NE: 0.058
5862 | 2004-09-01 | 06:00 | 0.026 |  | 0.202 | 0.015 |  | 0.017 | 0.372 | 0.126 | 0.012 | 0.002
5863 | 2004-09-01 | 07:00 | 0.085 | 0.044 | 0.369 | 0.293 | 0.093 | 0.164 | 0.62 | 0.392 | 0.146 | 0.187 |  | 0.005
5864 | 2004-09-01 | 08:00 | 0.151 | 0.363 | 0.544 | 0.541 | 0.392 | 0.129 | 0.797 | 0.631 | 0.218 | 0.487 | 0.002 | 0.274 | 0.014
5865 | 2004-09-01 | 09:00 | 0.544 | 0.606 | 0.64 | 0.695 | 0.642 | 0.184 | 0.813 | 0.647 | 0.243 | 0.701 | 0.208 | 0.538 | 0.315
5866 | 2004-09-01 | 10:00 | 0.396 | 0.763 | 0.618 | 0.764 | 0.82 | 0.212 | 0.877 | 0.812 | 0.269 | 0.843 | 0.439 | 0.732 | 0.561
5867 | 2004-09-01 | 11:00 | 0.623 | 0.82 | 0.574 | 0.756 | 0.84 | 0.205 | 0.831 | 0.864 | 0.391 | 0.922 | 0.606 | 0.856 | 0.731
5868 | 2004-09-01 | 12:00 | 0.886 | 0.913 | 0.645 | 0.53 | 0.889 | 0.29 | 0.771 | 0.784 | 0.53 | 0.933 | 0.762 | 0.906 | 0.866
5869 | 2004-09-01 | 13:00 | 0.623 | 0.748 | 0.575 | 0.633 | 0.85 | 0.144 | 0.584 | 0.66 | 0.302 | 0.884 | 0.835 | 0.887 | 0.93
5870 | 2004-09-01 | 14:00 | 0.5 | 0.569 | 0.432 | 0.38 | 0.787 | 0.195 | 0.435 | 0.429 | 0.222 | 0.768 | 0.854 | 0.86 | 0.938
5871 | 2004-09-01 | 15:00 | 0.384 | 0.52 | 0.253 | 0.37 | 0.596 | 0.013 | 0.195 | 0.272 | 0.134 | 0.585 | 0.69 | 0.727 | 0.864
5872 | 2004-09-01 | 16:00 | 0.203 | 0.349 | 0.014 | 0.105 | 0.408 | 0.006 | 0.002 | 0.082 | 0.01 | 0.336 | 0.475 | 0.461 | 0.727
5873 | 2004-09-01 | 17:00 | 0.001 | 0.11 |  | 0.006 | 0.194 | SPP: 0.05; NWP: 0.371; RA: 0.236; CNV: 0.523
5874 | 2004-09-01 | 18:00 |  |  |  |  | 0.001 | NWP: 0.115; RA: 0.029; CNV: 0.27
5875 | 2004-09-01 | 19:00 | [5 empty] | NWP: 0.009; CNV: 0.004
5876 | 2004-09-01 | 20:00
5877 | 2004-09-01 | 21:00
5878 | 2004-09-01 | 22:00
5879 | 2004-09-01 | 23:00
5880 | 2004-09-02 | 00:00
5881 | 2004-09-02 | 01:00
5882 | 2004-09-02 | 02:00
5883 | 2004-09-02 | 03:00
5884 | 2004-09-02 | 04:00
5885 | 2004-09-02 | 05:00 |  |  | 0.006 |  |  | NY: 0.003; NE: 0.001
5886 | 2004-09-02 | 06:00 | 0.057 |  | 0.241 | 0.012 |  | 0.267 | 0.016 | 0.107 | 0.124 | 0.001
5887 | 2004-09-02 | 07:00 | 0.262 | 0.09 | 0.412 | 0.305 | 0.059 | 0.447 | 0.171 | 0.331 | 0.355 | 0.241 |  | 0.003
5888 | 2004-09-02 | 08:00 | 0.551 | 0.313 | 0.525 | 0.436 | 0.255 | 0.75 | 0.159 | 0.07 | 0.566 | 0.501 |  | 0.268 | 0.015
5889 | 2004-09-02 | 09:00 | 0.803 | 0.459 | 0.687 | 0.606 | 0.537 | 0.904 | 0.256 | 0.292 | 0.472 | 0.721 | 0.154 | 0.519 | 0.31
5890 | 2004-09-02 | 10:00 | 0.793 | 0.461 | 0.813 | 0.776 | 0.673 | 0.96 | 0.381 | 0.586 | 0.546 | 0.871 | 0.393 | 0.719 | 0.551
5891 | 2004-09-02 | 11:00 | 0.869 | 0.639 | 0.584 | 0.849 | 0.853 | 0.967 | 0.334 | 0.695 | 0.209 | 0.958 | 0.564 | 0.844 | 0.72
5892 | 2004-09-02 | 12:00 | 0.836 | 0.653 | 0.688 | 0.765 | 0.896 | 0.899 | 0.271 | 0.448 | 0.382 | 0.965 | 0.799 | 0.903 | 0.848
5893 | 2004-09-02 | 13:00 | 0.724 | 0.56 | 0.646 | 0.524 | 0.921 | 0.755 | 0.488 | 0.555 | 0.203 | 0.901 | 0.565 | 0.87 | 0.913
5894 | 2004-09-02 | 14:00 | 0.432 | 0.654 | 0.334 | 0.189 | 0.815 | 0.565 | 0.429 | 0.464 | 0.219 | 0.777 | 0.488 | 0.833 | 0.914
5895 | 2004-09-02 | 15:00 | 0.44 | 0.527 | 0.124 | 0.235 | 0.657 | 0.308 | 0.2 | 0.254 | 0.047 | 0.579 | 0.488 | 0.702 | 0.845
5896 | 2004-09-02 | 16:00 | 0.199 | 0.337 | 0.023 | 0.08 | 0.439 | 0.015 | 0.001 | 0.044 | 0.04 | 0.327 | 0.584 | 0.539 | 0.708
5897 | 2004-09-02 | 17:00 | 0.001 | 0.088 |  |  | 0.191 | SPP: 0.033; NWP: 0.602; RA: 0.307; CNV: 0.51
5898 | 2004-09-02 | 18:00 | [5 empty] | NWP: 0.187; RA: 0.013; CNV: 0.262
5899 | 2004-09-02 | 19:00 | [5 empty] | NWP: 0.045; CNV: 0.003
5900 | 2004-09-02 | 20:00
5901 | 2004-09-02 | 21:00
5902 | 2004-09-02 | 22:00
5903 | 2004-09-02 | 23:00
5904 | 2004-09-03 | 00:00
5905 | 2004-09-03 | 01:00
5906 | 2004-09-03 | 02:00
5907 | 2004-09-03 | 03:00
5908 | 2004-09-03 | 04:00
5909 | 2004-09-03 | 05:00 |  |  | 0.003 |  |  | NY: 0.006; NE: 0.002
5910 | 2004-09-03 | 06:00 | 0.011 |  | 0.224 | 0.002 |  | 0.279 | 0.087 | 0.012 | 0.023 | 0.002
5911 | 2004-09-03 | 07:00 | 0.271 | 0.013 | 0.462 | 0.044 | 0.065 | 0.518 | 0.163 | 0.229 | 0.222 | 0.153 |  | 0.005
5912 | 2004-09-03 | 08:00 | 0.493 | 0.242 | 0.655 | 0.179 | 0.329 | 0.723 | 0.23 | 0.35 | 0.55 | 0.236 | 0.001 | 0.293 | 0.015
5913 | 2004-09-03 | 09:00 | 0.699 | 0.372 | 0.666 | 0.327 | 0.571 | 0.854 | 0.262 | 0.425 | 0.74 | 0.28 | 0.214 | 0.503 | 0.308
5914 | 2004-09-03 | 10:00 | 0.805 | 0.576 | 0.808 | 0.475 | 0.717 | 0.922 | 0.292 | 0.458 | 0.57 | 0.333 | 0.465 | 0.681 | 0.548
5915 | 2004-09-03 | 11:00 | 0.843 | 0.604 | 0.813 | 0.375 | 0.816 | 0.844 | 0.291 | 0.501 | 0.813 | 0.446 | 0.492 | 0.816 | 0.723
5916 | 2004-09-03 | 12:00 | 0.781 | 0.687 | 0.754 | 0.521 | 0.858 | 0.84 | 0.324 | 0.494 | 0.601 | 0.41 | 0.836 | 0.858 | 0.833
5917 | 2004-09-03 | 13:00 | 0.745 | 0.666 | 0.624 | 0.251 | 0.853 | 0.716 | 0.371 | 0.338 | 0.556 | 0.273 | 0.907 | 0.886 | 0.886
5918 | 2004-09-03 | 14:00 | 0.583 | 0.739 | 0.457 | 0.17 | 0.758 | 0.55 | 0.413 | 0.387 | 0.478 | 0.231 | 0.932 | 0.938 | 0.877
5919 | 2004-09-03 | 15:00 | 0.393 | 0.519 | 0.253 | 0.335 | 0.613 | 0.307 | 0.027 | 0.167 | 0.235 | 0.195 | 0.889 | 0.388 | 0.821
5920 | 2004-09-03 | 16:00 | 0.174 | 0.357 | 0.012 | 0.185 | 0.403 | 0.014 |  | 0.034 | 0.085 | 0.072 | 0.754 | 0.073 | 0.7
5921 | 2004-09-03 | 17:00 | 0.001 | 0.088 |  | 0.005 | 0.137 | SPP: 0.001; NWP: 0.564; RA: 0.05; CNV: 0.508
5922 | 2004-09-03 | 18:00 | [5 empty] | NWP: 0.32; RA: 0.031; CNV: 0.26
5923 | 2004-09-03 | 19:00 | [5 empty] | NWP: 0.036; CNV: 0.003
5924 | 2004-09-03 | 20:00
5925 | 2004-09-03 | 21:00
5926 | 2004-09-03 | 22:00
5927 | 2004-09-03 | 23:00
5928 | 2004-09-04 | 00:00
5929 | 2004-09-04 | 01:00
5930 | 2004-09-04 | 02:00
5931 | 2004-09-04 | 03:00
5932 | 2004-09-04 | 04:00
5933 | 2004-09-04 | 05:00 |  |  | 0.003 |  |  | NY: 0.006; NE: 0.004
5934 | 2004-09-04 | 06:00 | 0.008 |  | 0.236 | 0.009 |  | NY: 0.272; NE: 0.064; FL: 0.136; STV: 0.02
5935 | 2004-09-04 | 07:00 | 0.086 | 0.002 | 0.471 | 0.134 | 0.037 | 0.522 | 0.071 | 0.305 | 0.016 | 0.136 |  | 0.007
5936 | 2004-09-04 | 08:00 | 0.05 | 0.121 | 0.661 | 0.321 | 0.238 | 0.72 | 0.446 | 0.385 | 0.084 | 0.32 | 0.001 | 0.175 | 0.013
5937 | 2004-09-04 | 09:00 | 0.263 | 0.217 | 0.756 | 0.428 | 0.402 | 0.856 | 0.353 | 0.578 | 0.149 | 0.557 | 0.237 | 0.13 | 0.274
5938 | 2004-09-04 | 10:00 | 0.315 | 0.449 | 0.853 | 0.382 | 0.545 | 0.925 | 0.501 | 0.507 | 0.161 | 0.8 | 0.495 | 0.257 | 0.512
5939 | 2004-09-04 | 11:00 | 0.343 | 0.531 | 0.561 | 0.599 | 0.477 | 0.947 | 0.598 | 0.279 | 0.208 | 0.886 | 0.705 | 0.668 | 0.69
5940 | 2004-09-04 | 12:00 | 0.352 | 0.594 | 0.604 | 0.818 | 0.955 | 0.861 | 0.754 | 0.562 | 0.185 | 0.816 | 0.833 | 0.498 | 0.821
5941 | 2004-09-04 | 13:00 | 0.305 | 0.595 | 0.309 | 0.743 | 0.844 | 0.741 | 0.591 | 0.553 | 0.148 | 0.804 | 0.881 | 0.541 | 0.889
5942 | 2004-09-04 | 14:00 | 0.258 | 0.529 | 0.071 | 0.639 | 0.367 | 0.535 | 0.258 | 0.597 | 0.118 | 0.316 | 0.867 | 0.491 | 0.889
5943 | 2004-09-04 | 15:00 | 0.17 | 0.486 | 0.216 | 0.442 | 0.365 | 0.291 | 0.11 | 0.299 | 0.038 | 0.382 | 0.834 | 0.324 | 0.809
5944 | 2004-09-04 | 16:00 | 0.036 | 0.241 | 0.011 | 0.219 | 0.229 | 0.015 |  | 0.054 | 0.003 | 0.188 | 0.724 | 0.45 | 0.663
5945 | 2004-09-04 | 17:00 |  | 0.073 |  | 0.004 | 0.016 | SPP: 0.001; NWP: 0.545; RA: 0.309; CNV: 0.459
5946 | 2004-09-04 | 18:00 | [5 empty] | NWP: 0.314; RA: 0.029; CNV: 0.223
5947 | 2004-09-04 | 19:00 | [5 empty] | NWP: 0.031; CNV: 0.003
5948 | 2004-09-04 | 20:00
5949 | 2004-09-04 | 21:00
5950 | 2004-09-04 | 22:00
5951 | 2004-09-04 | 23:00
5952 | 2004-09-05 | 00:00
5953 | 2004-09-05 | 01:00
5954 | 2004-09-05 | 02:00
5955 | 2004-09-05 | 03:00
5956 | 2004-09-05 | 04:00
5957 | 2004-09-05 | 05:00 |  |  | 0.003 |  |  | NY: 0.004; NE: 0.032
5958 | 2004-09-05 | 06:00 | 0.006 |  | 0.126 | 0.01 |  | NY: 0.213; NE: 0.228; FL: 0.116; STV: 0.042
5959 | 2004-09-05 | 07:00 | 0.089 | 0.135 | 0.372 | 0.191 | 0.047 | 0.484 | 0.316 | 0.305 | 0.211 | 0.034
5960 | 2004-09-05 | 08:00 | 0.21 | 0.413 | 0.524 | 0.328 | 0.347 | 0.699 | 0.533 | 0.569 | 0.144 | 0.041 | 0.001 | 0.209 | 0.015
5961 | 2004-09-05 | 09:00 | 0.295 | 0.636 | 0.495 | 0.462 | 0.544 | 0.778 | 0.75 | 0.665 | 0.188 | 0.132 | 0.24 | 0.409 | 0.308
5962 | 2004-09-05 | 10:00 | 0.317 | 0.766 | 0.776 | 0.742 | 0.621 | 0.826 | 0.755 | 0.785 | 0.231 | 0.55 | 0.496 | 0.411 | 0.533
5963 | 2004-09-05 | 11:00 | 0.327 | 0.828 | 0.562 | 0.779 | 0.756 | 0.884 | 0.615 | 0.773 | 0.209 | 0.662 | 0.7 | 0.709 | 0.674
5964 | 2004-09-05 | 12:00 | 0.335 | 0.812 | 0.568 | 0.664 | 0.518 | 0.848 | 0.573 | 0.669 | 0.228 | 0.723 | 0.822 | 0.793 | 0.808
5965 | 2004-09-05 | 13:00 | 0.326 | 0.824 | 0.516 | 0.774 | 0.804 | 0.735 | 0.377 | 0.66 | 0.175 | 0.741 | 0.881 | 0.954 | 0.879
5966 | 2004-09-05 | 14:00 | 0.245 | 0.515 | 0.459 | 0.675 | 0.402 | 0.429 | 0.217 | 0.366 | 0.26 | 0.7 | 0.873 | 0.844 | 0.882
5967 | 2004-09-05 | 15:00 | 0.132 | 0.552 | 0.147 | 0.486 | 0.302 | 0.25 | 0.07 | 0.262 | 0.161 | 0.522 | 0.818 | 0.523 | 0.818
5968 | 2004-09-05 | 16:00 | 0.154 | 0.369 | 0.016 | 0.241 | 0.293 | 0.013 |  | 0.013 | 0.017 | 0.286 | 0.706 | 0.272 | 0.694
5969 | 2004-09-05 | 17:00 | 0.001 | 0.113 |  | 0.005 | 0.027 | SPP: 0.03; NWP: 0.531; RA: 0.022; CNV: 0.498
5970 | 2004-09-05 | 18:00 | [5 empty] | NWP: 0.314; RA: 0.001; CNV: 0.253
5971 | 2004-09-05 | 19:00 | [5 empty] | NWP: 0.03; CNV: 0.003
5972 | 2004-09-05 | 20:00
5973 | 2004-09-05 | 21:00
5974 | 2004-09-05 | 22:00
5975 | 2004-09-05 | 23:00
5976 | 2004-09-06 | 00:00
5977 | 2004-09-06 | 01:00
5978 | 2004-09-06 | 02:00
5979 | 2004-09-06 | 03:00
5980 | 2004-09-06 | 04:00
5981 | 2004-09-06 | 05:00 | [5 empty] | NY: 0.001
5982 | 2004-09-06 | 06:00 | 0.061 |  | 0.024 | 0.001 |  | 0.041 | 0.006 | 0.096 | 0.037 | 0.001
5983 | 2004-09-06 | 07:00 | 0.358 | 0.12 | 0.153 | 0.062 | 0.09 | 0.033 | 0.028 | 0.315 | 0.192 | 0.048 |  | 0.004
5984 | 2004-09-06 | 08:00 | 0.609 | 0.381 | 0.213 | 0.037 | 0.363 | 0.627 | 0.086 | 0.478 | 0.136 | 0.189 | 0.001 | 0.106 | 0.016
5985 | 2004-09-06 | 09:00 | 0.786 | 0.568 | 0.257 | 0.212 | 0.582 | 0.108 | 0.118 | 0.54 | 0.167 | 0.447 | 0.194 | 0.368 | 0.313
5986 | 2004-09-06 | 10:00 | 0.907 | 0.747 | 0.307 | 0.288 | 0.708 | 0.844 | 0.182 | 0.788 | 0.21 | 0.754 | 0.411 | 0.738 | 0.566
5987 | 2004-09-06 | 11:00 | 0.954 | 0.819 | 0.278 | 0.023 | 0.813 | 0.84 | 0.189 | 0.547 | 0.202 | 0.828 | 0.52 | 0.822 | 0.746
5988 | 2004-09-06 | 12:00 | 0.942 | 0.85 | 0.271 | 0.326 | 0.902 | 0.747 | 0.138 | 0.674 | 0.351 | 0.77 | 0.708 | 0.899 | 0.868
5989 | 2004-09-06 | 13:00 | 0.855 | 0.58 | 0.251 | 0.272 | 0.822 | 0.227 | 0.119 | 0.706 | 0.296 | 0.786 | 0.668 | 0.858 | 0.923
5990 | 2004-09-06 | 14:00 | 0.696 | 0.545 | 0.196 | 0.24 | 0.747 | 0.095 | 0.028 | 0.597 | 0.227 | 0.646 | 0.685 | 0.789 | 0.914
5991 | 2004-09-06 | 15:00 | 0.465 | 0.539 | 0.155 | 0.199 | 0.622 | 0.008 | 0.006 | 0.266 | 0.125 | 0.376 | 0.705 | 0.662 | 0.83
5992 | 2004-09-06 | 16:00 | 0.203 | 0.327 | 0.007 | 0.074 | 0.395 | 0.001 |  | 0.059 | 0.015 | 0.254 | 0.507 | 0.557 | 0.689
5993 | 2004-09-06 | 17:00 |  | 0.113 |  | 0.001 | 0.171 | SPP: 0.01; NWP: 0.404; RA: 0.274; CNV: 0.49
5994 | 2004-09-06 | 18:00 | [5 empty] | NWP: 0.111; CNV: 0.249
5995 | 2004-09-06 | 19:00 | [5 empty] | CNV: 0.003
5996 | 2004-09-06 | 20:00
5997 | 2004-09-06 | 21:00
5998 | 2004-09-06 | 22:00
5999 | 2004-09-06 | 23:00
6000 | 2004-09-07 | 00:00
6001 | 2004-09-07 | 01:00
6002 | 2004-09-07 | 02:00
6003 | 2004-09-07 | 03:00
6004 | 2004-09-07 | 04:00
6005 | 2004-09-07 | 05:00 |  |  | 0.003 |  |  | NY: 0.001; NE: 0.007
6006 | 2004-09-07 | 06:00 | 0.047 |  | 0.261 | 0.008 |  | 0.236 | 0.082 | 0.069 | 0.003 | 0.001
6007 | 2004-09-07 | 07:00 | 0.326 | 0.127 | 0.517 | 0.269 | 0.023 | 0.403 | 0.2 | 0.32 | 0.049 | 0.228 |  | 0.001
6008 | 2004-09-07 | 08:00 | 0.557 | 0.377 | 0.731 | 0.531 | 0.218 | 0.655 | 0.291 | 0.461 | 0.249 | 0.478 |  | 0.128 | 0.017
6009 | 2004-09-07 | 09:00 | 0.698 | 0.585 | 0.842 | 0.732 | 0.125 | 0.715 | 0.287 | 0.768 | 0.2 | 0.531 | 0.025 | 0.356 | 0.327
6010 | 2004-09-07 | 10:00 | 0.825 | 0.662 | 0.9 | 0.712 | 0.048 | 0.796 | 0.488 | 0.746 | 0.195 | 0.798 | 0.188 | 0.273 | 0.591
6011 | 2004-09-07 | 11:00 | 0.713 | 0.819 | 0.699 | 0.881 | 0.145 | 0.797 | 0.214 | 0.778 | 0.41 | 0.723 | 0.41 | 0.459 | 0.789
6012 | 2004-09-07 | 12:00 | 0.787 | 0.705 | 0.87 | 0.758 | 0.111 | 0.792 | 0.206 | 0.912 | 0.343 | 0.773 | 0.68 | 0.607 | 0.912
6013 | 2004-09-07 | 13:00 | 0.6 | 0.748 | 0.725 | 0.571 | 0.26 | 0.651 | 0.284 | 0.691 | 0.221 | 0.654 | 0.85 | 0.755 | 0.962
6014 | 2004-09-07 | 14:00 | 0.593 | 0.725 | 0.451 | 0.319 | 0.59 | 0.479 | 0.086 | 0.546 | 0.3 | 0.5 | 0.925 | 0.668 | 0.945
6015 | 2004-09-07 | 15:00 | 0.365 | 0.494 | 0.306 | 0.331 | 0.566 | 0.266 | 0.051 | 0.312 | 0.17 | 0.414 | 0.865 | 0.298 | 0.867
6016 | 2004-09-07 | 16:00 | 0.101 | 0.338 | 0.014 | 0.078 | 0.248 | 0.008 |  | 0.029 | 0.012 | 0.213 | 0.743 | 0.234 | 0.724
6017 | 2004-09-07 | 17:00 |  | 0.104 |  | 0.005 | 0.101 | SPP: 0.014; NWP: 0.56; RA: 0.082; CNV: 0.515
6018 | 2004-09-07 | 18:00 | [5 empty] | NWP: 0.322; RA: 0.003; CNV: 0.257
6019 | 2004-09-07 | 19:00 | [5 empty] | NWP: 0.026; CNV: 0.002
6020 | 2004-09-07 | 20:00
6021 | 2004-09-07 | 21:00
6022 | 2004-09-07 | 22:00
6023 | 2004-09-07 | 23:00
6024 | 2004-09-08 | 00:00
6025 | 2004-09-08 | 01:00
6026 | 2004-09-08 | 02:00
6027 | 2004-09-08 | 03:00
6028 | 2004-09-08 | 04:00
6029 | 2004-09-08 | 05:00 |  |  | 0.005 |  |  | NY: 0.004; NE: 0.009
6030 | 2004-09-08 | 06:00 | 0.055 |  | 0.229 | 0.003 |  | 0.014 | 0.266 | 0.045 | 0.016 | 0.001
6031 | 2004-09-08 | 07:00 | 0.345 | 0.137 | 0.471 | 0.23 | 0.09 | 0.169 | 0.577 | 0.287 | 0.386 | 0.227
6032 | 2004-09-08 | 08:00 | 0.517 | 0.325 | 0.597 | 0.535 | 0.381 | 0.255 | 0.604 | 0.42 | 0.608 | 0.476 | 0.001 |  | 0.012
6033 | 2004-09-08 | 09:00 | 0.76 | 0.523 | 0.769 | 0.736 | 0.629 | 0.679 | 0.769 | 0.413 | 0.753 | 0.614 | 0.226 | 0.041 | 0.278
6034 | 2004-09-08 | 10:00 | 0.76 | 0.618 | 0.711 | 0.699 | 0.746 | 0.725 | 0.772 | 0.586 | 0.816 | 0.76 | 0.479 | 0.153 | 0.527
6035 | 2004-09-08 | 11:00 | 0.77 | 0.618 | 0.818 | 0.859 | 0.81 | 0.733 | 0.708 | 0.627 | 0.83 | 0.668 | 0.69 | 0.269 | 0.732
6036 | 2004-09-08 | 12:00 | 0.77 | 0.751 | 0.845 | 0.914 | 0.665 | 0.53 | 0.717 | 0.478 | 0.848 | 0.706 | 0.838 | 0.377 | 0.858
6037 | 2004-09-08 | 13:00 | 0.551 | 0.724 | 0.661 | 0.824 | 0.799 | 0.546 | 0.548 | 0.263 | 0.559 | 0.572 | 0.912 | 0.505 | 0.917
6038 | 2004-09-08 | 14:00 | 0.496 | 0.653 | 0.453 | 0.68 | 0.757 | 0.208 | 0.319 | 0.08 | 0.509 | 0.507 | 0.917 | 0.572 | 0.902
6039 | 2004-09-08 | 15:00 | 0.214 | 0.58 | 0.175 | 0.476 | 0.464 | 0.223 | 0.196 | 0.072 | 0.222 | 0.353 | 0.861 | 0.452 | 0.819
6040 | 2004-09-08 | 16:00 | 0.097 | 0.392 | 0.012 | 0.232 | 0.389 | 0.005 |  | 0.018 | 0.066 | 0.277 | 0.728 | 0.334 | 0.669
6041 | 2004-09-08 | 17:00 |  | 0.096 |  | 0.003 | 0.119 | SPP: 0.027; NWP: 0.531; RA: 0.132; CNV: 0.454
6042 | 2004-09-08 | 18:00 | [5 empty] | NWP: 0.289; RA: 0.007; CNV: 0.216
6043 | 2004-09-08 | 19:00 | [5 empty] | NWP: 0.016; CNV: 0.002
6044 | 2004-09-08 | 20:00
6045 | 2004-09-08 | 21:00
6046 | 2004-09-08 | 22:00
6047 | 2004-09-08 | 23:00
6048 | 2004-09-09 | 00:00
6049 | 2004-09-09 | 01:00
6050 | 2004-09-09 | 02:00
6051 | 2004-09-09 | 03:00
6052 | 2004-09-09 | 04:00
6053 | 2004-09-09 | 05:00 | [5 empty] | NY: 0.002; NE: 0.016
6054 | 2004-09-09 | 06:00 | 0.002 |  | 0.177 | 0.012 |  | 0.207 | 0.137 | 0.08 | 0.112 | 0.001
6055 | 2004-09-09 | 07:00 | 0.08 | 0.137 | 0.306 | 0.28 | 0.078 | 0.447 | 0.108 | 0.229 | 0.348 | 0.224 |  | 0.002
6056 | 2004-09-09 | 08:00 | 0.217 | 0.414 | 0.25 | 0.471 | 0.373 | 0.631 | 0.409 | 0.241 | 0.561 | 0.474 | 0.002 | 0.25
6057 | 2004-09-09 | 09:00 | 0.442 | 0.492 | 0.269 | 0.726 | 0.604 | 0.731 | 0.242 | 0.348 | 0.696 | 0.684 | 0.221 | 0.52 | 0.173
6058 | 2004-09-09 | 10:00 | 0.685 | 0.769 | 0.541 | 0.8 | 0.797 | 0.822 | 0.257 | 0.414 | 0.837 | 0.825 | 0.464 | 0.714 | 0.391
6059 | 2004-09-09 | 11:00 | 0.775 | 0.619 | 0.289 | 0.89 | 0.897 | 0.849 | 0.282 | 0.351 | 0.816 | 0.906 | 0.668 | 0.866 | 0.626
6060 | 2004-09-09 | 12:00 | 0.621 | 0.809 | 0.276 | 0.887 | 0.875 | 0.583 | 0.294 | 0.462 | 0.668 | 0.862 | 0.804 | 0.931 | 0.754
6061 | 2004-09-09 | 13:00 | 0.794 | 0.818 | 0.184 | 0.818 | 0.826 | 0.544 | 0.081 | 0.3 | 0.636 | 0.821 | 0.882 | 0.949 | 0.703
6062 | 2004-09-09 | 14:00 | 0.25 | 0.673 | 0.191 | 0.645 | 0.792 | 0.183 | 0.036 | 0.157 | 0.506 | 0.723 | 0.89 | 0.885 | 0.746
6063 | 2004-09-09 | 15:00 | 0.273 | 0.567 | 0.11 | 0.284 | 0.46 | 0.094 | 0.002 | 0.126 | 0.31 | 0.525 | 0.831 | 0.769 | 0.698
6064 | 2004-09-09 | 16:00 | 0.123 | 0.264 | 0.003 | 0.1 | 0.339 | 0.007 |  | 0.007 | 0.044 | 0.291 | 0.706 | 0.559 | 0.652
6065 | 2004-09-09 | 17:00 |  | 0.059 |  |  | 0.141 | SPP: 0.025; NWP: 0.518; RA: 0.226; CNV: 0.445
6066 | 2004-09-09 | 18:00 | [5 empty] | NWP: 0.282; RA: 0.014; CNV: 0.216
6067 | 2004-09-09 | 19:00 | [5 empty] | NWP: 0.016; CNV: 0.002
6068 | 2004-09-09 | 20:00
6069 | 2004-09-09 | 21:00
6070 | 2004-09-09 | 22:00
6071 | 2004-09-09 | 23:00
6072 | 2004-09-10 | 00:00
6073 | 2004-09-10 | 01:00
6074 | 2004-09-10 | 02:00
6075 | 2004-09-10 | 03:00
6076 | 2004-09-10 | 04:00
6077 | 2004-09-10 | 05:00 |  |  | 0.002 |  |  | NY: 0.005; NE: 0.001
6078 | 2004-09-10 | 06:00 | 0.008 |  | 0.24 | 0.012 |  | 0.236 | 0.018 | 0.089 | 0.107 | 0.001
6079 | 2004-09-10 | 07:00 | 0.07 | 0.089 | 0.509 | 0.327 | 0.089 | 0.489 | 0.091 | 0.299 | 0.318 | 0.141 |  | 0.011
6080 | 2004-09-10 | 08:00 | 0.154 | 0.237 | 0.715 | 0.611 | 0.37 | 0.638 | 0.266 | 0.553 | 0.32 | 0.366 | 0.001 | 0.094 | 0.016
6081 | 2004-09-10 | 09:00 | 0.226 | 0.195 | 0.842 | 0.821 | 0.546 | 0.666 | 0.299 | 0.69 | 0.66 | 0.504 | 0.242 | 0.433 | 0.313
6082 | 2004-09-10 | 10:00 | 0.388 | 0.446 | 0.91 | 0.963 | 0.67 | 0.28 | 0.36 | 0.603 | 0.725 | 0.564 | 0.486 | 0.753 | 0.565
6083 | 2004-09-10 | 11:00 | 0.3 | 0.271 | 0.907 | 1.027 | 0.707 | 0.751 | 0.358 | 0.806 | 0.819 | 0.506 | 0.675 | 0.874 | 0.741
6084 | 2004-09-10 | 12:00 | 0.388 | 0.659 | 0.855 | 1.014 | 0.388 | 0.671 | 0.314 | 0.482 | 0.759 | 0.276 | 0.805 | 0.931 | 0.853
6085 | 2004-09-10 | 13:00 | 0.285 | 0.602 | 0.725 | 0.931 | 0.401 | 0.125 | 0.242 | 0.457 | 0.677 | 0.209 | 0.879 | 0.921 | 0.908
6086 | 2004-09-10 | 14:00 | 0.11 | 0.304 | 0.525 | 0.772 | 0.467 | 0.054 | 0.036 | 0.235 | 0.527 | 0.255 | 0.886 | 0.872 | 0.894
6087 | 2004-09-10 | 15:00 | 0.201 | 0.342 | 0.278 | 0.546 | 0.383 | 0.002 | 0.006 | 0.181 | 0.316 | 0.118 | 0.849 | 0.633 | 0.829
6088 | 2004-09-10 | 16:00 | 0.034 | 0.233 | 0.009 | 0.267 | 0.246 |  |  | 0.02 | 0.071 | 0.151 | 0.742 | 0.414 | 0.697
6089 | 2004-09-10 | 17:00 |  | 0.016 |  | 0.002 | 0.044 | SPP: 0.001; NWP: 0.564; RA: 0.119; CNV: 0.499
6090 | 2004-09-10 | 18:00 | [5 empty] | NWP: 0.321; RA: 0.002; CNV: 0.243
6091 | 2004-09-10 | 19:00 | [5 empty] | NWP: 0.022; CNV: 0.002
6092 | 2004-09-10 | 20:00
6093 | 2004-09-10 | 21:00
6094 | 2004-09-10 | 22:00
6095 | 2004-09-10 | 23:00
6096 | 2004-09-11 | 00:00
6097 | 2004-09-11 | 01:00
6098 | 2004-09-11 | 02:00
6099 | 2004-09-11 | 03:00
6100 | 2004-09-11 | 04:00
6101 | 2004-09-11 | 05:00 |  |  | 0.003 |  |  | NY: 0.001; NE: 0.023
6102 | 2004-09-11 | 06:00 | 0.025 |  | 0.275 | 0.012 |  | NY: 0.083; NE: 0.322; FL: 0.058; STV: 0.001
6103 | 2004-09-11 | 07:00 | 0.102 | 0.002 | 0.54 | 0.302 | 0.002 | 0.167 | 0.591 | 0.315 | 0.236 | 0.011 |  | 0.005
6104 | 2004-09-11 | 08:00 | 0.249 | 0.02 | 0.748 | 0.558 | 0.007 | 0.29 | 0.812 | 0.56 | 0.581 | 0.136 | 0.001 | 0.262 | 0.014
6105 | 2004-09-11 | 09:00 | 0.266 | 0.08 | 0.881 | 0.761 | 0.046 | 0.381 | 0.934 | 0.634 | 0.746 | 0.325 | 0.204 | 0.564 | 0.303
6106 | 2004-09-11 | 10:00 | 0.403 | 0.148 | 0.879 | 0.901 | 0.119 | 0.236 | 0.953 | 0.639 | 0.84 | 0.339 | 0.409 | 0.739 | 0.56
6107 | 2004-09-11 | 11:00 | 0.736 | 0.193 | 0.884 | 0.97 | 0.13 | 0.223 | 0.925 | 0.72 | 0.826 | 0.662 | 0.515 | 0.882 | 0.751
6108 | 2004-09-11 | 12:00 | 0.655 | 0.214 | 0.799 | 0.96 | 0.187 | 0.264 | 0.775 | 0.8 | 0.688 | 0.588 | 0.763 | 0.914 | 0.878
6109 | 2004-09-11 | 13:00 | 0.672 | 0.209 | 0.338 | 0.878 | 0.491 | 0.261 | 0.687 | 0.632 | 0.493 | 0.709 | 0.871 | 0.934 | 0.94
6110 | 2004-09-11 | 14:00 | 0.603 | 0.185 | 0.247 | 0.723 | 0.395 | 0.153 | 0.461 | 0.547 | 0.459 | 0.701 | 0.877 | 0.795 | 0.935
6111 | 2004-09-11 | 15:00 | 0.359 | 0.128 | 0.131 | 0.506 | 0.535 | 0.056 | 0.208 | 0.194 | 0.3 | 0.462 | 0.81 | 0.696 | 0.849
6112 | 2004-09-11 | 16:00 | 0.169 | 0.049 | 0.001 | 0.243 | 0.362 | 0.001 |  | 0.018 | 0.004 | 0.198 | 0.689 | 0.539 | 0.702
6113 | 2004-09-11 | 17:00 |  | 0.003 |  | 0.002 | 0.069 | SPP: 0.011; NWP: 0.51; RA: 0.089; CNV: 0.486
6114 | 2004-09-11 | 18:00 | [5 empty] | NWP: 0.273; RA: 0.003; CNV: 0.23
6115 | 2004-09-11 | 19:00 | [5 empty] | NWP: 0.013; CNV: 0.001
6116 | 2004-09-11 | 20:00
6117 | 2004-09-11 | 21:00
6118 | 2004-09-11 | 22:00
6119 | 2004-09-11 | 23:00
6120 | 2004-09-12 | 00:00
6121 | 2004-09-12 | 01:00
6122 | 2004-09-12 | 02:00
6123 | 2004-09-12 | 03:00
6124 | 2004-09-12 | 04:00
6125 | 2004-09-12 | 05:00 |  |  | 0.004 |  |  | NY: 0.004; NE: 0.065
6126 | 2004-09-12 | 06:00 | 0.054 |  | 0.244 |  |  | 0.212 | 0.368 | 0.055 | 0.004 | 0.001
6127 | 2004-09-12 | 07:00 | 0.353 | 0.003 | 0.486 | 0.191 | 0.077 | 0.371 | 0.597 | 0.191 | 0.128 | 0.223 |  | 0.003
6128 | 2004-09-12 | 08:00 | 0.593 | 0.049 | 0.729 | 0.224 | 0.376 | 0.455 | 0.665 | 0.355 | 0.234 | 0.471 |  | 0.275 | 0.018
6129 | 2004-09-12 | 09:00 | 0.767 | 0.134 | 0.841 | 0.31 | 0.563 | 0.33 | 0.618 | 0.33 | 0.337 | 0.672 | 0.026 | 0.511 | 0.33
6130 | 2004-09-12 | 10:00 | 0.843 | 0.209 | 0.891 | 0.361 | 0.738 | 0.617 | 0.76 | 0.496 | 0.213 | 0.806 | 0.163 | 0.736 | 0.594
6131 | 2004-09-12 | 11:00 | 0.868 | 0.215 | 0.971 | 0.158 | 0.928 | 0.542 | 0.524 | 0.248 | 0.317 | 0.874 | 0.096 | 0.857 | 0.792
6132 | 2004-09-12 | 12:00 | 0.873 | 0.243 | 0.831 | 0.306 | 0.968 | 0.44 | 0.601 | 0.435 | 0.612 | 0.877 | 0.251 | 0.935 | 0.919
6133 | 2004-09-12 | 13:00 | 0.764 | 0.214 | 0.709 | 0.308 | 0.95 | 0.127 | 0.609 | 0.378 | 0.297 | 0.816 | 0.347 | 0.94 | 0.973
6134 | 2004-09-12 | 14:00 | 0.625 | 0.184 | 0.491 | 0.222 | 0.839 | 0.15 | 0.281 | 0.214 | 0.189 | 0.697 | 0.285 | 0.853 | 0.959
6135 | 2004-09-12 | 15:00 | 0.427 | 0.148 | 0.27 | 0.201 | 0.688 | 0.244 | 0.082 | 0.217 | 0.012 | 0.524 | 0.516 | 0.74 | 0.869
6136 | 2004-09-12 | 16:00 | 0.118 | 0.041 | 0.007 | 0.097 | 0.45 | 0.004 |  | 0.007 | 0.001 | 0.291 | 0.492 | 0.418 | 0.72
6137 | 2004-09-12 | 17:00 |  | 0.023 |  |  | 0.185 | SPP: 0.018; NWP: 0.464; RA: 0.269; CNV: 0.507
6138 | 2004-09-12 | 18:00 | [5 empty] | NWP: 0.254; RA: 0.008; CNV: 0.249
6139 | 2004-09-12 | 19:00 | [5 empty] | NWP: 0.009; CNV: 0.001
6140 | 2004-09-12 | 20:00
6141 | 2004-09-12 | 21:00
6142 | 2004-09-12 | 22:00
6143 | 2004-09-12 | 23:00
6144 | 2004-09-13 | 00:00
6145 | 2004-09-13 | 01:00
6146 | 2004-09-13 | 02:00
6147 | 2004-09-13 | 03:00
6148 | 2004-09-13 | 04:00
6149 | 2004-09-13 | 05:00 | [5 empty] | NE: 0.067
6150 | 2004-09-13 | 06:00 | 0.076 |  | 0.072 |  |  | NY: 0.219; NE: 0.38; FL: 0.025; STV: 0.045
6151 | 2004-09-13 | 07:00 | 0.373 | 0.115 | 0.229 | 0.03 | 0.099 | 0.327 | 0.646 | 0.27 | 0.071 | 0.07 |  | 0.004
6152 | 2004-09-13 | 08:00 | 0.602 | 0.197 | 0.307 | 0.007 | 0.396 | 0.586 | 0.811 | 0.403 | 0.239 | 0.018 |  | 0.292 | 0.017
6153 | 2004-09-13 | 09:00 | 0.763 | 0.301 | 0.555 | 0.147 | 0.649 | 0.772 | 0.694 | 0.502 | 0.242 | 0.221 | 0.013 | 0.525 | 0.329
6154 | 2004-09-13 | 10:00 | 0.825 | 0.512 | 0.445 | 0.253 | 0.834 | 0.653 | 0.947 | 0.639 | 0.603 | 0.263 | 0.115 | 0.747 | 0.6
6155 | 2004-09-13 | 11:00 | 0.899 | 0.821 | 0.479 | 0.116 | 0.952 | 0.809 | 0.683 | 0.687 | 0.835 | 0.286 | 0.226 | 0.857 | 0.806
6156 | 2004-09-13 | 12:00 | 0.845 | 0.563 | 0.381 | 0.278 | 0.996 | 0.754 | 0.746 | 0.531 | 0.761 | 0.385 | 0.259 | 0.941 | 0.913
6157 | 2004-09-13 | 13:00 | 0.777 | 0.717 | 0.244 | 0.339 | 0.96 | 0.191 | 0.527 | 0.427 | 0.613 | 0.639 | 0.262 | 1.041 | 0.953
6158 | 2004-09-13 | 14:00 | 0.562 | 0.752 | 0.226 | 0.086 | 0.847 | 0.133 | 0.422 | 0.421 | 0.52 | 0.559 | 0.284 | 0.823 | 0.926
6159 | 2004-09-13 | 15:00 | 0.418 | 0.603 | 0.023 | 0.022 | 0.648 | 0.079 | 0.204 | 0.172 | 0.304 | 0.303 | 0.293 | 0.805 | 0.862
6160 | 2004-09-13 | 16:00 | 0.122 | 0.378 | 0.001 | 0.003 | 0.404 |  |  | 0.025 | 0.043 | 0.193 | 0.247 | 0.513 | 0.731
6161 | 2004-09-13 | 17:00 |  | 0.094 |  |  | 0.156 | SPP: 0.011; NWP: 0.196; RA: 0.294; CNV: 0.514
6162 | 2004-09-13 | 18:00 | [5 empty] | NWP: 0.086; RA: 0.006; CNV: 0.245
6163 | 2004-09-13 | 19:00 | [5 empty] | NWP: 0.003; CNV: 0.001
6164 | 2004-09-13 | 20:00
6165 | 2004-09-13 | 21:00
6166 | 2004-09-13 | 22:00
6167 | 2004-09-13 | 23:00
6168 | 2004-09-14 | 00:00
6169 | 2004-09-14 | 01:00
6170 | 2004-09-14 | 02:00
6171 | 2004-09-14 | 03:00
6172 | 2004-09-14 | 04:00
6173 | 2004-09-14 | 05:00 | [5 empty] | NY: 0.001; NE: 0.059
6174 | 2004-09-14 | 06:00 | 0.061 |  | 0.028 | 0.004 |  | 0.071 | 0.354 | 0.063 | 0.166 | 0.001
6175 | 2004-09-14 | 07:00 | 0.359 | 0.143 | 0.155 | 0.091 | 0.077 | 0.158 | 0.62 | 0.282 | 0.357 | 0.07 |  | 0.004
6176 | 2004-09-14 | 08:00 | 0.602 | 0.31 | 0.124 | 0.047 | 0.376 | 0.248 | 0.774 | 0.633 | 0.609 | 0.347 |  | 0.295 | 0.014
6177 | 2004-09-14 | 09:00 | 0.734 | 0.574 | 0.319 | 0.264 | 0.622 | 0.294 | 0.894 | 0.755 | 0.749 | 0.587 | 0.085 | 0.556 | 0.313
6178 | 2004-09-14 | 10:00 | 0.781 | 0.712 | 0.315 | 0.348 | 0.773 | 0.346 | 0.987 | 0.848 | 0.802 | 0.782 | 0.219 | 0.757 | 0.575
6179 | 2004-09-14 | 11:00 | 0.831 | 0.688 | 0.184 | 0.346 | 0.898 | 0.357 | 0.964 | 0.901 | 0.816 | 0.902 | 0.377 | 0.867 | 0.767
6180 | 2004-09-14 | 12:00 | 0.867 | 0.745 | 0.303 | 0.362 | 0.779 | 0.294 | 0.862 | 0.846 | 0.779 | 0.909 | 0.81 | 0.912 | 0.893
6181 | 2004-09-14 | 13:00 | 0.77 | 0.582 | 0.254 | 0.327 | 0.828 | 0.108 | 0.698 | 0.69 | 0.574 | 0.852 | 0.751 | 0.947 | 0.953
6182 | 2004-09-14 | 14:00 | 0.661 | 0.662 | 0.068 | 0.014 | 0.773 | 0.171 | 0.421 | 0.403 | 0.529 | 0.722 | 0.905 | 0.843 | 0.942
6183 | 2004-09-14 | 15:00 | 0.433 | 0.44 | 0.056 | 0.179 | 0.594 | 0.006 | 0.185 | 0.294 | 0.36 | 0.494 | 0.656 | 0.682 | 0.861
6184 | 2004-09-14 | 16:00 | 0.181 | 0.219 | 0.001 | 0.048 | 0.385 |  |  | 0.032 | 0.064 | 0.26 | 0.685 | 0.248 | 0.711
6185 | 2004-09-14 | 17:00 |  | 0.046 |  |  | 0.117 | SPP: 0.008; NWP: 0.489; RA: 0.207; CNV: 0.486
6186 | 2004-09-14 | 18:00 | [5 empty] | NWP: 0.264; RA: 0.001; CNV: 0.226
6187 | 2004-09-14 | 19:00 | [5 empty] | NWP: 0.008; CNV: 0.001
6188 | 2004-09-14 | 20:00
6189 | 2004-09-14 | 21:00
6190 | 2004-09-14 | 22:00
6191 | 2004-09-14 | 23:00
6192 | 2004-09-15 | 00:00
6193 | 2004-09-15 | 01:00
6194 | 2004-09-15 | 02:00
6195 | 2004-09-15 | 03:00
6196 | 2004-09-15 | 04:00
6197 | 2004-09-15 | 05:00 |  |  | 0.003 |  |  | NY: 0.001; NE: 0.036
6198 | 2004-09-15 | 06:00 | 0.071 |  | 0.194 | 0.003 |  | NY: 0.054; NE: 0.262; FL: 0.146; STV: 0.186
6199 | 2004-09-15 | 07:00 | 0.31 | 0.081 | 0.538 | 0.087 | 0.002 | 0.188 | 0.496 | 0.417 | 0.439 | 0.198 |  | 0.005
6200 | 2004-09-15 | 08:00 | 0.513 | 0.304 | 0.356 | 0.01 | 0.052 | 0.248 | 0.699 | 0.608 | 0.617 | 0.473 | 0.001 | 0.21 | 0.017
6201 | 2004-09-15 | 09:00 | 0.63 | 0.594 | 0.421 | 0.213 | 0.183 | 0.283 | 0.776 | 0.759 | 0.761 | 0.471 | 0.234 | 0.554 | 0.322
6202 | 2004-09-15 | 10:00 | 0.819 | 0.843 | 0.463 | 0.271 | 0.207 | 0.32 | 0.876 | 0.816 | 0.803 | 0.716 | 0.49 | 0.706 | 0.584
6203 | 2004-09-15 | 11:00 | 0.816 | 0.915 | 0.388 | 0.183 | 0.285 | 0.342 | 0.859 | 0.811 | 0.844 | 0.572 | 0.705 | 0.731 | 0.781
6204 | 2004-09-15 | 12:00 | 0.798 | 0.961 | 0.83 | 0.346 | 0.251 | 0.823 | 0.661 | 0.763 | 0.812 | 0.816 | 0.841 | 0.928 | 0.904
6205 | 2004-09-15 | 13:00 | 0.685 | 0.869 | 0.72 | 0.279 | 0.275 | 0.581 | 0.657 | 0.61 | 0.714 | 0.723 | 0.913 | 0.876 | 0.945
6206 | 2004-09-15 | 14:00 | 0.515 | 0.818 | 0.451 | 0.178 | 0.251 | 0.464 | 0.421 | 0.272 | 0.516 | 0.641 | 0.917 | 0.863 | 0.935
6207 | 2004-09-15 | 15:00 | 0.369 | 0.542 | 0.231 | 0.158 | 0.213 | 0.238 | 0.165 | 0.206 | 0.313 | 0.531 | 0.86 | 0.627 | 0.853
6208 | 2004-09-15 | 16:00 | 0.12 | 0.254 | 0.006 | 0.018 | 0.131 | 0.004 |  | 0.006 | 0.033 | 0.21 | 0.68 | 0.462 | 0.704
6209 | 2004-09-15 | 17:00 |  | 0.067 |  |  | 0.012 | SPP: 0.012; NWP: 0.468; RA: 0.208; CNV: 0.488
6210 | 2004-09-15 | 18:00 | [5 empty] | NWP: 0.26; RA: 0.001; CNV: 0.227
6211 | 2004-09-15 | 19:00 | [5 empty] | NWP: 0.009; CNV: 0.001
6212 | 2004-09-15 | 20:00
6213 | 2004-09-15 | 21:00
6214 | 2004-09-15 | 22:00
6215 | 2004-09-15 | 23:00
6216 | 2004-09-16 | 00:00
6217 | 2004-09-16 | 01:00
6218 | 2004-09-16 | 02:00
6219 | 2004-09-16 | 03:00
6220 | 2004-09-16 | 04:00
6221 | 2004-09-16 | 05:00 |  |  | 0.003 |  |  | NY: 0.001; NE: 0.034
6222 | 2004-09-16 | 06:00 | 0.007 |  | 0.261 | 0.007 |  | NY: 0.192; NE: 0.322; FL: 0.036; STV: 0.006
6223 | 2004-09-16 | 07:00 | 0.304 | 0.102 | 0.52 | 0.21 | 0.008 | 0.01 | 0.595 | 0.288 | 0.052 | 0.207 |  | 0.002
6224 | 2004-09-16 | 08:00 | 0.492 | 0.29 | 0.722 | 0.283 | 0.014 | 0.031 | 0.767 | 0.61 | 0.442 | 0.468 | 0.001 | 0.266 | 0.019
6225 | 2004-09-16 | 09:00 | 0.673 | 0.481 | 0.806 | 0.728 | 0.183 | 0.303 | 0.841 | 0.628 | 0.658 | 0.693 | 0.233 | 0.374 | 0.327
6226 | 2004-09-16 | 10:00 | 0.759 | 0.664 | 0.838 | 0.855 | 0.465 | 0.105 | 0.882 | 0.815 | 0.83 | 0.812 | 0.486 | 0.714 | 0.563
6227 | 2004-09-16 | 11:00 | 0.766 | 0.462 | 0.674 | 0.935 | 0.38 | 0.153 | 0.856 | 0.904 | 0.74 | 0.882 | 0.689 | 0.766 | 0.709
6228 | 2004-09-16 | 12:00 | 0.673 | 0.308 | 0.737 | 0.877 | 0.249 | 0.127 | 0.726 | 0.833 | 0.739 | 0.89 | 0.823 | 0.898 | 0.849
6229 | 2004-09-16 | 13:00 | 0.375 | 0.344 | 0.592 | 0.79 | 0.257 | 0.078 | 0.596 | 0.539 | 0.531 | 0.823 | 0.891 | 0.793 | 0.919
6230 | 2004-09-16 | 14:00 | 0.194 | 0.421 | 0.466 | 0.575 | 0.062 | 0.066 | 0.373 | 0.512 | 0.413 | 0.725 | 0.89 | 0.732 | 0.919
6231 | 2004-09-16 | 15:00 | 0.052 | 0.369 | 0.22 | 0.284 | 0.047 | 0.006 | 0.112 | 0.275 | 0.174 | 0.538 | 0.823 | 0.622 | 0.845
6232 | 2004-09-16 | 16:00 | 0.003 | 0.208 | 0.002 | 0.03 | 0.314 |  |  | 0.012 | 0.009 | 0.289 | 0.69 | 0.52 | 0.701
6233 | 2004-09-16 | 17:00 |  | 0.017 |  |  | 0.086 | SPP: 0.013; NWP: 0.501; RA: 0.195; CNV: 0.494
6234 | 2004-09-16 | 18:00 | [5 empty] | NWP: 0.269; CNV: 0.232
6235 | 2004-09-16 | 19:00 | [5 empty] | NWP: 0.008; CNV: 0.001
6236 | 2004-09-16 | 20:00
6237 | 2004-09-16 | 21:00
6238 | 2004-09-16 | 22:00
6239 | 2004-09-16 | 23:00
6240 | 2004-09-17 | 00:00
6241 | 2004-09-17 | 01:00
6242 | 2004-09-17 | 02:00
6243 | 2004-09-17 | 03:00
6244 | 2004-09-17 | 04:00
6245 | 2004-09-17 | 05:00 |  |  | 0.002
6246 | 2004-09-17 | 06:00 | 0.003 |  | 0.188 |  |  | 0.008 | 0.024 | 0.133 | 0.082 | 0.001
6247 | 2004-09-17 | 07:00 | 0.077 | 0.151 | 0.299 | 0.026 | 0.024 | 0.041 | 0.611 | 0.404 | 0.17 | 0.21
6248 | 2004-09-17 | 08:00 | 0.049 | 0.438 | 0.295 | 0.031 | 0.042 | 0.243 | 0.701 | 0.602 | 0.547 | 0.366 | 0.001 | 0.277 | 0.009
6249 | 2004-09-17 | 09:00 | 0.29 | 0.672 | 0.451 | 0.203 | 0.189 | 0.278 | 0.81 | 0.669 | 0.455 | 0.493 | 0.253 | 0.568 | 0.268
6250 | 2004-09-17 | 10:00 | 0.356 | 0.822 | 0.274 | 0.267 | 0.358 | 0.32 | 0.851 | 0.813 | 0.674 | 0.74 | 0.508 | 0.763 | 0.507
6251 | 2004-09-17 | 11:00 | 0.37 | 0.895 | 0.288 | 0.371 | 0.492 | 0.182 | 0.887 | 0.766 | 0.871 | 0.27 | 0.705 | 0.83 | 0.697
6252 | 2004-09-17 | 12:00 | 0.321 | 0.958 | 0.276 | 0.299 | 0.924 | 0.285 | 0.77 | 0.728 | 0.614 | 0.559 | 0.836 | 0.942 | 0.822
6253 | 2004-09-17 | 13:00 | 0.28 | 0.865 | 0.173 | 0.255 | 0.864 | 0.229 | 0.578 | 0.717 | 0.743 | 0.689 | 0.901 | 0.914 | 0.877
6254 | 2004-09-17 | 14:00 | 0.224 | 0.798 | 0.155 | 0.205 | 0.793 | 0.182 | 0.387 | 0.434 | 0.401 | 0.502 | 0.905 | 0.879 | 0.86
6255 | 2004-09-17 | 15:00 | 0.138 | 0.626 | 0.067 | 0.137 | 0.644 | 0.036 | 0.131 | 0.315 | 0.222 | 0.472 | 0.843 | 0.716 | 0.783
6256 | 2004-09-17 | 16:00 | 0.01 | 0.377 | 0.001 | 0.023 | 0.443 | 0.001 |  | 0.021 | 0.018 | 0.246 | 0.723 | 0.494 | 0.639
6257 | 2004-09-17 | 17:00 |  | 0.088 |  |  | 0.074 | SPP: 0.008; NWP: 0.534; RA: 0.219; CNV: 0.421
6258 | 2004-09-17 | 18:00 | [5 empty] | NWP: 0.276; RA: 0.002; CNV: 0.183
6259 | 2004-09-17 | 19:00 | [5 empty] | NWP: 0.012
6260 | 2004-09-17 | 20:00
6261 | 2004-09-17 | 21:00
6262 | 2004-09-17 | 22:00
6263 | 2004-09-17 | 23:00
6264 | 2004-09-18 | 00:00
6265 | 2004-09-18 | 01:00
6266 | 2004-09-18 | 02:00
6267 | 2004-09-18 | 03:00
6268 | 2004-09-18 | 04:00
6269 | 2004-09-18 | 05:00 | [5 empty] | NY: 0.002; NE: 0.005
6270 | 2004-09-18 | 06:00 | 0.004 |  | 0.088 |  |  | 0.24 | 0.023 | 0.144 | 0.117 | 0.001
6271 | 2004-09-18 | 07:00 | 0.085 | 0.177 | 0.33 | 0.131 | 0.052 | 0.483 | 0.403 | 0.411 | 0.374 | 0.167 |  | 0.002
6272 | 2004-09-18 | 08:00 | 0.079 | 0.445 | 0.585 | 0.528 | 0.265 | 0.706 | 0.618 | 0.642 | 0.584 | 0.357 |  | 0.263 | 0.001
6273 | 2004-09-18 | 09:00 | 0.258 | 0.692 | 0.621 | 0.743 | 0.251 | 0.851 | 0.723 | 0.741 | 0.759 | 0.588 | 0.007 | 0.529 | 0.085
6274 | 2004-09-18 | 10:00 | 0.332 | 0.84 | 0.718 | 0.79 | 0.794 | 0.904 | 0.582 | 0.845 | 0.821 | 0.732 | 0.143 | 0.744 | 0.348
6275 | 2004-09-18 | 11:00 | 0.328 | 0.938 | 0.71 | 0.919 | 0.778 | 0.9 | 0.688 | 0.743 | 0.821 | 0.887 | 0.223 | 0.872 | 0.334
6276 | 2004-09-18 | 12:00 | 0.339 | 0.925 | 0.629 | 0.906 | 0.808 | 0.818 | 0.68 | 0.655 | 0.76 | 0.734 | 0.232 | 0.932 | 0.492
6277 | 2004-09-18 | 13:00 | 0.379 | 0.908 | 0.515 | 0.821 | 0.812 | 0.632 | 0.364 | 0.731 | 0.671 | 0.756 | 0.29 | 0.917 | 0.457
6278 | 2004-09-18 | 14:00 | 0.341 | 0.808 | 0.506 | 0.669 | 0.701 | 0.303 | 0.394 | 0.42 | 0.492 | 0.653 | 0.268 | 0.856 | 0.191
6279 | 2004-09-18 | 15:00 | 0.329 | 0.637 | 0.26 | 0.454 | 0.45 | 0.141 | 0.134 | 0.237 | 0.25 | 0.431 | 0.28 | 0.749 | 0.258
6280 | 2004-09-18 | 16:00 | 0.114 | 0.395 | 0.001 | 0.2 | 0.366 |  |  | 0.032 | 0.019 | 0.238 | 0.244 | 0.547 | 0.189
6281 | 2004-09-18 | 17:00 |  | 0.097 |  |  | 0.07 | SPP: 0.008; NWP: 0.044; RA: 0.286; CNV: 0.129
6282 | 2004-09-18 | 18:00 | [5 empty] | NWP: 0.049; RA: 0.002; CNV: 0.018
6283 | 2004-09-18 | 19:00 | [5 empty] | NWP: 0.001
6284 | 2004-09-18 | 20:00
6285 | 2004-09-18 | 21:00
6286 | 2004-09-18 | 22:00
6287 | 2004-09-18 | 23:00
6288 | 2004-09-19 | 00:00
6289 | 2004-09-19 | 01:00
6290 | 2004-09-19 | 02:00
6291 | 2004-09-19 | 03:00
6292 | 2004-09-19 | 04:00
6293 | 2004-09-19 | 05:00 |  |  | 0.003 |  |  | NY: 0.002; NE: 0.044
6294 | 2004-09-19 | 06:00 | 0.011 |  | 0.281 | 0.006 |  | NY: 0.112; NE: 0.351; FL: 0.125; STV: 0.002
6295 | 2004-09-19 | 07:00 | 0.227 | 0.173 | 0.552 | 0.269 | 0.032 | 0.248 | 0.605 | 0.371 | 0.105 | 0.218 |  | 0.003
6296 | 2004-09-19 | 08:00 | 0.314 | 0.458 | 0.756 | 0.519 | 0.317 | 0.464 | 0.771 | 0.333 | 0.222 | 0.471 |  | 0.296
6297 | 2004-09-19 | 09:00 | 0.299 | 0.693 | 0.732 | 0.718 | 0.566 | 0.33 | 0.864 | 0.46 | 0.302 | 0.64 | 0.126 | 0.569 | 0.23
6298 | 2004-09-19 | 10:00 | 0.265 | 0.843 | 0.922 | 0.847 | 0.667 | 0.365 | 0.881 | 0.776 | 0.652 | 0.707 | 0.215 | 0.775 | 0.604
6299 | 2004-09-19 | 11:00 | 0.134 | 0.947 | 0.943 | 0.908 | 0.876 | 0.298 | 0.87 | 0.769 | 0.375 | 0.789 | 0.023 | 0.902 | 0.743
6300 | 2004-09-19 | 12:00 | 0.263 | 0.953 | 0.855 | 0.897 | 0.951 | 0.246 | 0.771 | 0.766 | 0.292 | 0.785 | 0.271 | 0.923 | 0.819
6301 | 2004-09-19 | 13:00 | 0.265 | 0.925 | 0.661 | 0.812 | 0.854 | 0.082 | 0.638 | 0.725 | 0.089 | 0.569 | 0.249 | 0.939 | 0.885
6302 | 2004-09-19 | 14:00 | 0.127 | 0.803 | 0.415 | 0.656 | 0.696 | 0.026 | 0.417 | 0.556 | 0.249 | 0.517 | 0.25 | 0.866 | 0.736
6303 | 2004-09-19 | 15:00 | 0.081 | 0.63 | 0.119 | 0.436 | 0.601 | 0.003 | 0.155 | 0.318 | 0.058 | 0.443 | 0.217 | 0.731 | 0.561
6304 | 2004-09-19 | 16:00 | 0.017 | 0.397 | 0.005 | 0.181 | 0.294 |  |  | 0.046 | 0.002 | 0.256 | 0.199 | 0.536 | 0.535
6305 | 2004-09-19 | 17:00 |  | 0.094 |  | 0.001 | 0.038 | SPP: 0.008; NWP: 0.205; RA: 0.304; CNV: 0.324
6306 | 2004-09-19 | 18:00 | [5 empty] | NWP: 0.084; RA: 0.003; CNV: 0.17
6307 | 2004-09-19 | 19:00 | [5 empty] | NWP: 0.001
6308 | 2004-09-19 | 20:00
6309 | 2004-09-19 | 21:00
6310 | 2004-09-19 | 22:00
6311 | 2004-09-19 | 23:00
6312 | 2004-09-20 | 00:00
6313 | 2004-09-20 | 01:00
6314 | 2004-09-20 | 02:00
6315 | 2004-09-20 | 03:00
6316 | 2004-09-20 | 04:00
6317 | 2004-09-20 | 05:00 |  |  | 0.001 |  |  | NE: 0.03
6318 | 2004-09-20 | 06:00 | 0.067 |  | 0.208 | 0.005 |  | NY: 0.006; NE: 0.266; FL: 0.151; STV: 0.024
6319 | 2004-09-20 | 07:00 | 0.284 | 0.039 | 0.404 | 0.251 | 0.012 | 0.182 | 0.508 | 0.451 | 0.108 | 0.092 |  | 0.002
6320 | 2004-09-20 | 08:00 | 0.422 | 0.247 | 0.289 | 0.493 | 0.021 | 0.11 | 0.749 | 0.632 | 0.211 | 0.187 | 0.001 | 0.301 | 0.001
6321 | 2004-09-20 | 09:00 | 0.627 | 0.473 | 0.622 | 0.541 | 0.52 | 0.299 | 0.854 | 0.74 | 0.585 | 0.261 | 0.139 | 0.564 | 0.065
6322 | 2004-09-20 | 10:00 | 0.865 | 0.65 | 0.667 | 0.508 | 0.754 | 0.308 | 0.883 | 0.815 | 0.686 | 0.253 | 0.322 | 0.756 | 0.267
6323 | 2004-09-20 | 11:00 | 0.899 | 0.881 | 0.758 | 0.125 | 0.624 | 0.31 | 0.864 | 0.884 | 0.639 | 0.247 | 0.137 | 0.893 | 0.327
6324 | 2004-09-20 | 12:00 | 0.858 | 0.838 | 0.674 | 0.423 | 0.487 | 0.321 | 0.779 | 0.825 | 0.697 | 0.252 | 0.301 | 0.867 | 0.591
6325 | 2004-09-20 | 13:00 | 0.764 | 0.823 | 0.485 | 0.636 | 0.557 | 0.252 | 0.632 | 0.733 | 0.654 | 0.487 | 0.331 | 0.935 | 0.619
6326 | 2004-09-20 | 14:00 | 0.613 | 0.651 | 0.265 | 0.562 | 0.71 | 0.17 | 0.417 | 0.587 | 0.481 | 0.363 | 0.503 | 0.849 | 0.805
6327 | 2004-09-20 | 15:00 | 0.358 | 0.479 | 0.194 | 0.31 | 0.508 | 0.054 | 0.155 | 0.298 | 0.283 | 0.311 | 0.609 | 0.721 | 0.639
6328 | 2004-09-20 | 16:00 | 0.135 | 0.246 | 0.001 | 0.12 | 0.35 |  |  | 0.038 | 0.036 | 0.193 | 0.566 | 0.528 | 0.59
6329 | 2004-09-20 | 17:00 |  | 0.025 |  |  | 0.121 | SPP: 0.008; NWP: 0.212; RA: 0.285; CNV: 0.42
6330 | 2004-09-20 | 18:00 | [5 empty] | NWP: 0.1; RA: 0.001; CNV: 0.188
6331 | 2004-09-20 | 19:00 | [5 empty] | NWP: 0.001; CNV: 0.001
6332 | 2004-09-20 | 20:00
6333 | 2004-09-20 | 21:00
6334 | 2004-09-20 | 22:00
6335 | 2004-09-20 | 23:00
6336 | 2004-09-21 | 00:00
6337 | 2004-09-21 | 01:00
6338 | 2004-09-21 | 02:00
6339 | 2004-09-21 | 03:00
6340 | 2004-09-21 | 04:00
6341 | 2004-09-21 | 05:00 | [5 empty] | NY: 0.004; NE: 0.061
6342 | 2004-09-21 | 06:00 | 0.033 |  | 0.158 | 0.004 |  | NY: 0.278; NE: 0.356; FL: 0.073; STV: 0.177
6343 | 2004-09-21 | 07:00 | 0.319 | 0.011 | 0.098 | 0.217 | 0.102 | 0.531 | 0.586 | 0.355 | 0.439 | 0.005 |  | 0.003
6344 | 2004-09-21 | 08:00 | 0.572 | 0.194 | 0.198 | 0.212 | 0.399 | 0.722 | 0.76 | 0.421 | 0.669 | 0.057 | 0.001 | 0.295 | 0.018
6345 | 2004-09-21 | 09:00 | 0.736 | 0.271 | 0.255 | 0.269 | 0.649 | 0.8 | 0.848 | 0.716 | 0.82 | 0.213 | 0.232 | 0.527 | 0.327
6346 | 2004-09-21 | 10:00 | 0.527 | 0.588 | 0.297 | 0.221 | 0.775 | 0.875 | 0.907 | 0.797 | 0.883 | 0.252 | 0.421 | 0.736 | 0.584
6347 | 2004-09-21 | 11:00 | 0.666 | 0.559 | 0.274 | 0.183 | 0.401 | 0.896 | 0.831 | 0.792 | 0.912 | 0.297 | 0.623 | 0.864 | 0.751
6348 | 2004-09-21 | 12:00 | 0.733 | 0.466 | 0.252 | 0.29 | 0.607 | 0.805 | 0.397 | 0.799 | 0.857 | 0.307 | 0.719 | 0.912 | 0.873
6349 | 2004-09-21 | 13:00 | 0.603 | 0.454 | 0.213 | 0.13 | 0.715 | 0.685 | 0.292 | 0.634 | 0.742 | 0.305 | 0.808 | 0.877 | 0.929
6350 | 2004-09-21 | 14:00 | 0.618 | 0.736 | 0.144 | 0.269 | 0.549 | 0.461 | 0.031 | 0.46 | 0.565 | 0.126 | 0.864 | 0.833 | 0.915
6351 | 2004-09-21 | 15:00 | 0.344 | 0.485 | 0.041 | 0.15 | 0.58 | 0.232 | 0.014 | 0.23 | 0.321 | 0.185 | 0.654 | 0.704 | 0.828
6352 | 2004-09-21 | 16:00 | 0.072 | 0.353 |  | 0.011 | 0.318 | 0.001 |  | 0.016 | 0.03 | 0.091 | 0.597 | 0.519 | 0.68
6353 | 2004-09-21 | 17:00 |  | 0.082 |  |  | 0.097 | SPP: 0.001; NWP: 0.517; RA: 0.266; CNV: 0.469
6354 | 2004-09-21 | 18:00 | [5 empty] | NWP: 0.21; RA: 0.001; CNV: 0.215
6355 | 2004-09-21 | 19:00 | [5 empty] | NWP: 0.005; CNV: 0.001
6356 | 2004-09-21 | 20:00
6357 | 2004-09-21 | 21:00
6358 | 2004-09-21 | 22:00
6359 | 2004-09-21 | 23:00
6360 | 2004-09-22 | 00:00
6361 | 2004-09-22 | 01:00
6362 | 2004-09-22 | 02:00
6363 | 2004-09-22 | 03:00
6364 | 2004-09-22 | 04:00
6365 | 2004-09-22 | 05:00 | [5 empty] | NY: 0.001; NE: 0.003
6366 | 2004-09-22 | 06:00 | 0.032 |  | 0.03 | 0.001 |  | NY: 0.225; NE: 0.277; FL: 0.115; STV: 0.153
6367 | 2004-09-22 | 07:00 | 0.319 | 0.074 | 0.181 | 0.021 | 0.084 | 0.354 | 0.375 | 0.418 | 0.426 | 0.045 |  | 0.001
6368 | 2004-09-22 | 08:00 | 0.557 | 0.217 | 0.256 | 0.16 | 0.387 | 0.409 | 0.427 | 0.68 | 0.669 | 0.204 | 0.001 | 0.216 | 0.016
6369 | 2004-09-22 | 09:00 | 0.657 | 0.525 | 0.288 | 0.191 | 0.626 | 0.328 | 0.319 | 0.761 | 0.779 | 0.421 | 0.249 | 0.438 | 0.318
6370 | 2004-09-22 | 10:00 | 0.701 | 0.678 | 0.323 | 0.233 | 0.799 | 0.259 | 0.736 | 0.903 | 0.886 | 0.292 | 0.514 | 0.533 | 0.574
6371 | 2004-09-22 | 11:00 | 0.665 | 0.41 | 0.32 | 0.267 | 0.921 | 0.096 | 0.886 | 0.922 | 0.875 | 0.781 | 0.715 | 0.73 | 0.758
6372 | 2004-09-22 | 12:00 | 0.848 | 0.795 | 0.278 | 0.315 | 0.896 | 0.627 | 0.649 | 0.774 | 0.843 | 0.775 | 0.854 | 0.811 | 0.858
6373 | 2004-09-22 | 13:00 | 0.492 | 0.53 | 0.225 | 0.263 | 0.913 | 0.51 | 0.525 | 0.627 | 0.663 | 0.768 | 0.924 | 0.804 | 0.892
6374 | 2004-09-22 | 14:00 | 0.365 | 0.602 | 0.129 | 0.195 | 0.794 | 0.229 | 0.22 | 0.574 | 0.556 | 0.658 | 0.921 | 0.805 | 0.865
6375 | 2004-09-22 | 15:00 | 0.255 | 0.39 | 0.022 | 0.155 | 0.635 | 0.042 | 0.078 | 0.189 | 0.319 | 0.513 | 0.858 | 0.614 | 0.812
6376 | 2004-09-22 | 16:00 | 0.048 | 0.344 |  | 0.014 | 0.396 |  |  | 0.015 | 0.035 | 0.282 | 0.725 | 0.383 | 0.674
6377 | 2004-09-22 | 17:00 |  | 0.075 |  |  | 0.117 | SPP: 0.008; NWP: 0.53; RA: 0.142; CNV: 0.462
6378 | 2004-09-22 | 18:00 | [5 empty] | NWP: 0.277; RA: 0.001; CNV: 0.206
6379 | 2004-09-22 | 19:00 | [5 empty] | NWP: 0.004
6380 | 2004-09-22 | 20:00
6381 | 2004-09-22 | 21:00
6382 | 2004-09-22 | 22:00
6383 | 2004-09-22 | 23:00
6384 | 2004-09-23 | 00:00
6385 | 2004-09-23 | 01:00
6386 | 2004-09-23 | 02:00
6387 | 2004-09-23 | 03:00
6388 | 2004-09-23 | 04:00
6389 | 2004-09-23 | 05:00
6390 | 2004-09-23 | 06:00 | 0.003 |  | 0.086 |  |  | 0.002 | 0.055 | 0.149 | 0.187 | 0.001
6391 | 2004-09-23 | 07:00 | 0.177 | 0.037 | 0.366 | 0.111 | 0.097 | 0.035 | 0.199 | 0.415 | 0.453 | 0.235
6392 | 2004-09-23 | 08:00 | 0.199 | 0.203 | 0.659 | 0.175 | 0.398 | 0.089 | 0.247 | 0.513 | 0.674 | 0.506 | 0.001 | 0.018 | 0.019
6393 | 2004-09-23 | 09:00 | 0.408 | 0.553 | 0.741 | 0.148 | 0.633 | 0.118 | 0.278 | 0.79 | 0.827 | 0.724 | 0.21 | 0.119 | 0.332
6394 | 2004-09-23 | 10:00 | 0.491 | 0.547 | 0.857 | 0.313 | 0.784 | 0.156 | 0.305 | 0.835 | 0.912 | 0.877 | 0.387 | 0.196 | 0.592
6395 | 2004-09-23 | 11:00 | 0.623 | 0.752 | 0.846 | 0.205 | 0.884 | 0.184 | 0.277 | 0.957 | 0.862 | 0.963 | 0.572 | 0.265 | 0.775
6396 | 2004-09-23 | 12:00 | 0.655 | 0.607 | 0.783 | 0.28 | 0.913 | 0.186 | 0.238 | 0.785 | 0.81 | 0.966 | 0.666 | 0.373 | 0.887
6397 | 2004-09-23 | 13:00 | 0.618 | 0.771 | 0.688 | 0.326 | 0.904 | 0.134 | 0.214 | 0.538 | 0.656 | 0.894 | 0.88 | 0.679 | 0.932
6398 | 2004-09-23 | 14:00 | 0.409 | 0.709 | 0.466 | 0.086 | 0.791 | 0.18 | 0.126 | 0.465 | 0.561 | 0.756 | 0.878 | 0.309 | 0.912
6399 | 2004-09-23 | 15:00 | 0.295 | 0.305 | 0.217 | 0.079 | 0.62 | 0.004 | 0.014 | 0.267 | 0.315 | 0.562 | 0.814 | 0.339 | 0.816
6400 | 2004-09-23 | 16:00 | 0.031 | 0.213 |  | 0.008 | 0.394 |  |  | 0.019 | 0.019 | 0.28 | 0.721 | 0.131 | 0.656
6401 | 2004-09-23 | 17:00 |  | 0.023 |  |  | 0.115 | SPP: 0.004; NWP: 0.51; RA: 0.013; CNV: 0.443
6402 | 2004-09-23 | 18:00 | [5 empty] | NWP: 0.259; CNV: 0.206
6403 | 2004-09-23 | 19:00 | [5 empty] | NWP: 0.003
6404 | 2004-09-23 | 20:00
6405 | 2004-09-23 | 21:00
6406 | 2004-09-23 | 22:00
6407 | 2004-09-23 | 23:00
6408 | 2004-09-24 | 00:00
6409 | 2004-09-24 | 01:00
6410 | 2004-09-24 | 02:00
6411 | 2004-09-24 | 03:00
6412 | 2004-09-24 | 04:00
6413 | 2004-09-24 | 05:00 |  |  | 0.002 |  |  | NY: 0.004; NE: 0.002
6414 | 2004-09-24 | 06:00 | 0.01 |  | 0.255 | 0.004 |  | NY: 0.267; NE: 0.066; FL: 0.1; STV: 0.196
6415 | 2004-09-24 | 07:00 | 0.221 | 0.09 | 0.506 | 0.102 | 0.099 | 0.448 | 0.07 | 0.163 | 0.455 | 0.216 |  | 0.003
6416 | 2004-09-24 | 08:00 | 0.352 | 0.291 | 0.65 | 0.142 | 0.407 | 0.571 | 0.257 | 0.207 | 0.662 | 0.509 | 0.001 | 0.187 | 0.008
6417 | 2004-09-24 | 09:00 | 0.552 | 0.478 | 0.796 | 0.223 | 0.648 | 0.64 | 0.175 | 0.733 | 0.816 | 0.688 | 0.22 | 0.225 | 0.277
6418 | 2004-09-24 | 10:00 | 0.417 | 0.802 | 0.827 | 0.255 | 0.796 | 0.749 | 0.175 | 0.605 | 0.851 | 0.816 | 0.478 | 0.45 | 0.533
6419 | 2004-09-24 | 11:00 | 0.235 | 0.809 | 0.851 | 0.307 | 0.887 | 1.057 | 0.137 | 0.916 | 0.828 | 0.658 | 0.678 | 0.727 | 0.726
6420 | 2004-09-24 | 12:00 | 0.298 | 0.875 | 0.755 | 0.149 | 0.902 | 0.832 | 0.13 | 0.674 | 0.778 | 0.844 | 0.87 | 0.782 | 0.848
6421 | 2004-09-24 | 13:00 | 0.211 | 0.838 | 0.618 | 0.165 | 0.867 | 0.738 | 0.077 | 0.395 | 0.724 | 0.838 | 0.881 | 0.969 | 0.897
6422 | 2004-09-24 | 14:00 | 0.07 | 0.662 | 0.429 | 0.234 | 0.792 | 0.509 | 0.102 | 0.127 | 0.547 | 0.395 | 0.911 | 0.867 | 0.877
6423 | 2004-09-24 | 15:00 | 0.11 | 0.531 | 0.221 | 0.105 | 0.617 | 0.23 | 0.005 | 0.194 | 0.306 | 0.477 | 0.847 | 0.708 | 0.795
6424 | 2004-09-24 | 16:00 | 0.007 | 0.306 | 0.001 | 0.002 | 0.399 | 0.001 |  | 0.005 | 0.028 | 0.233 | 0.722 | 0.497 | 0.642
6425 | 2004-09-24 | 17:00 |  | 0.045 |  |  | 0.115 | SPP: 0.004; NWP: 0.514; RA: 0.273; CNV: 0.421
6426 | 2004-09-24 | 18:00 | [5 empty] | NWP: 0.256; RA: 0.001; CNV: 0.164
6427 | 2004-09-24 | 19:00 | [5 empty] | NWP: 0.002
6428 | 2004-09-24 | 20:00
6429 | 2004-09-24 | 21:00
6430 | 2004-09-24 | 22:00
6431 | 2004-09-24 | 23:00
6432 | 2004-09-25 | 00:00
6433 | 2004-09-25 | 01:00
6434 | 2004-09-25 | 02:00
6435 | 2004-09-25 | 03:00
6436 | 2004-09-25 | 04:00
6437 | 2004-09-25 | 05:00 | [5 empty] | NY: 0.003; NE: 0.046
6438 | 2004-09-25 | 06:00 |  |  | 0.006 | 0.002 |  | 0.287 | 0.364 | 0.084 | 0.199 | 0.001
6439 | 2004-09-25 | 07:00 | 0.063 | 0.085 | 0.133 | 0.298 | 0.083 | 0.562 | 0.589 | 0.354 | 0.444 | 0.241 |  | 0.003
6440 | 2004-09-25 | 08:00 | 0.08 | 0.224 | 0.204 | 0.568 | 0.379 | 0.774 | 0.714 | 0.428 | 0.681 | 0.517 |  | 0.22 | 0.014
6441 | 2004-09-25 | 09:00 | 0.246 | 0.293 | 0.338 | 0.757 | 0.616 | 0.907 | 0.892 | 0.597 | 0.804 | 0.544 | 0.184 | 0.504 | 0.315
6442 | 2004-09-25 | 10:00 | 0.358 | 0.488 | 0.277 | 0.763 | 0.806 | 0.981 | 0.864 | 0.52 | 0.883 | 0.745 | 0.374 | 0.754 | 0.562
6443 | 2004-09-25 | 11:00 | 0.339 | 0.84 | 0.269 | 0.786 | 0.885 | 0.971 | 0.873 | 0.506 | 0.895 | 0.833 | 0.606 | 0.886 | 0.718
6444 | 2004-09-25 | 12:00 | 0.471 | 0.794 | 0.259 | 0.917 | 0.938 | 0.878 | 0.807 | 0.627 | 0.867 | 0.514 | 0.726 | 0.952 | 0.86
6445 | 2004-09-25 | 13:00 | 0.461 | 0.901 | 0.233 | 0.691 | 0.898 | 0.574 | 0.49 | 0.648 | 0.725 | 0.368 | 0.66 | 0.941 | 0.928
6446 | 2004-09-25 | 14:00 | 0.427 | 0.794 | 0.192 | 0.637 | 0.805 | 0.462 | 0.273 | 0.447 | 0.576 | 0.19 | 0.792 | 0.862 | 0.921
6447 | 2004-09-25 | 15:00 | 0.209 | 0.621 | 0.039 | 0.421 | 0.63 | 0.094 | 0.043 | 0.32 | 0.328 | 0.104 | 0.762 | 0.717 | 0.836
6448 | 2004-09-25 | 16:00 | 0.005 | 0.372 |  | 0.096 | 0.387 |  |  | 0.01 | 0.027 | 0.022 | 0.623 | 0.518 | 0.681
6449 | 2004-09-25 | 17:00 |  | 0.074 |  |  | 0.102 | NWP: 0.433; RA: 0.273; CNV: 0.457
6450 | 2004-09-25 | 18:00 | [5 empty] | NWP: 0.214; RA: 0.001; CNV: 0.197
6451 | 2004-09-25 | 19:00 | [5 empty] | NWP: 0.001
6452 | 2004-09-25 | 20:00
6453 | 2004-09-25 | 21:00
6454 | 2004-09-25 | 22:00
6455 | 2004-09-25 | 23:00
6456 | 2004-09-26 | 00:00
6457 | 2004-09-26 | 01:00
6458 | 2004-09-26 | 02:00
6459 | 2004-09-26 | 03:00
6460 | 2004-09-26 | 04:00
6461 | 2004-09-26 | 05:00 | [5 empty] | NE: 0.005
6462 | 2004-09-26 | 06:00 | 0.056 |  | 0.051 |  |  | NY: 0.101; NE: 0.105; FL: 0.149; STV: 0.194
6463 | 2004-09-26 | 07:00 | 0.367 | 0.093 | 0.184 | 0.067 | 0.082 | 0.493 | 0.503 | 0.417 | 0.435 | 0.01 |  | 0.003
6464 | 2004-09-26 | 08:00 | 0.629 | 0.407 | 0.269 | 0.129 | 0.35 | 0.712 | 0.679 | 0.544 | 0.656 | 0.137 |  | 0.306 | 0.01
6465 | 2004-09-26 | 09:00 | 0.805 | 0.632 | 0.283 | 0.423 | 0.29 | 0.583 | 0.784 | 0.585 | 0.801 | 0.237 | 0.175 | 0.568 | 0.261
6466 | 2004-09-26 | 10:00 | 0.866 | 0.724 | 0.352 | 0.667 | 0.703 | 0.904 | 0.867 | 0.462 | 0.892 | 0.316 | 0.387 | 0.76 | 0.482
6467 | 2004-09-26 | 11:00 | 0.839 | 0.815 | 0.318 | 0.509 | 0.769 | 0.877 | 0.443 | 0.631 | 0.894 | 0.324 | 0.607 | 0.9 | 0.641
6468 | 2004-09-26 | 12:00 | 0.887 | 0.596 | 0.338 | 0.558 | 0.863 | 0.561 | 0.276 | 0.343 | 0.85 | 0.366 | 0.768 | 0.928 | 0.709
6469 | 2004-09-26 | 13:00 | 0.803 | 0.712 | 0.276 | 0.546 | 0.813 | 0.693 | 0.31 | 0.645 | 0.684 | 0.311 | 0.824 | 0.931 | 0.757
6470 | 2004-09-26 | 14:00 | 0.592 | 0.631 | 0.116 | 0.643 | 0.741 | 0.533 | 0.045 | 0.496 | 0.53 | 0.241 | 0.839 | 0.857 | 0.723
6471 | 2004-09-26 | 15:00 | 0.399 | 0.452 | 0.134 | 0.249 | 0.585 | 0.205 |  | 0.191 | 0.302 | 0.269 | 0.567 | 0.74 | 0.517
6472 | 2004-09-26 | 16:00 | 0.106 | 0.308 |  | 0.116 | 0.36 |  |  | 0.003 | 0.021 | 0.097 | 0.537 | 0.531 | 0.587
6473 | 2004-09-26 | 17:00 |  | 0.041 |  |  | 0.087 | NWP: 0.23; RA: 0.261; CNV: 0.44
6474 | 2004-09-26 | 18:00 | [5 empty] | NWP: 0.136; CNV: 0.169
6475 | 2004-09-26 | 19:00
6476 | 2004-09-26 | 20:00
6477 | 2004-09-26 | 21:00
6478 | 2004-09-26 | 22:00
6479 | 2004-09-26 | 23:00
6480 | 2004-09-27 | 00:00
6481 | 2004-09-27 | 01:00
6482 | 2004-09-27 | 02:00
6483 | 2004-09-27 | 03:00
6484 | 2004-09-27 | 04:00
6485 | 2004-09-27 | 05:00 |  |  | 0.002 |  |  | NE: 0.001
6486 | 2004-09-27 | 06:00 | 0.058 |  | 0.267 |  |  | 0.022 | 0.05 | 0.155 | 0.098 | 0.001
6487 | 2004-09-27 | 07:00 | 0.364 | 0.005 | 0.524 | 0.257 | 0.03 | 0.198 | 0.084 | 0.293 | 0.242 | 0.224 |  | 0.002
6488 | 2004-09-27 | 08:00 | 0.6 | 0.26 | 0.717 | 0.591 | 0.222 | 0.284 | 0.092 | 0.429 | 0.352 | 0.492 |  | 0.314 | 0.008
6489 | 2004-09-27 | 09:00 | 0.774 | 0.507 | 0.839 | 0.748 | 0.311 | 0.516 | 0.128 | 0.617 | 0.619 | 0.719 | 0.016 | 0.591 | 0.32
6490 | 2004-09-27 | 10:00 | 0.888 | 0.633 | 0.801 | 0.668 | 0.482 | 0.858 | 0.188 | 0.724 | 0.747 | 0.862 | 0.033 | 0.771 | 0.556
6491 | 2004-09-27 | 11:00 | 0.92 | 0.65 | 0.799 | 0.687 | 0.718 | 0.971 | 0.139 | 0.51 | 0.825 | 0.937 | 0.156 | 0.869 | 0.749
6492 | 2004-09-27 | 12:00 | 0.9 | 0.711 | 0.836 | 0.677 | 0.749 | 0.905 | 0.138 | 0.749 | 0.742 | 0.933 | 0.211 | 0.926 | 0.835
6493 | 2004-09-27 | 13:00 | 0.8 | 0.616 | 0.633 | 0.902 | 0.868 | 0.748 | 0.077 | 0.639 | 0.628 | 0.861 | 0.275 | 0.931 | 0.938
6494 | 2004-09-27 | 14:00 | 0.634 | 0.667 | 0.43 | 0.723 | 0.698 | 0.516 | 0.012 | 0.344 | 0.428 | 0.721 | 0.305 | 0.88 | 0.937
6495 | 2004-09-27 | 15:00 | 0.402 | 0.492 | 0.2 | 0.477 | 0.49 | 0.238 | 0.008 | 0.228 | 0.239 | 0.516 | 0.262 | 0.756 | 0.836
6496 | 2004-09-27 | 16:00 | 0.11 | 0.334 | 0.001 | 0.174 | 0.093 | 0.001 |  | 0.012 | 0.001 | 0.256 | 0.236 | 0.54 | 0.679
6497 | 2004-09-27 | 17:00 |  | 0.045 |  |  | 0.002 | SPP: 0.002; NWP: 0.129; RA: 0.272; CNV: 0.465
6498 | 2004-09-27 | 18:00 | [5 empty] | NWP: 0.018; CNV: 0.204
6499 | 2004-09-27 | 19:00
6500 | 2004-09-27 | 20:00
6501 | 2004-09-27 | 21:00
6502 | 2004-09-27 | 22:00
6503 | 2004-09-27 | 23:00
6504 | 2004-09-28 | 00:00
6505 | 2004-09-28 | 01:00
6506 | 2004-09-28 | 02:00
6507 | 2004-09-28 | 03:00
6508 | 2004-09-28 | 04:00
6509 | 2004-09-28 | 05:00 | [5 empty] | NY: 0.003; NE: 0.013
6510 | 2004-09-28 | 06:00 | 0.016 |  | 0.011 | 0.007 |  | 0.29 | 0.025 | 0.038 | 0.131 | 0.001
6511 | 2004-09-28 | 07:00 | 0.276 | 0.101 | 0.226 | 0.308 | 0.003 | 0.561 | 0.289 | 0.225 | 0.432 | 0.233 |  | 0.001
6512 | 2004-09-28 | 08:00 | 0.366 | 0.251 | 0.208 | 0.591 | 0.081 | 0.749 | 0.496 | 0.474 | 0.634 | 0.503 |  | 0.283 | 0.017
6513 | 2004-09-28 | 09:00 | 0.499 | 0.412 | 0.241 | 0.801 | 0.327 | 0.912 | 0.507 | 0.542 | 0.779 | 0.715 | 0.077 | 0.546 | 0.325
6514 | 2004-09-28 | 10:00 | 0.796 | 0.697 | 0.209 | 0.921 | 0.318 | 0.982 | 0.682 | 0.389 | 0.781 | 0.85 | 0.16 | 0.75 | 0.579
6515 | 2004-09-28 | 11:00 | 0.715 | 0.753 | 0.289 | 0.85 | 0.294 | 0.948 | 0.671 | 0.437 | 0.699 | 0.908 | 0.41 | 0.893 | 0.743
6516 | 2004-09-28 | 12:00 | 0.339 | 0.662 | 0.231 | 0.964 | 0.863 | 0.886 | 0.769 | 0.64 | 0.709 | 0.915 | 0.708 | 0.953 | 0.858
6517 | 2004-09-28 | 13:00 | 0.549 | 0.766 | 0.173 | 0.863 | 0.866 | 0.724 | 0.647 | 0.67 | 0.497 | 0.85 | 0.57 | 0.932 | 0.833
6518 | 2004-09-28 | 14:00 | 0.443 | 0.626 | 0.098 | 0.708 | 0.389 | 0.496 | 0.403 | 0.53 | 0.498 | 0.714 | 0.687 | 0.861 | 0.82
6519 | 2004-09-28 | 15:00 | 0.207 | 0.529 | 0.01 | 0.467 | 0.22 | 0.223 | 0.11 | 0.228 | 0.289 | 0.515 | 0.687 | 0.636 | 0.75
6520 | 2004-09-28 | 16:00 | 0.112 | 0.317 |  | 0.19 | 0.179 | 0.001 |  |  | 0.014 | 0.258 | 0.634 | 0.399 | 0.414
6521 | 2004-09-28 | 17:00 |  | 0.037 |  |  | 0.022 | SPP: 0.002; NWP: 0.442; RA: 0.263; CNV: 0.311
6522 | 2004-09-28 | 18:00 | [5 empty] | NWP: 0.195; CNV: 0.056
6523 | 2004-09-28 | 19:00
6524 | 2004-09-28 | 20:00
6525 | 2004-09-28 | 21:00
6526 | 2004-09-28 | 22:00
6527 | 2004-09-28 | 23:00
6528 | 2004-09-29 | 00:00
6529 | 2004-09-29 | 01:00
6530 | 2004-09-29 | 02:00
6531 | 2004-09-29 | 03:00
6532 | 2004-09-29 | 04:00
6533 | 2004-09-29 | 05:00 | [5 empty] | NY: 0.003; NE: 0.045
6534 | 2004-09-29 | 06:00 | 0.051 |  | 0.036 | 0.005 |  | 0.088 | 0.356 | 0.153 | 0.148 | 0.001
6535 | 2004-09-29 | 07:00 | 0.347 | 0.143 | 0.184 | 0.292 | 0.109 | 0.472 | 0.567 | 0.387 | 0.436 | 0.229 |  | 0.002
6536 | 2004-09-29 | 08:00 | 0.513 | 0.404 | 0.116 | 0.572 | 0.426 | 0.608 | 0.711 | 0.522 | 0.655 | 0.497 |  | 0.265
6537 | 2004-09-29 | 09:00 | 0.656 | 0.607 | 0.3 | 0.786 | 0.675 | 0.88 | 0.744 | 0.615 | 0.645 | 0.442 | 0.019 | 0.539 | 0.02
6538 | 2004-09-29 | 10:00 | 0.419 | 0.72 | 0.29 | 0.921 | 0.861 | 0.956 | 0.854 | 0.494 | 0.824 | 0.782 | 0.13 | 0.785 | 0.105
6539 | 2004-09-29 | 11:00 | 0.849 | 0.93 | 0.284 | 0.968 | 0.958 | 0.688 | 0.595 | 0.322 | 0.782 | 0.614 | 0.408 | 0.628 | 0.208
6540 | 2004-09-29 | 12:00 | 0.576 | 0.877 | 0.274 | 0.935 | 1.004 | 0.638 | 0.695 | 0.39 | 0.679 | 0.4 | 0.58 | 0.877 | 0.23
6541 | 2004-09-29 | 13:00 | 0.71 | 0.71 | 0.227 | 0.81 | 0.969 | 0.496 | 0.527 | 0.473 | 0.518 | 0.545 | 0.838 | 0.887 | 0.267
6542 | 2004-09-29 | 14:00 | 0.604 | 0.775 | 0.035 | 0.607 | 0.844 | 0.378 | 0.358 | 0.454 | 0.237 | 0.386 | 0.858 | 0.832 | 0.316
6543 | 2004-09-29 | 15:00 | 0.265 | 0.43 | 0.028 | 0.41 | 0.661 | 0.234 | 0.085 | 0.143 | 0.089 | 0.192 | 0.74 | 0.706 | 0.277
6544 | 2004-09-29 | 16:00 | 0.084 | 0.269 |  | 0.133 | 0.412 | 0.001 |  | 0.003 | 0.001 | 0.002 | 0.594 | 0.26 | 0.233
6545 | 2004-09-29 | 17:00 |  | 0.045 |  |  | 0.094 | NWP: 0.347; RA: 0.004; CNV: 0.115
6546 | 2004-09-29 | 18:00 | [5 empty] | NWP: 0.129; CNV: 0.011
6547 | 2004-09-29 | 19:00
6548 | 2004-09-29 | 20:00
6549 | 2004-09-29 | 21:00
6550 | 2004-09-29 | 22:00
6551 | 2004-09-29 | 23:00
6552 | 2004-09-30 | 00:00
6553 | 2004-09-30 | 01:00
6554 | 2004-09-30 | 02:00
6555 | 2004-09-30 | 03:00
6556 | 2004-09-30 | 04:00
6557 | 2004-09-30 | 05:00 |  |  | 0.002 |  |  | NY: 0.004
6558 | 2004-09-30 | 06:00 | 0.034 |  | 0.245 | 0.006 |  | NY: 0.286; NE: 0.063; FL: 0.177; STV: 0.005
6559 | 2004-09-30 | 07:00 | 0.312 | 0.027 | 0.505 | 0.303 | 0.047 | 0.55 | 0.265 | 0.431 | 0.28 | 0.184 |  | 0.002
6560 | 2004-09-30 | 08:00 | 0.532 | 0.263 | 0.475 | 0.573 | 0.343 | 0.749 | 0.777 | 0.662 | 0.51 | 0.043 |  | 0.302
6561 | 2004-09-30 | 09:00 | 0.725 | 0.626 | 0.739 | 0.75 | 0.629 | 0.806 | 0.815 | 0.771 | 0.679 | 0.248 | 0.043 | 0.388 | 0.065
6562 | 2004-09-30 | 10:00 | 0.822 | 0.529 | 0.798 | 0.882 | 0.758 | 0.866 | 0.757 | 0.881 | 0.838 | 0.277 | 0.231 | 0.446 | 0.299
6563 | 2004-09-30 | 11:00 | 0.884 | 0.937 | 0.706 | 0.945 | 0.837 | 0.917 | 0.831 | 0.886 | 0.564 | 0.14 | 0.495 | 0.599 | 0.578
6564 | 2004-09-30 | 12:00 | 0.852 | 0.8 | 0.583 | 0.814 | 0.788 | 0.834 | 0.716 | 0.829 | 0.796 | 0.392 | 0.588 | 0.889 | 0.55
6565 | 2004-09-30 | 13:00 | 0.732 | 0.677 | 0.604 | 0.799 | 0.766 | 0.7 | 0.588 | 0.735 | 0.686 | 0.299 | 0.848 | 0.712 | 0.55
6566 | 2004-09-30 | 14:00 | 0.593 | 0.428 | 0.383 | 0.677 | 0.787 | 0.49 | 0.351 | 0.56 | 0.519 | 0.235 | 0.822 | 0.411 | 0.312
6567 | 2004-09-30 | 15:00 | 0.358 | 0.248 | 0.156 | 0.421 | 0.575 | 0.227 | 0.104 | 0.311 | 0.264 | 0.177 | 0.753 | 0.474 | 0.595
6568 | 2004-09-30 | 16:00 | 0.09 | 0.131 |  | 0.122 | 0.343 | 0.001 |  | 0.017 | 0.005 | 0.047 | 0.626 | 0.346 | 0.603
6569 | 2004-09-30 | 17:00 |  | 0.012 |  |  | 0.073 | NWP: 0.458; RA: 0.096; CNV: 0.421
6570 | 2004-09-30 | 18:00 | [5 empty] | NWP: 0.22; CNV: 0.035
6571 | 2004-09-30 | 19:00 | [5 empty] | NWP: 0.001
6572 | 2004-09-30 | 20:00
6573 | 2004-09-30 | 21:00
6574 | 2004-09-30 | 22:00
6575 | 2004-09-30 | 23:00
6576 | 2004-10-01 | 00:00
6577 | 2004-10-01 | 01:00
6578 | 2004-10-01 | 02:00
6579 | 2004-10-01 | 03:00
6580 | 2004-10-01 | 04:00
6581 | 2004-10-01 | 05:00 | [5 empty] | NE: 0.008
6582 | 2004-10-01 | 06:00 | 0.028 |  | 0.113 |  |  | 0.053 | 0.265 | 0.018 | 0.176 | 0.001
6583 | 2004-10-01 | 07:00 | 0.301 | 0.001 | 0.203 | 0.153 | 0.044 | 0.112 | 0.36 | 0.115 | 0.418 | 0.084 |  | 0.007
6584 | 2004-10-01 | 08:00 | 0.454 | 0.025 | 0.377 | 0.61 | 0.346 | 0.039 | 0.553 | 0.267 | 0.616 | 0.093 |  | 0.329 | 0.015
6585 | 2004-10-01 | 09:00 | 0.508 | 0.608 | 0.602 | 0.836 | 0.556 | 0.231 | 0.565 | 0.273 | 0.761 | 0.199 | 0.141 | 0.609 | 0.315
6586 | 2004-10-01 | 10:00 | 0.508 | 0.715 | 0.362 | 0.994 | 0.655 | 0.232 | 0.881 | 0.402 | 0.811 | 0.098 | 0.431 | 0.815 | 0.585
6587 | 2004-10-01 | 11:00 | 0.472 | 0.6 | 0.55 | 1.003 | 0.868 | 0.246 | 0.54 | 0.649 | 0.583 | 0.287 | 0.55 | 0.932 | 0.765
6588 | 2004-10-01 | 12:00 | 0.479 | 0.841 | 0.606 | 0.908 | 0.907 | 0.373 | 0.316 | 0.801 | 0.684 | 0.289 | 0.618 | 0.974 | 0.873
6589 | 2004-10-01 | 13:00 | 0.266 | 0.703 | 0.438 | 0.697 | 0.872 | 0.56 | 0.371 | 0.671 | 0.541 | 0.296 | 0.599 | 1 | 0.923
6590 | 2004-10-01 | 14:00 | 0.205 | 0.595 | 0.211 | 0.622 | 0.746 | 0.344 | 0.378 | 0.488 | 0.332 | 0.21 | 0.786 | 0.901 | 0.905
6591 | 2004-10-01 | 15:00 | 0.075 | 0.351 | 0.005 | 0.398 | 0.589 | 0.099 | 0.119 | 0.192 | 0.202 | 0.129 | 0.735 | 0.761 | 0.815
6592 | 2004-10-01 | 16:00 | 0.002 | 0.292 |  | 0.093 | 0.305 |  |  |  | 0.005 | 0.023 | 0.553 | 0.537 | 0.669
6593 | 2004-10-01 | 17:00 |  | 0.023 |  |  | 0.016 | NWP: 0.367; RA: 0.273; CNV: 0.453
6594 | 2004-10-01 | 18:00 | [5 empty] | NWP: 0.033; RA: 0.002; CNV: 0.194
6595 | 2004-10-01 | 19:00
6596 | 2004-10-01 | 20:00
6597 | 2004-10-01 | 21:00
6598 | 2004-10-01 | 22:00
6599 | 2004-10-01 | 23:00
6600 | 2004-10-02 | 00:00
6601 | 2004-10-02 | 01:00
6602 | 2004-10-02 | 02:00
6603 | 2004-10-02 | 03:00
6604 | 2004-10-02 | 04:00
6605 | 2004-10-02 | 05:00 | [5 empty] | NE: 0.002
6606 | 2004-10-02 | 06:00 | 0.001 |  | 0.192 | 0.008 |  | NY: 0.005; NE: 0.095; FL: 0.079; STV: 0.187
6607 | 2004-10-02 | 07:00 | 0.05 |  | 0.48 | 0.296 | 0.002 | 0.065 | 0.225 | 0.278 | 0.452 | 0.014 |  | 0.007
6608 | 2004-10-02 | 08:00 | 0.158 | 0.167 | 0.561 | 0.575 | 0.01 | 0.159 | 0.236 | 0.328 | 0.681 | 0.069 |  | 0.322 | 0.001
6609 | 2004-10-02 | 09:00 | 0.238 | 0.307 | 0.816 | 0.802 | 0.172 | 0.208 | 0.203 | 0.425 | 0.833 | 0.306 | 0.008 | 0.609 | 0.084
6610 | 2004-10-02 | 10:00 | 0.279 | 0.44 | 0.92 | 0.832 | 0.094 | 0.233 | 0.086 | 0.51 | 0.915 | 0.7 | 0.097 | 0.813 | 0.247
6611 | 2004-10-02 | 11:00 | 0.307 | 0.249 | 0.844 | 0.799 | 0.239 | 0.291 | 0.211 | 0.866 | 0.92 | 0.548 | 0.293 | 0.93 | 0.509
6612 | 2004-10-02 | 12:00 | 0.539 | 0.466 | 0.784 | 0.892 | 0.228 | 0.268 | 0.064 | 0.791 | 0.8 | 0.343 | 0.324 | 0.976 | 0.556
6613 | 2004-10-02 | 13:00 | 0.521 | 0.621 | 0.668 | 0.794 | 0.28 | 0.232 | 0.042 | 0.69 | 0.75 | 0.211 | 0.156 | 0.881 | 0.394
6614 | 2004-10-02 | 14:00 | 0.403 | 0.649 | 0.449 | 0.676 | 0.165 | 0.146 | 0.079 | 0.515 | 0.325 | 0.346 | 0.161 | 0.763 | 0.616
6615 | 2004-10-02 | 15:00 | 0.212 | 0.356 | 0.087 | 0.477 | 0.246 | 0.019 |  | 0.268 | 0.003 | 0.592 | 0.056 | 0.505 | 0.755
6616 | 2004-10-02 | 16:00 | 0.007 | 0.185 | 0.001 | 0.183 | 0.111 |  |  | 0.007 |  | 0.276 | 0.079 | 0.195 | 0.642
6617 | 2004-10-02 | 17:00 |  | 0.003 |  |  | 0.004 | SPP: 0.003; NWP: 0.216; RA: 0.015; CNV: 0.454
6618 | 2004-10-02 | 18:00 | [5 empty] | NWP: 0.219; CNV: 0.194
6619 | 2004-10-02 | 19:00
6620 | 2004-10-02 | 20:00
6621 | 2004-10-02 | 21:00
6622 | 2004-10-02 | 22:00
6623 | 2004-10-02 | 23:00
6624 | 2004-10-03 | 00:00
6625 | 2004-10-03 | 01:00
6626 | 2004-10-03 | 02:00
6627 | 2004-10-03 | 03:00
6628 | 2004-10-03 | 04:00
6629 | 2004-10-03 | 05:00 | [5 empty] | NY: 0.001; NE: 0.004
6630 | 2004-10-03 | 06:00 | 0.018 |  | 0.003 | 0.005 |  | 0.231 | 0.2 | 0.067 | 0.172 | 0.001
6631 | 2004-10-03 | 07:00 | 0.311 | 0.01 | 0.105 | 0.306 |  | 0.474 | 0.39 | 0.15 | 0.449 | 0.256 |  | 0.001
6632 | 2004-10-03 | 08:00 | 0.56 | 0.244 | 0.273 | 0.597 | 0.001 | 0.662 | 0.33 | 0.222 | 0.68 | 0.536 |  | 0.234
6633 | 2004-10-03 | 09:00 | 0.746 | 0.606 | 0.228 | 0.82 | 0.2 | 0.844 | 0.11 | 0.252 | 0.829 | 0.774 | 0.195 | 0.495 | 0.006
6634 | 2004-10-03 | 10:00 | 0.838 | 0.766 | 0.117 | 0.931 | 0.203 | 0.808 | 0.198 | 0.254 | 0.917 | 0.918 | 0.465 | 0.739 | 0.179
6635 | 2004-10-03 | 11:00 | 0.859 | 0.667 | 0.119 | 1.008 | 0.119 | 0.901 | 0.216 | 0.331 | 0.913 | 0.985 | 0.636 | 0.558 | 0.193
6636 | 2004-10-03 | 12:00 | 0.835 | 0.608 | 0.258 | 0.968 | 0.465 | 0.759 | 0.155 | 0.549 | 0.879 | 0.965 | 0.772 | 0.713 | 0.33
6637 | 2004-10-03 | 13:00 | 0.738 | 0.851 | 0.226 | 0.881 | 0.914 | 0.582 | 0.145 | 0.357 | 0.689 | 0.879 | 0.903 | 0.292 | 0.349
6638 | 2004-10-03 | 14:00 | 0.568 | 0.686 | 0.025 | 0.159 | 0.646 | 0.414 | 0.001 | 0.376 | 0.509 | 0.751 | 0.855 | 0.755 | 0.301
6639 | 2004-10-03 | 15:00 | 0.331 | 0.417 | 0.002 | 0.056 | 0.461 | 0.08 |  | 0.105 | 0.262 | 0.541 | 0.811 | 0.674 | 0.476
6640 | 2004-10-03 | 16:00 | 0.052 | 0.296 |  | 0.001 | 0.15 |  |  | 0.001 | 0.004 | 0.267 | 0.661 | 0.387 | 0.653
6641 | 2004-10-03 | 17:00 |  | 0.009 |  |  |  | SPP: 0.003; NWP: 0.413; RA: 0.02; CNV: 0.365
6642 | 2004-10-03 | 18:00 | [5 empty] | NWP: 0.213; RA: 0.001; CNV: 0.072
6643 | 2004-10-03 | 19:00
6644 | 2004-10-03 | 20:00
6645 | 2004-10-03 | 21:00
6646 | 2004-10-03 | 22:00
6647 | 2004-10-03 | 23:00
6648 | 2004-10-04 | 00:00
6649 | 2004-10-04 | 01:00
6650 | 2004-10-04 | 02:00
6651 | 2004-10-04 | 03:00
6652 | 2004-10-04 | 04:00
6653 | 2004-10-04 | 05:00 | [5 empty] | NE: 0.001
6654 | 2004-10-04 | 06:00 | 0.028 |  | 0.018 | 0.004 |  | NY: 0.045; NE: 0.081; FL: 0.136; STV: 0.153
6655 | 2004-10-04 | 07:00 | 0.318 | 0.18 | 0.234 | 0.19 | 0.036 | 0.093 | 0.46 | 0.226 | 0.398 | 0.2
6656 | 2004-10-04 | 08:00 | 0.56 | 0.431 | 0.365 | 0.416 | 0.337 | 0.227 | 0.705 | 0.607 | 0.578 | 0.49 |  | 0.022 | 0.001
6657 | 2004-10-04 | 09:00 | 0.739 | 0.658 | 0.234 | 0.645 | 0.419 | 0.373 | 0.601 | 0.646 | 0.693 | 0.742 | 0.216 | 0.097 | 0.259
6658 | 2004-10-04 | 10:00 | 0.843 | 0.865 | 0.231 | 0.784 | 0.625 | 0.653 | 0.469 | 0.525 | 0.839 | 0.739 | 0.461 | 0.341 | 0.506
6659 | 2004-10-04 | 11:00 | 0.872 | 0.948 | 0.078 | 0.8 | 0.597 | 0.913 | 0.61 | 0.356 | 0.841 | 0.851 | 0.715 | 0.301 | 0.702
6660 | 2004-10-04 | 12:00 | 0.851 | 0.951 | 0.236 | 0.83 | 0.703 | 0.458 | 0.494 | 0.407 | 0.791 | 0.948 | 0.859 | 0.473 | 0.832
6661 | 2004-10-04 | 13:00 | 0.743 | 0.897 | 0.186 | 0.666 | 0.666 | 0.315 | 0.232 | 0.337 | 0.717 | 0.857 | 0.912 | 0.433 | 0.891
6662 | 2004-10-04 | 14:00 | 0.57 | 0.779 | 0.075 | 0.569 | 0.772 | 0.004 | 0.001 | 0.352 | 0.311 | 0.684 | 0.911 | 0.231 | 0.875
6663 | 2004-10-04 | 15:00 | 0.365 | 0.612 | 0.036 | 0.223 | 0.575 | 0.012 |  | 0.172 | 0.02 | 0.416 | 0.829 | 0.106 | 0.777
6664 | 2004-10-04 | 16:00 | 0.089 | 0.361 |  | 0.058 | 0.313 |  |  | 0.003 |  | 0.231 | 0.711 | 0.04 | 0.576
6665 | 2004-10-04 | 17:00 |  | 0.047 |  |  | 0.027 | SPP: 0.001; NWP: 0.448; RA: 0.001; CNV: 0.351
6666 | 2004-10-04 | 18:00 | [5 empty] | NWP: 0.163; CNV: 0.081
6667 | 2004-10-04 | 19:00
6668 | 2004-10-04 | 20:00
6669 | 2004-10-04 | 21:00
6670 | 2004-10-04 | 22:00
6671 | 2004-10-04 | 23:00
6672 | 2004-10-05 | 00:00
6673 | 2004-10-05 | 01:00
6674 | 2004-10-05 | 02:00
6675 | 2004-10-05 | 03:00
6676 | 2004-10-05 | 04:00
6677 | 2004-10-05 | 05:00 | [5 empty] | NE: 0.004
6678 | 2004-10-05 | 06:00 | 0.018 |  | 0.198 |  |  | NY: 0.149; NE: 0.205; FL: 0.079; STV: 0.081
6679 | 2004-10-05 | 07:00 | 0.312 | 0.131 | 0.436 | 0.003 | 0.095 | 0.423 | 0.275 | 0.351 | 0.361 | 0.004 |  | 0.001
6680 | 2004-10-05 | 08:00 | 0.53 | 0.428 | 0.482 | 0.049 | 0.417 | 0.571 | 0.538 | 0.605 | 0.634 | 0.048 |  |  | 0.005
6681 | 2004-10-05 | 09:00 | 0.74 | 0.649 | 0.645 | 0.155 | 0.664 | 0.797 | 0.966 | 0.66 | 0.81 | 0.153 | 0.179 | 0.092 | 0.176
6682 | 2004-10-05 | 10:00 | 0.817 | 0.76 | 0.485 | 0.542 | 0.833 | 0.869 | 0.738 | 0.742 | 0.909 | 0.261 | 0.434 | 0.093 | 0.437
6683 | 2004-10-05 | 11:00 | 0.775 | 0.825 | 0.514 | 0.886 | 0.928 | 0.884 | 0.68 | 0.847 | 0.88 | 0.267 | 0.656 | 0.187 | 0.606
6684 | 2004-10-05 | 12:00 | 0.75 | 0.864 | 0.554 | 0.852 | 0.958 | 0.66 | 0.64 | 0.682 | 0.826 | 0.26 | 0.785 | 0.19 | 0.658
6685 | 2004-10-05 | 13:00 | 0.685 | 0.808 | 0.542 | 0.732 | 0.921 | 0.334 | 0.471 | 0.698 | 0.664 | 0.296 | 0.835 | 0.184 | 0.605
6686 | 2004-10-05 | 14:00 | 0.523 | 0.704 | 0.445 | 0.448 | 0.813 | 0.064 | 0.207 | 0.528 | 0.454 | 0.095 | 0.85 | 0.164 | 0.642
6687 | 2004-10-05 | 15:00 | 0.237 | 0.546 | 0.198 | 0.176 | 0.634 | 0.002 | 0.017 | 0.275 | 0.219 | 0.159 | 0.777 | 0.112 | 0.301
6688 | 2004-10-05 | 16:00 | 0.006 | 0.306 |  | 0.005 | 0.387 |  |  | 0.006 | 0.001 | 0.017 | 0.627 | 0.086 | 0.183
6689 | 2004-10-05 | 17:00 |  | 0.028 |  |  | 0.079 | NWP: 0.412; RA: 0.006; CNV: 0.015
6690 | 2004-10-05 | 18:00 | [5 empty] | NWP: 0.164; CNV: 0.001
6691 | 2004-10-05 | 19:00
6692 | 2004-10-05 | 20:00
6693 | 2004-10-05 | 21:00
6694 | 2004-10-05 | 22:00
6695 | 2004-10-05 | 23:00
6696 | 2004-10-06 | 00:00
6697 | 2004-10-06 | 01:00
6698 | 2004-10-06 | 02:00
6699 | 2004-10-06 | 03:00
6700 | 2004-10-06 | 04:00
6701 | 2004-10-06 | 05:00 |  |  | 0.002 |  |  | NE: 0.009
6702 | 2004-10-06 | 06:00 |  |  | 0.194 |  |  | NY: 0.077; NE: 0.346; FL: 0.136; STV: 0.104
6703 | 2004-10-06 | 07:00 | 0.028 | 0.104 | 0.542 | 0.005 | 0.074 | 0.328 | 0.572 | 0.384 | 0.381 | 0.188 |  | 0.006
6704 | 2004-10-06 | 08:00 | 0.188 | 0.307 | 0.667 | 0.027 | 0.388 | 0.733 | 0.592 | 0.635 | 0.59 | 0.535 |  | 0.319 | 0.011
6705 | 2004-10-06 | 09:00 | 0.197 | 0.474 | 0.556 | 0.164 | 0.636 | 0.861 | 0.589 | 0.743 | 0.757 | 0.767 | 0.221 | 0.534 | 0.315
6706 | 2004-10-06 | 10:00 | 0.306 | 0.56 | 0.954 | 0.222 | 0.8 | 0.638 | 0.655 | 0.739 | 0.758 | 0.909 | 0.494 | 0.772 | 0.578
6707 | 2004-10-06 | 11:00 | 0.26 | 0.813 | 0.913 | 0.245 | 0.883 | 0.619 | 0.747 | 0.764 | 0.855 | 0.899 | 0.657 | 0.918 | 0.758
6708 | 2004-10-06 | 12:00 | 0.271 | 0.757 | 0.819 | 0.245 | 0.904 | 0.527 | 0.224 | 0.783 | 0.783 | 0.897 | 0.846 | 0.986 | 0.884
6709 | 2004-10-06 | 13:00 | 0.341 | 0.773 | 0.734 | 0.516 | 0.861 | 0.436 | 0.1 | 0.557 | 0.649 | 0.738 | 0.903 | 0.999 | 0.936
6710 | 2004-10-06 | 14:00 | 0.21 | 0.683 | 0.354 | 0.472 | 0.757 | 0.378 | 0.182 | 0.44 | 0.444 | 0.194 | 0.891 | 0.699 | 0.92
6711 | 2004-10-06 | 15:00 | 0.104 | 0.525 | 0.102 | 0.416 | 0.579 | 0.034 | 0.005 | 0.123 | 0.206 | 0.101 | 0.748 | 0.72 | 0.828
6712 | 2004-10-06 | 16:00 |  | 0.315 |  | 0.084 | 0.341 |  |  | 0.001 |  | 0.028 | 0.672 | 0.495 | 0.664
6713 | 2004-10-06 | 17:00 |  | 0.014 |  |  | 0.047 | NWP: 0.458; RA: 0.243; CNV: 0.429
6714 | 2004-10-06 | 18:00 | [5 empty] | NWP: 0.203; RA: 0.001; CNV: 0.156
6715 | 2004-10-06 | 19:00
6716 | 2004-10-06 | 20:00
6717 | 2004-10-06 | 21:00
6718 | 2004-10-06 | 22:00
6719 | 2004-10-06 | 23:00
6720 | 2004-10-07 | 00:00
6721 | 2004-10-07 | 01:00
6722 | 2004-10-07 | 02:00
6723 | 2004-10-07 | 03:00
6724 | 2004-10-07 | 04:00
6725 | 2004-10-07 | 05:00 | [5 empty] | NE: 0.003
6726 | 2004-10-07 | 06:00 | 0.001 |  | 0.022 |  |  | NY: 0.009; NE: 0.14; FL: 0.142; STV: 0.183
6727 | 2004-10-07 | 07:00 | 0.165 | 0.001 | 0.3 | 0.028 | 0.07 | 0.11 | 0.518 | 0.345 | 0.455 | 0.023 |  | 0.002
6728 | 2004-10-07 | 08:00 | 0.408 | 0.256 | 0.677 | 0.188 | 0.38 | 0.067 | 0.51 | 0.509 | 0.681 | 0.2 | 0.001 | 0.179 | 0.008
6729 | 2004-10-07 | 09:00 | 0.714 | 0.566 | 0.629 | 0.403 | 0.623 | 0.265 | 0.968 | 0.776 | 0.866 | 0.228 | 0.248 | 0.474 | 0.316
6730 | 2004-10-07 | 10:00 | 0.805 | 0.69 | 0.808 | 0.912 | 0.78 | 0.237 | 0.995 | 0.641 | 0.958 | 0.186 | 0.432 | 0.689 | 0.587
6731 | 2004-10-07 | 11:00 | 0.942 | 0.777 | 0.907 | 0.986 | 0.851 | 0.26 | 0.966 | 0.77 | 0.944 | 0.184 | 0.285 | 0.927 | 0.782
6732 | 2004-10-07 | 12:00 | 0.905 | 0.742 | 0.81 | 0.955 | 0.886 | 0.289 | 0.853 | 0.804 | 0.903 | 0.196 | 0.769 | 0.893 | 0.691
6733 | 2004-10-07 | 13:00 | 0.769 | 0.466 | 0.726 | 0.818 | 0.853 | 0.219 | 0.655 | 0.703 | 0.75 | 0.191 | 0.701 | 0.917 | 0.866
6734 | 2004-10-07 | 14:00 | 0.585 | 0.439 | 0.495 | 0.547 | 0.756 | 0.193 | 0.385 | 0.422 | 0.561 | 0.112 | 0.509 | 0.871 | 0.779
6735 | 2004-10-07 | 15:00 | 0.326 | 0.302 | 0.218 | 0.335 | 0.581 | 0.058 | 0.068 | 0.222 | 0.29 | 0.046 | 0.193 | 0.745 | 0.568
6736 | 2004-10-07 | 16:00 | 0.022 | 0.289 |  | 0.098 | 0.33 |  |  | 0.002 | 0.005 | 0.04 | 0.024 | 0.317 | 0.225
6737 | 2004-10-07 | 17:00 |  | 0.01 |  |  | 0.029 | NWP: 0.007; RA: 0.102; CNV: 0.256
6738 | 2004-10-07 | 18:00 | [5 empty] | NWP: 0.001; CNV: 0.038
6739 | 2004-10-07 | 19:00
6740 | 2004-10-07 | 20:00
6741 | 2004-10-07 | 21:00
6742 | 2004-10-07 | 22:00
6743 | 2004-10-07 | 23:00
6744 | 2004-10-08 | 00:00
6745 | 2004-10-08 | 01:00
6746 | 2004-10-08 | 02:00
6747 | 2004-10-08 | 03:00
6748 | 2004-10-08 | 04:00
6749 | 2004-10-08 | 05:00 |  |  | 0.002 |  |  | NE: 0.057
6750 | 2004-10-08 | 06:00 | 0.059 |  | 0.258 |  |  | 0.022 | 0.395 | 0.176 | 0.179 | 0.001
6751 | 2004-10-08 | 07:00 | 0.39 | 0.125 | 0.511 | 0.249 | 0.051 | 0.041 | 0.657 | 0.414 | 0.466 | 0.199 |  | 0.002
6752 | 2004-10-08 | 08:00 | 0.653 | 0.391 | 0.698 | 0.224 | 0.365 | 0.051 | 0.808 | 0.521 | 0.691 | 0.202 |  | 0.297 | 0.004
6753 | 2004-10-08 | 09:00 | 0.839 | 0.58 | 0.905 | 0.301 | 0.543 | 0.243 | 0.95 | 0.812 | 0.733 | 0.493 | 0.064 | 0.524 | 0.295
6754 | 2004-10-08 | 10:00 | 0.948 | 0.498 | 0.927 | 0.3 | 0.723 | 0.434 | 0.935 | 0.912 | 0.87 | 0.853 | 0.467 | 0.46 | 0.551
6755 | 2004-10-08 | 11:00 | 0.989 | 0.345 | 0.925 | 0.706 | 0.843 | 0.433 | 0.895 | 0.883 | 0.917 | 0.805 | 0.288 | 0.898 | 0.733
6756 | 2004-10-08 | 12:00 | 0.951 | 0.353 | 0.853 | 0.731 | 0.806 | 0.326 | 0.672 | 0.793 | 0.858 | 0.677 | 0.87 | 0.917 | 0.857
6757 | 2004-10-08 | 13:00 | 0.833 | 0.279 | 0.704 | 0.133 | 0.671 | 0.215 | 0.507 | 0.707 | 0.753 | 0.633 | 0.587 | 0.977 | 0.903
6758 | 2004-10-08 | 14:00 | 0.648 | 0.165 | 0.461 | 0.207 | 0.526 | 0.04 | 0.263 | 0.522 | 0.565 | 0.38 | 0.41 | 0.865 | 0.887
6759 | 2004-10-08 | 15:00 | 0.399 | 0.125 | 0.198 | 0.139 | 0.457 | 0.003 | 0.061 | 0.295 | 0.308 | 0.152 | 0.546 | 0.761 | 0.797
6760 | 2004-10-08 | 16:00 | 0.091 | 0.09 |  | 0.049 | 0.238 |  |  | 0.005 | 0.008 | 0.078 | 0.256 | 0.488 | 0.63
6761 | 2004-10-08 | 17:00 |  | 0.001 |  |  | 0.011 | SPP: 0.001; NWP: 0.347; RA: 0.252; CNV: 0.396
6762 | 2004-10-08 | 18:00 | [5 empty] | NWP: 0.181; RA: 0.001; CNV: 0.111
6763 | 2004-10-08 | 19:00
6764 | 2004-10-08 | 20:00
6765 | 2004-10-08 | 21:00
6766 | 2004-10-08 | 22:00
6767 | 2004-10-08 | 23:00
6768 | 2004-10-09 | 00:00
6769 | 2004-10-09 | 01:00
6770 | 2004-10-09 | 02:00
6771 | 2004-10-09 | 03:00
6772 | 2004-10-09 | 04:00
6773 | 2004-10-09 | 05:00 | [5 empty] | NY: 0.001; NE: 0.021
6774 | 2004-10-09 | 06:00 | 0.049 |  | 0.18 |  |  | 0.187 | 0.34 | 0.06 | 0.185 | 0.001
6775 | 2004-10-09 | 07:00 | 0.374 | 0.016 | 0.463 | 0.005 | 0.019 | 0.477 | 0.477 | 0.295 | 0.457 | 0.265 |  | 0.008
6776 | 2004-10-09 | 08:00 | 0.629 | 0.42 | 0.709 | 0.09 | 0.402 | 0.71 | 0.465 | 0.533 | 0.668 | 0.548 |  | 0.325 | 0.008
6777 | 2004-10-09 | 09:00 | 0.811 | 0.536 | 0.771 | 0.27 | 0.684 | 0.856 | 0.461 | 0.587 | 0.846 | 0.768 | 0.003 | 0.602 | 0.312
6778 | 2004-10-09 | 10:00 | 0.916 | 0.766 | 0.858 | 0.196 | 0.837 | 0.901 | 0.221 | 0.432 | 0.866 | 0.915 | 0.19 | 0.801 | 0.574
6779 | 2004-10-09 | 11:00 | 0.939 | 0.767 | 0.781 | 0.19 | 0.95 | 0.916 | 0.171 | 0.095 | 0.883 | 0.975 | 0.213 | 0.915 | 0.76
6780 | 2004-10-09 | 12:00 | 0.919 | 0.346 | 0.785 | 0.203 | 0.901 | 0.808 | 0.202 | 0.283 | 0.88 | 0.961 | 0.404 | 0.981 | 0.875
6781 | 2004-10-09 | 13:00 | 0.761 | 0.349 | 0.566 | 0.299 | 0.771 | 0.609 | 0.111 | 0.189 | 0.686 | 0.887 | 0.334 | 0.958 | 0.917
6782 | 2004-10-09 | 14:00 | 0.591 | 0.416 | 0.293 | 0.629 | 0.604 | 0.417 | 0.035 | 0.071 | 0.509 | 0.743 | 0.422 | 0.888 | 0.889
6783 | 2004-10-09 | 15:00 | 0.339 | 0.482 | 0.088 | 0.401 | 0.502 | 0.125 |  | 0.021 | 0.263 | 0.536 | 0.796 | 0.734 | 0.801
6784 | 2004-10-09 | 16:00 | 0.011 | 0.243 |  | 0.1 | 0.301 |  |  |  | 0.003 | 0.209 | 0.553 | 0.519 | 0.643
6785 | 2004-10-09 | 17:00 |  | 0.01 |  |  | 0.034 | NWP: 0.219; RA: 0.241; CNV: 0.413
6786 | 2004-10-09 | 18:00 | [5 empty] | NWP: 0.118; RA: 0.001; CNV: 0.132
6787 | 2004-10-09 | 19:00
6788 | 2004-10-09 | 20:00
6789 | 2004-10-09 | 21:00
6790 | 2004-10-09 | 22:00
6791 | 2004-10-09 | 23:00
6792 | 2004-10-10 | 00:00
6793 | 2004-10-10 | 01:00
6794 | 2004-10-10 | 02:00
6795 | 2004-10-10 | 03:00
6796 | 2004-10-10 | 04:00
6797 | 2004-10-10 | 05:00 | [5 empty] | NE: 0.023
6798 | 2004-10-10 | 06:00 | 0.025 |  | 0.148 | 0.003 |  | NY: 0.007; NE: 0.382; FL: 0.013; STV: 0.001
6799 | 2004-10-10 | 07:00 | 0.343 | 0.005 | 0.471 | 0.278 | 0.041 | 0.132 | 0.671 | 0.217 | 0.061 | 0.019 |  | 0.005
6800 | 2004-10-10 | 08:00 | 0.447 | 0.058 | 0.666 | 0.544 | 0.38 | 0.19 | 0.865 | 0.414 | 0.186 | 0.151 |  | 0.313 | 0.006
6801 | 2004-10-10 | 09:00 | 0.734 | 0.196 | 0.723 | 0.735 | 0.655 | 0.189 | 0.99 | 0.678 | 0.27 | 0.194 |  | 0.56 | 0.3
6802 | 2004-10-10 | 10:00 | 0.809 | 0.639 | 0.844 | 0.85 | 0.856 | 0.237 | 0.998 | 0.754 | 0.325 | 0.518 | 0.019 | 0.794 | 0.558
6803 | 2004-10-10 | 11:00 | 0.716 | 0.314 | 0.949 | 0.918 | 0.972 | 0.219 | 0.956 | 0.835 | 0.391 | 0.274 | 0.335 | 0.902 | 0.738
6804 | 2004-10-10 | 12:00 | 0.598 | 0.331 | 0.862 | 0.895 | 1.011 | 0.576 | 0.881 | 0.849 | 0.201 | 0.285 | 0.297 | 0.957 | 0.765
6805 | 2004-10-10 | 13:00 | 0.484 | 0.474 | 0.682 | 0.794 | 0.963 | 0.603 | 0.673 | 0.576 | 0.478 | 0.217 | 0.267 | 0.964 | 0.816
6806 | 2004-10-10 | 14:00 | 0.205 | 0.351 | 0.401 | 0.637 | 0.832 | 0.434 | 0.4 | 0.248 | 0.34 | 0.199 | 0.09 | 0.872 | 0.679
6807 | 2004-10-10 | 15:00 | 0.041 | 0.232 | 0.139 | 0.39 | 0.627 | 0.178 | 0.072 | 0.172 | 0.266 | 0.015 | 0.449 | 0.726 | 0.676
6808 | 2004-10-10 | 16:00 |  | 0.247 |  | 0.087 | 0.353 |  |  | 0.002 | 0.003 | 0.009 | 0.126 | 0.51 | 0.473
6809 | 2004-10-10 | 17:00 |  | 0.017 |  |  | 0.022 | NWP: 0.01; RA: 0.229; CNV: 0.099
6810 | 2004-10-10 | 18:00 | [5 empty] | NWP: 0.003; CNV: 0.027
6811 | 2004-10-10 | 19:00
6812 | 2004-10-10 | 20:00
6813 | 2004-10-10 | 21:00
6814 | 2004-10-10 | 22:00
6815 | 2004-10-10 | 23:00
6816 | 2004-10-11 | 00:00
6817 | 2004-10-11 | 01:00
6818 | 2004-10-11 | 02:00
6819 | 2004-10-11 | 03:00
6820 | 2004-10-11 | 04:00
6821 | 2004-10-11 | 05:00 | [5 empty] | NE: 0.012
6822 | 2004-10-11 | 06:00 |  |  | 0.013 |  |  | NY: 0.223; NE: 0.339; FL: 0.144; STV: 0.004
6823 | 2004-10-11 | 07:00 | 0.099 | 0.003 | 0.057 | 0.003 | 0.071 | 0.489 | 0.604 | 0.384 | 0.084 | 0.222 |  | 0.008
6824 | 2004-10-11 | 08:00 | 0.194 | 0.077 | 0.187 | 0.191 | 0.403 | 0.699 | 0.792 | 0.514 | 0.19 | 0.509 |  | 0.287 | 0.011
6825 | 2004-10-11 | 09:00 | 0.226 | 0.444 | 0.646 | 0.187 | 0.668 | 0.834 | 0.66 | 0.594 | 0.258 | 0.737 | 0.003 | 0.567 | 0.318
6826 | 2004-10-11 | 10:00 | 0.322 | 0.801 | 0.867 | 0.194 | 0.846 | 0.891 | 0.739 | 0.554 | 0.495 | 0.944 | 0.126 | 0.772 | 0.586
6827 | 2004-10-11 | 11:00 | 0.334 | 0.939 | 0.624 | 0.219 | 0.947 | 0.875 | 0.905 | 0.732 | 0.897 | 0.966 | 0.501 | 0.939 | 0.767
6828 | 2004-10-11 | 12:00 | 0.311 | 0.969 | 0.717 | 0.176 | 0.973 | 0.789 | 0.635 | 0.773 | 0.877 | 0.909 | 0.793 | 0.906 | 0.881
6829 | 2004-10-11 | 13:00 | 0.246 | 0.982 | 0.474 | 0.232 | 0.863 | 0.628 | 0.534 | 0.593 | 0.726 | 0.77 | 0.848 | 0.915 | 0.912
6830 | 2004-10-11 | 14:00 | 0.207 | 0.845 | 0.014 | 0.026 | 0.755 | 0.396 | 0.338 | 0.277 | 0.548 | 0.692 | 0.83 | 0.749 | 0.881
6831 | 2004-10-11 | 15:00 | 0.091 | 0.646 | 0.007 | 0.003 | 0.498 | 0.111 | 0.023 | 0.193 | 0.275 | 0.291 | 0.809 | 0.661 | 0.802
6832 | 2004-10-11 | 16:00 | 0.001 | 0.364 |  | 0.002 | 0.24 |  |  | 0.003 | 0.004 | 0.214 | 0.687 | 0.481 | 0.649
6833 | 2004-10-11 | 17:00 |  | 0.028 |  |  | 0.001 | NWP: 0.475; RA: 0.24; CNV: 0.418
6834 | 2004-10-11 | 18:00 | [5 empty] | NWP: 0.211; RA: 0.001; CNV: 0.134
6835 | 2004-10-11 | 19:00
6836 | 2004-10-11 | 20:00
6837 | 2004-10-11 | 21:00
6838 | 2004-10-11 | 22:00
6839 | 2004-10-11 | 23:00
6840 | 2004-10-12 | 00:00
6841 | 2004-10-12 | 01:00
6842 | 2004-10-12 | 02:00
6843 | 2004-10-12 | 03:00
6844 | 2004-10-12 | 04:00
6845 | 2004-10-12 | 05:00
6846 | 2004-10-12 | 06:00 |  |  | 0.216 |  |  | NY: 0.063; NE: 0.055; FL: 0.091; STV: 0.198
6847 | 2004-10-12 | 07:00 | 0.042 | 0.19 | 0.385 | 0.002 | 0.036 | 0.278 | 0.331 | 0.152 | 0.474 | 0.224 |  | 0.006
6848 | 2004-10-12 | 08:00 | 0.18 | 0.486 | 0.535 | 0.017 | 0.356 | 0.4 | 0.665 | 0.319 | 0.703 | 0.512 |  | 0.28 | 0.004
6849 | 2004-10-12 | 09:00 | 0.263 | 0.73 | 0.371 | 0.088 | 0.604 | 0.339 | 0.651 | 0.419 | 0.835 | 0.758 |  | 0.566 | 0.298
6850 | 2004-10-12 | 10:00 | 0.291 | 0.9 | 0.327 | 0.281 | 0.809 | 0.504 | 0.813 | 0.468 | 0.922 | 0.871 | 0.06 | 0.749 | 0.539
6851 | 2004-10-12 | 11:00 | 0.295 | 0.978 | 0.196 | 0.297 | 0.893 | 0.556 | 0.801 | 0.194 | 0.941 | 0.989 | 0.083 | 0.882 | 0.666
6852 | 2004-10-12 | 12:00 | 0.297 | 0.979 | 0.229 | 0.286 | 0.929 | 0.633 | 0.645 | 0.272 | 0.872 | 0.992 | 0.199 | 0.831 | 0.817
6853 | 2004-10-12 | 13:00 | 0.268 | 0.945 | 0.157 | 0.232 | 0.887 | 0.469 | 0.525 | 0.188 | 0.756 | 0.896 | 0.362 | 0.922 | 0.916
6854 | 2004-10-12 | 14:00 | 0.186 | 0.806 | 0.124 | 0.152 | 0.787 | 0.306 | 0.254 | 0.137 | 0.543 | 0.747 | 0.813 | 0.791 | 0.89
6855 | 2004-10-12 | 15:00 | 0.039 | 0.619 | 0.004 | 0.015 | 0.6 | 0.115 |  | 0.015 | 0.279 | 0.498 | 0.721 | 0.505 | 0.783
6856 | 2004-10-12 | 16:00 |  | 0.342 |  |  | 0.338 |  |  | 0.001 | 0.004 | 0.216 | 0.551 | 0.268 | 0.634
6857 | 2004-10-12 | 17:00 |  | 0.018 |  |  | 0.022 | NWP: 0.337; RA: 0.134; CNV: 0.397
6858 | 2004-10-12 | 18:00 | [5 empty] | NWP: 0.089; CNV: 0.101
6859 | 2004-10-12 | 19:00
6860 | 2004-10-12 | 20:00
6861 | 2004-10-12 | 21:00
6862 | 2004-10-12 | 22:00
6863 | 2004-10-12 | 23:00
6864 | 2004-10-13 | 00:00
6865 | 2004-10-13 | 01:00
6866 | 2004-10-13 | 02:00
6867 | 2004-10-13 | 03:00
6868 | 2004-10-13 | 04:00
6869 | 2004-10-13 | 05:00
6870 | 2004-10-13 | 06:00 | 0.01 |  | 0.001 |  |  | NY: 0.001; NE: 0.014; FL: 0.052; SPP: 0.001
6871 | 2004-10-13 | 07:00 | 0.23 | 0.198 | 0.029 | 0.002 |  | 0.038 | 0.102 | 0.234 | 0.033 | 0.251 |  | 0.006
6872 | 2004-10-13 | 08:00 | 0.383 | 0.488 | 0.085 | 0.131 | 0.004 | 0.037 | 0.139 | 0.403 | 0.352 | 0.536 |  | 0.32 | 0.005
6873 | 2004-10-13 | 09:00 | 0.393 | 0.712 | 0.135 | 0.219 | 0.142 | 0.191 | 0.212 | 0.491 | 0.699 | 0.764 | 0.004 | 0.574 | 0.289
6874 | 2004-10-13 | 10:00 | 0.398 | 0.859 | 0.168 | 0.292 | 0.192 | 0.31 | 0.092 | 0.43 | 0.725 | 0.902 | 0.078 | 0.727 | 0.597
6875 | 2004-10-13 | 11:00 | 0.149 | 0.937 | 0.124 | 0.281 | 0.089 | 0.094 | 0.112 | 0.349 | 0.815 | 0.952 | 0.172 | 0.884 | 0.788
6876 | 2004-10-13 | 12:00 | 0.277 | 0.927 | 0.232 | 0.129 | 0.28 | 0.24 | 0.205 | 0.231 | 0.715 | 0.975 | 0.241 | 0.933 | 0.927
6877 | 2004-10-13 | 13:00 | 0.234 | 0.888 | 0.2 | 0.1 | 0.254 | 0.154 | 0.128 | 0.238 | 0.588 | 0.867 | 0.242 | 0.926 | 0.969
6878 | 2004-10-13 | 14:00 | 0.026 | 0.798 | 0.082 | 0.035 | 0.213 | 0.103 | 0.073 | 0.136 | 0.261 | 0.739 | 0.255 | 0.841 | 0.942
6879 | 2004-10-13 | 15:00 | 0.024 | 0.612 | 0.006 | 0.006 | 0.195 | 0.003 |  | 0.03 | 0.094 | 0.516 | 0.212 | 0.662 | 0.841
6880 | 2004-10-13 | 16:00 |  | 0.344 |  |  | 0.056 | SPP: 0.233; NWP: 0.19; RA: 0.354; CNV: 0.669
6881 | 2004-10-13 | 17:00 |  | 0.023 |  |  |  | NWP: 0.061; RA: 0.127; CNV: 0.42
6882 | 2004-10-13 | 18:00 | [5 empty] | NWP: 0.004; CNV: 0.117
6883 | 2004-10-13 | 19:00
6884 | 2004-10-13 | 20:00
6885 | 2004-10-13 | 21:00
6886 | 2004-10-13 | 22:00
6887 | 2004-10-13 | 23:00
6888 | 2004-10-14 | 00:00
6889 | 2004-10-14 | 01:00
6890 | 2004-10-14 | 02:00
6891 | 2004-10-14 | 03:00
6892 | 2004-10-14 | 04:00
6893 | 2004-10-14 | 05:00
6894 | 2004-10-14 | 06:00 |  |  | 0.002 |  |  | NY: 0.021; NE: 0.004; FL: 0.01; STV: 0.18
6895 | 2004-10-14 | 07:00 | 0.054 | 0.192 | 0.147 | 0.011 |  | 0.186 | 0.029 | 0.167 | 0.476 | 0.245 |  | 0.004
6896 | 2004-10-14 | 08:00 | 0.209 | 0.414 | 0.214 | 0.133 | 0.002 | 0.093 | 0.112 | 0.342 | 0.722 | 0.533 |  | 0.265 | 0.003
6897 | 2004-10-14 | 09:00 | 0.499 | 0.622 | 0.263 | 0.21 | 0.189 | 0.289 | 0.117 | 0.459 | 0.892 | 0.741 |  | 0.541 | 0.284
6898 | 2004-10-14 | 10:00 | 0.724 | 0.775 | 0.305 | 0.55 | 0.227 | 0.295 | 0.134 | 0.333 | 0.975 | 0.89 | 0.006 | 0.724 | 0.572
6899 | 2004-10-14 | 11:00 | 0.774 | 0.638 | 0.298 | 0.499 | 0.267 | 0.154 | 0.131 | 0.363 | 0.983 | 0.923 | 0.028 | 0.821 | 0.786
6900 | 2004-10-14 | 12:00 | 0.881 | 0.891 | 0.374 | 0.261 | 0.292 | 0.291 | 0.216 | 0.244 | 0.907 | 0.905 | 0.03 | 0.703 | 0.92
6901 | 2004-10-14 | 13:00 | 0.772 | 0.88 | 0.443 | 0.095 | 0.28 | 0.233 | 0.19 | 0.208 | 0.757 | 0.847 | 0.209 | 0.863 | 0.961
6902 | 2004-10-14 | 14:00 | 0.624 | 0.775 | 0.288 | 0.154 | 0.222 | 0.127 | 0.059 | 0.042 | 0.542 | 0.703 | 0.104 | 0.758 | 0.915
6903 | 2004-10-14 | 15:00 | 0.362 | 0.595 | 0.053 | 0.112 | 0.193 | 0.005 | 0.001 | 0.041 | 0.269 | 0.485 | 0.192 | 0.707 | 0.818
6904 | 2004-10-14 | 16:00 | 0.03 | 0.33 |  | 0.008 | 0.013 |  |  |  | 0.002 | 0.216 | 0.132 | 0.519 | 0.638
6905 | 2004-10-14 | 17:00 |  | 0.017 |  |  |  | NWP: 0.08; RA: 0.232; CNV: 0.386
6906 | 2004-10-14 | 18:00 | [5 empty] | NWP: 0.002; CNV: 0.085
6907 | 2004-10-14 | 19:00
6908 | 2004-10-14 | 20:00
6909 | 2004-10-14 | 21:00
6910 | 2004-10-14 | 22:00
6911 | 2004-10-14 | 23:00
6912 | 2004-10-15 | 00:00
6913 | 2004-10-15 | 01:00
6914 | 2004-10-15 | 02:00
6915 | 2004-10-15 | 03:00
6916 | 2004-10-15 | 04:00
6917 | 2004-10-15 | 05:00 |  |  | 0.001 |  |  | NE: 0.013
6918 | 2004-10-15 | 06:00 | 0.046 |  | 0.268 | 0.003 |  | NY: 0.121; NE: 0.347; FL: 0.036; STV: 0.191
6919 | 2004-10-15 | 07:00 | 0.393 | 0.187 | 0.566 | 0.295 | 0.092 | 0.233 | 0.626 | 0.074 | 0.474 | 0.004 |  | 0.005
6920 | 2004-10-15 | 08:00 | 0.672 | 0.461 | 0.794 | 0.574 | 0.439 | 0.54 | 0.792 | 0.245 | 0.712 | 0.128 |  | 0.308 | 0.005
6921 | 2004-10-15 | 09:00 | 0.865 | 0.69 | 0.945 | 0.788 | 0.725 | 0.351 | 0.47 | 0.46 | 0.853 | 0.701 | 0.002 | 0.575 | 0.305
6922 | 2004-10-15 | 10:00 | 0.882 | 0.84 | 0.925 | 0.923 | 0.925 | 0.402 | 0.373 | 0.624 | 0.94 | 0.911 | 0.018 | 0.806 | 0.566
6923 | 2004-10-15 | 11:00 | 0.925 | 0.737 | 0.864 | 0.938 | 1.043 | 0.501 | 0.68 | 0.783 | 0.936 | 0.854 | 0.097 | 0.944 | 0.725
6924 | 2004-10-15 | 12:00 | 0.883 | 0.869 | 0.572 | 0.636 | 1.072 | 0.629 | 0.459 | 0.82 | 0.854 | 0.965 | 0.318 | 0.932 | 0.855
6925 | 2004-10-15 | 13:00 | 0.737 | 0.824 | 0.369 | 0.694 | 1.016 | 0.424 | 0.604 | 0.729 | 0.726 | 0.826 | 0.555 | 0.887 | 0.918
6926 | 2004-10-15 | 14:00 | 0.499 | 0.688 | 0.3 | 0.571 | 0.885 | 0.177 | 0.319 | 0.486 | 0.524 | 0.669 | 0.82 | 0.872 | 0.905
6927 | 2004-10-15 | 15:00 | 0.215 | 0.498 | 0.004 | 0.267 | 0.677 | 0.01 | 0.02 | 0.251 | 0.27 | 0.443 | 0.354 | 0.778 | 0.812
6928 | 2004-10-15 | 16:00 | 0.003 | 0.317 |  | 0.012 | 0.363 |  |  | 0.002 | 0.002 | 0.222 | 0.324 | 0.411 | 0.648
6929 | 2004-10-15 | 17:00 |  | 0.02 |  |  | 0.03 | NWP: 0.063; RA: 0.212; CNV: 0.399
6930 | 2004-10-15 | 18:00 | [5 empty] | NWP: 0.027; CNV: 0.094
6931 | 2004-10-15 | 19:00
6932 | 2004-10-15 | 20:00
6933 | 2004-10-15 | 21:00
6934 | 2004-10-15 | 22:00
6935 | 2004-10-15 | 23:00
6936 | 2004-10-16 | 00:00
6937 | 2004-10-16 | 01:00
6938 | 2004-10-16 | 02:00
6939 | 2004-10-16 | 03:00
6940 | 2004-10-16 | 04:00
6941 | 2004-10-16 | 05:00 | [5 empty] | NE: 0.001
6942 | 2004-10-16 | 06:00 | 0.001 |  | 0.24 | 0.001 |  | NE: 0.189; FL: 0.187; STV: 0.032
6943 | 2004-10-16 | 07:00 | 0.03 | 0.154 | 0.506 | 0.252 | 0.003 | 0.19 | 0.258 | 0.457 | 0.319 | 0.209 |  | 0.004
6944 | 2004-10-16 | 08:00 | 0.109 | 0.468 | 0.741 | 0.565 | 0.28 | 0.294 | 0.375 | 0.668 | 0.463 | 0.527 |  | 0.329 | 0.001
6945 | 2004-10-16 | 09:00 | 0.242 | 0.708 | 0.829 | 0.772 | 0.56 | 0.636 | 0.473 | 0.889 | 0.58 | 0.75 | 0.005 | 0.618 | 0.242
6946 | 2004-10-16 | 10:00 | 0.262 | 0.87 | 0.566 | 0.897 | 0.744 | 0.707 | 0.264 | 0.846 | 0.685 | 0.897 | 0.001 | 0.808 | 0.492
6947 | 2004-10-16 | 11:00 | 0.257 | 0.939 | 0.499 | 0.938 | 0.92 | 0.525 | 0.222 | 0.958 | 0.777 | 0.97 | 0.1 | 0.879 | 0.663
6948 | 2004-10-16 | 12:00 | 0.293 | 0.946 | 0.46 | 0.912 | 0.906 | 0.688 | 0.203 | 0.846 | 0.703 | 0.969 | 0.047 | 0.903 | 0.811
6949 | 2004-10-16 | 13:00 | 0.224 | 0.903 | 0.127 | 0.834 | 0.87 | 0.648 | 0.05 | 0.654 | 0.563 | 0.888 | 0.276 | 0.879 | 0.88
6950 | 2004-10-16 | 14:00 | 0.144 | 0.759 | 0.031 | 0.645 | 0.727 | 0.449 | 0.003 | 0.544 | 0.197 | 0.736 | 0.774 | 0.779 | 0.866
6951 | 2004-10-16 | 15:00 | 0.04 | 0.576 | 0.001 | 0.395 | 0.542 | 0.144 |  | 0.275 | 0.038 | 0.507 | 0.545 | 0.633 | 0.758
6952 | 2004-10-16 | 16:00 |  | 0.317 |  | 0.085 | 0.201 |  |  | 0.006 |  | 0.22 | 0.005 | 0.458 | 0.571
6953 | 2004-10-16 | 17:00 |  | 0.011 |  |  | 0.001 | NWP: 0.381; RA: 0.099; CNV: 0.328
6954 | 2004-10-16 | 18:00 | [5 empty] | NWP: 0.017; CNV: 0.034
6955 | 2004-10-16 | 19:00
6956 | 2004-10-16 | 20:00
6957 | 2004-10-16 | 21:00
6958 | 2004-10-16 | 22:00
6959 | 2004-10-16 | 23:00
6960 | 2004-10-17 | 00:00
6961 | 2004-10-17 | 01:00
6962 | 2004-10-17 | 02:00
6963 | 2004-10-17 | 03:00
6964 | 2004-10-17 | 04:00
6965 | 2004-10-17 | 05:00 | [5 empty] | NY: 0.001
6966 | 2004-10-17 | 06:00 | 0.012 |  | 0.003 | 0.005 |  | NY: 0.263; NE: 0.008; FL: 0.162; STV: 0.2
6967 | 2004-10-17 | 07:00 | 0.346 | 0.132 | 0.022 | 0.308 | 0.025 | 0.556 | 0.044 | 0.372 | 0.427 | 0.216
6968 | 2004-10-17 | 08:00 | 0.633 | 0.431 | 0.068 | 0.594 | 0.303 | 0.784 | 0.162 | 0.672 | 0.652 | 0.506 |  | 0.062 | 0.001
6969 | 2004-10-17 | 09:00 | 0.832 | 0.677 | 0.108 | 0.806 | 0.436 | 0.921 | 0.184 | 0.803 | 0.684 | 0.734 |  | 0.168 | 0.266
6970 | 2004-10-17 | 10:00 | 0.849 | 0.846 | 0.144 | 0.942 | 0.471 | 0.978 | 0.218 | 0.871 | 0.617 | 0.879 | 0.042 | 0.387 | 0.527
6971 | 2004-10-17 | 11:00 | 0.914 | 0.928 | 0.288 | 1.004 | 0.303 | 0.954 | 0.252 | 0.892 | 0.371 | 0.946 | 0.143 | 0.48 | 0.686
6972 | 2004-10-17 | 12:00 | 0.912 | 0.939 | 0.255 | 0.968 | 0.211 | 0.855 | 0.207 | 0.829 | 0.307 | 0.934 | 0.142 | 0.283 | 0.83
6973 | 2004-10-17 | 13:00 | 0.831 | 0.879 | 0.198 | 0.851 | 0.227 | 0.643 | 0.118 | 0.494 | 0.383 | 0.847 | 0.242 | 0.48 | 0.895
6974 | 2004-10-17 | 14:00 | 0.614 | 0.75 | 0.016 | 0.671 | 0.208 | 0.415 | 0.041 | 0.431 | 0.017 | 0.638 | 0.836 | 0.344 | 0.88
6975 | 2004-10-17 | 15:00 | 0.337 | 0.548 | 0.005 | 0.38 | 0.158 | 0.094 |  | 0.237 | 0.035 | 0.406 | 0.765 | 0.319 | 0.777
6976 | 2004-10-17 | 16:00 | 0.013 | 0.28 |  | 0.057 | 0.024 |  |  |  | 0.001 | 0.156 | 0.606 | 0.373 | 0.6
6977 | 2004-10-17 | 17:00 |  | 0.004 |  |  |  | NWP: 0.36; RA: 0.071; CNV: 0.349
6978 | 2004-10-17 | 18:00 | [5 empty] | NWP: 0.025; CNV: 0.048
6979 | 2004-10-17 | 19:00
6980 | 2004-10-17 | 20:00
6981 | 2004-10-17 | 21:00
6982 | 2004-10-17 | 22:00
6983 | 2004-10-17 | 23:00
6984 | 2004-10-18 | 00:00
6985 | 2004-10-18 | 01:00
6986 | 2004-10-18 | 02:00
6987 | 2004-10-18 | 03:00
6988 | 2004-10-18 | 04:00
6989 | 2004-10-18 | 05:00 | [5 empty] | NE: 0.001
6990 | 2004-10-18 | 06:00 | 0.015 |  | 0.042 |  |  | NY: 0.037; NE: 0.058; FL: 0.073; STV: 0.191
6991 | 2004-10-18 | 07:00 | 0.302 | 0.136 | 0.267 | 0.002 | 0.002 | 0.227 | 0.478 | 0.19 | 0.46 | 0.222
6992 | 2004-10-18 | 08:00 | 0.222 | 0.42 | 0.349 | 0.009 | 0.025 | 0.26 | 0.751 | 0.196 | 0.677 | 0.502 |  | 0.016 | 0.001
6993 | 2004-10-18 | 09:00 | 0.453 | 0.641 | 0.419 | 0.166 | 0.494 | 0.469 | 0.308 | 0.418 | 0.792 | 0.733 | 0.214 | 0.264 | 0.236
6994 | 2004-10-18 | 10:00 | 0.385 | 0.76 | 0.551 | 0.126 | 0.819 | 0.473 | 0.31 | 0.444 | 0.696 | 0.884 | 0.479 | 0.322 | 0.488
6995 | 2004-10-18 | 11:00 | 0.806 | 0.74 | 0.713 | 0.197 | 0.942 | 0.254 | 0.283 | 0.544 | 0.84 | 0.903 | 0.726 | 0.853 | 0.684
6996 | 2004-10-18 | 12:00 | 0.342 | 0.869 | 0.428 | 0.196 | 0.962 | 0.156 | 0.626 | 0.636 | 0.806 | 0.897 | 0.858 | 0.984 | 0.811
6997 | 2004-10-18 | 13:00 | 0.354 | 0.792 | 0.52 | 0.249 | 0.902 | 0.095 | 0.593 | 0.387 | 0.538 | 0.813 | 0.924 | 0.979 | 0.857
6998 | 2004-10-18 | 14:00 | 0.025 | 0.715 | 0.34 | 0.082 | 0.454 | 0.011 | 0.352 | 0.271 | 0.234 | 0.66 | 0.913 | 0.897 | 0.83
6999 | 2004-10-18 | 15:00 | 0.062 | 0.511 | 0.057 | 0.07 | 0.333 |  | 0.021 | 0.076 | 0.116 | 0.467 | 0.847 | 0.763 | 0.728
7000 | 2004-10-18 | 16:00 |  | 0.266 |  |  | 0.321 |  |  | 0.001 | 0.001 | 0.173 | 0.694 | 0.52 | 0.519
7001 | 2004-10-18 | 17:00 |  | 0.005 |  |  | 0.007 | NWP: 0.456; RA: 0.219; CNV: 0.284
7002 | 2004-10-18 | 18:00 | [5 empty] | NWP: 0.175; CNV: 0.014
7003 | 2004-10-18 | 19:00
7004 | 2004-10-18 | 20:00
7005 | 2004-10-18 | 21:00
7006 | 2004-10-18 | 22:00
7007 | 2004-10-18 | 23:00
7008 | 2004-10-19 | 00:00
7009 | 2004-10-19 | 01:00
7010 | 2004-10-19 | 02:00
7011 | 2004-10-19 | 03:00
7012 | 2004-10-19 | 04:00
7013 | 2004-10-19 | 05:00 | [5 empty] | NE: 0.005
7014 | 2004-10-19 | 06:00 |  |  | 0.247 |  |  | NY: 0.011; NE: 0.316; FL: 0.023; STV: 0.112
7015 | 2004-10-19 | 07:00 | 0.268 | 0.144 | 0.537 | 0.004 | 0.002 | 0.128 | 0.566 | 0.278 | 0.394 | 0.22 |  | 0.007
7016 | 2004-10-19 | 08:00 | 0.534 | 0.425 | 0.778 | 0.146 | 0.253 | 0.071 | 0.49 | 0.189 | 0.56 | 0.505 |  | 0.338 | 0.001
7017 | 2004-10-19 | 09:00 | 0.761 | 0.651 | 0.918 | 0.134 | 0.38 | 0.296 | 0.618 | 0.428 | 0.779 | 0.717 | 0.216 | 0.637 | 0.209
7018 | 2004-10-19 | 10:00 | 0.891 | 0.733 | 0.981 | 0.218 | 0.503 | 0.282 | 0.696 | 0.248 | 0.823 | 0.844 | 0.476 | 0.844 | 0.463
7019 | 2004-10-19 | 11:00 | 0.951 | 0.727 | 0.962 | 0.267 | 0.564 | 0.14 | 0.789 | 0.184 | 0.78 | 0.907 | 0.667 | 0.953 | 0.69
7020 | 2004-10-19 | 12:00 | 0.903 | 0.878 | 0.864 | 0.244 | 0.749 | 0.258 | 0.739 | 0.397 | 0.608 | 0.856 | 0.842 | 1.03 | 0.735
7021 | 2004-10-19 | 13:00 | 0.794 | 0.765 | 0.693 | 0.24 | 0.797 | 0.215 | 0.583 | 0.261 | 0.638 | 0.786 | 0.898 | 0.93 | 0.793
7022 | 2004-10-19 | 14:00 | 0.617 | 0.685 | 0.447 | 0.041 | 0.671 | 0.087 | 0.333 | 0.144 | 0.308 | 0.694 | 0.885 | 0.933 | 0.733
7023 | 2004-10-19 | 15:00 | 0.361 | 0.508 | 0.151 | 0.003 | 0.361 | 0.005 | 0.013 | 0.081 | 0.089 | 0.466 | 0.791 | 0.772 | 0.647
7024 | 2004-10-19 | 16:00 | 0.037 | 0.231 |  |  | 0.108 |  |  | 0.001 |  | 0.192 | 0.647 | 0.534 | 0.349
7025 | 2004-10-19 | 17:00 |  | 0.007 |  |  | 0.001 | NWP: 0.433; RA: 0.236; CNV: 0.292
7026 | 2004-10-19 | 18:00 | [5 empty] | NWP: 0.16; CNV: 0.017
7027 | 2004-10-19 | 19:00
7028 | 2004-10-19 | 20:00
7029 | 2004-10-19 | 21:00
7030 | 2004-10-19 | 22:00
7031 | 2004-10-19 | 23:00
7032 | 2004-10-20 | 00:00
7033 | 2004-10-20 | 01:00
7034 | 2004-10-20 | 02:00
7035 | 2004-10-20 | 03:00
7036 | 2004-10-20 | 04:00
7037 | 2004-10-20 | 05:00 |  |  | 0.002
7038 | 2004-10-20 | 06:00 |  |  | 0.283 | 0.002 |  | NY: 0.044; NE: 0.028; FL: 0.201
7039 | 2004-10-20 | 07:00 | 0.192 | 0.156 | 0.562 | 0.293 | 0.006 | 0.196 | 0.239 | 0.467 | 0.088 | 0.245 |  | 0.002
7040 | 2004-10-20 | 08:00 | 0.354 | 0.435 | 0.789 | 0.582 | 0.309 | 0.31 | 0.132 | 0.69 | 0.195 | 0.539 |  | 0.237
7041 | 2004-10-20 | 09:00 | 0.548 | 0.662 | 0.925 | 0.806 | 0.522 | 0.469 | 0.19 | 0.783 | 0.664 | 0.76 | 0.215 | 0.493 | 0.045
7042 | 2004-10-20 | 10:00 | 0.337 | 0.749 | 0.985 | 0.915 | 0.708 | 0.452 | 0.751 | 0.847 | 0.796 | 0.89 | 0.483 | 0.471 | 0.17
7043 | 2004-10-20 | 11:00 | 0.755 | 0.895 | 0.947 | 0.958 | 0.784 | 0.559 | 0.813 | 0.874 | 0.805 | 0.932 | 0.679 | 0.443 | 0.226
7044 | 2004-10-20 | 12:00 | 0.236 | 0.836 | 0.867 | 0.915 | 0.755 | 0.812 | 0.666 | 0.69 | 0.392 | 0.944 | 0.791 | 0.741 | 0.215
7045 | 2004-10-20 | 13:00 | 0.206 | 0.798 | 0.701 | 0.844 | 0.696 | 0.447 | 0.483 | 0.692 | 0.631 | 0.85 | 0.841 | 0.761 | 0.294
7046 | 2004-10-20 | 14:00 | 0.005 | 0.697 | 0.468 | 0.648 | 0.626 | 0.306 | 0.327 | 0.536 | 0.334 | 0.711 | 0.83 | 0.785 | 0.325
7047 | 2004-10-20 | 15:00 | 0.015 | 0.446 | 0.185 | 0.399 | 0.381 | 0.117 | 0.012 | 0.276 | 0.209 | 0.488 | 0.755 | 0.412 | 0.239
7048 | 2004-10-20 | 16:00 |  | 0.281 |  | 0.064 | 0.183 |  |  | 0.005 | 0.001 | 0.211 | 0.624 | 0.092 | 0.192
7049 | 2004-10-20 | 17:00 |  | 0.009 |  |  |  | NWP: 0.441; RA: 0.001; CNV: 0.109
7050 | 2004-10-20 | 18:00 | [5 empty] | NWP: 0.161; CNV: 0.069
7051 | 2004-10-20 | 19:00
7052 | 2004-10-20 | 20:00
7053 | 2004-10-20 | 21:00
7054 | 2004-10-20 | 22:00
7055 | 2004-10-20 | 23:00
7056 | 2004-10-21 | 00:00
7057 | 2004-10-21 | 01:00
7058 | 2004-10-21 | 02:00
7059 | 2004-10-21 | 03:00
7060 | 2004-10-21 | 04:00
7061 | 2004-10-21 | 05:00 | [5 empty] | NY: 0.001
7062 | 2004-10-21 | 06:00 | 0.01 |  | 0.244 |  |  | NY: 0.274; NE: 0.001; FL: 0.159; STV: 0.002
7063 | 2004-10-21 | 07:00 | 0.328 | 0.014 | 0.529 | 0.272 |  | 0.543 | 0.072 | 0.433 | 0.06 | 0.25 |  | 0.004
7064 | 2004-10-21 | 08:00 | 0.587 | 0.128 | 0.742 | 0.573 | 0.284 | 0.743 | 0.724 | 0.654 | 0.587 | 0.529 |  | 0.295 | 0.005
7065 | 2004-10-21 | 09:00 | 0.778 | 0.433 | 0.861 | 0.8 | 0.457 | 0.8 | 0.845 | 0.805 | 0.68 | 0.737 | 0.18 | 0.542 | 0.273
7066 | 2004-10-21 | 10:00 | 0.889 | 0.605 | 0.943 | 0.932 | 0.682 | 0.845 | 0.805 | 0.887 | 0.757 | 0.865 | 0.444 | 0.63 | 0.542
7067 | 2004-10-21 | 11:00 | 0.923 | 0.741 | 0.926 | 0.987 | 0.613 | 0.799 | 0.663 | 0.898 | 0.728 | 0.91 | 0.679 | 0.889 | 0.732
7068 | 2004-10-21 | 12:00 | 0.895 | 0.729 | 0.773 | 0.951 | 0.389 | 0.705 | 0.243 | 0.833 | 0.698 | 0.898 | 0.814 | 0.841 | 0.845
7069 | 2004-10-21 | 13:00 | 0.786 | 0.775 | 0.508 | 0.838 | 0.468 | 0.552 | 0.032 | 0.663 | 0.473 | 0.831 | 0.817 | 0.664 | 0.885
7070 | 2004-10-21 | 14:00 | 0.591 | 0.482 | 0.272 | 0.648 | 0.119 | 0.249 |  | 0.466 | 0.452 | 0.692 | 0.866 | 0.818 | 0.894
7071 | 2004-10-21 | 15:00 | 0.316 | 0.304 | 0.006 | 0.375 | 0.019 | 0.047 |  | 0.215 | 0.204 | 0.464 | 0.776 | 0.446 | 0.771
7072 | 2004-10-21 | 16:00 | 0.01 | 0.128 |  | 0.035 | 0.002 |  |  | 0.001 | 0.001 | 0.196 | 0.629 | 0.315 | 0.63
7073 | 2004-10-21 | 17:00 | [5 empty] | NWP: 0.401; RA: 0.047; CNV: 0.393
7074 | 2004-10-21 | 18:00 | [5 empty] | NWP: 0.108; CNV: 0.081
7075 | 2004-10-21 | 19:00
7076 | 2004-10-21 | 20:00
7077 | 2004-10-21 | 21:00
7078 | 2004-10-21 | 22:00
7079 | 2004-10-21 | 23:00
7080 | 2004-10-22 | 00:00
7081 | 2004-10-22 | 01:00
7082 | 2004-10-22 | 02:00
7083 | 2004-10-22 | 03:00
7084 | 2004-10-22 | 04:00
7085 | 2004-10-22 | 05:00
7086 | 2004-10-22 | 06:00 |  |  | 0.198 | 0.002 |  | NY: 0.193; NE: 0.319; FL: 0.086; STV: 0.002
7087 | 2004-10-22 | 07:00 | 0.098 |  | 0.475 | 0.188 | 0.02 | 0.447 | 0.533 | 0.304 | 0.1 | 0.129 |  | 0.005
7088 | 2004-10-22 | 08:00 | 0.533 | 0.005 | 0.687 | 0.418 | 0.373 | 0.619 | 0.701 | 0.431 | 0.137 | 0.344 |  | 0.277 | 0.01
7089 | 2004-10-22 | 09:00 | 0.448 | 0.279 | 0.757 | 0.625 | 0.659 | 0.545 | 0.765 | 0.422 | 0.695 | 0.212 | 0.213 | 0.514 | 0.325
7090 | 2004-10-22 | 10:00 | 0.609 | 0.266 | 0.804 | 0.755 | 0.866 | 0.444 | 0.835 | 0.802 | 0.831 | 0.592 | 0.479 | 0.824 | 0.607
7091 | 2004-10-22 | 11:00 | 0.545 | 0.371 | 0.793 | 0.822 | 0.971 | 0.374 | 0.808 | 0.542 | 0.812 | 0.853 | 0.664 | 0.946 | 0.807
7092 | 2004-10-22 | 12:00 | 0.883 | 0.625 | 0.718 | 0.786 | 0.937 | 0.573 | 0.72 | 0.699 | 0.751 | 0.493 | 0.83 | 0.973 | 0.892
7093 | 2004-10-22 | 13:00 | 0.747 | 0.363 | 0.576 | 0.612 | 0.851 | 0.408 | 0.59 | 0.471 | 0.694 | 0.644 | 0.893 | 0.962 | 0.911
7094 | 2004-10-22 | 14:00 | 0.574 | 0.679 | 0.388 | 0.228 | 0.661 | 0.34 | 0.307 | 0.344 | 0.422 | 0.035 | 0.886 | 0.867 | 0.839
7095 | 2004-10-22 | 15:00 | 0.292 | 0.335 | 0.093 | 0.018 | 0.422 | 0.039 | 0.01 | 0.049 | 0.235 | 0.025 | 0.812 | 0.728 | 0.801
7096 | 2004-10-22 | 16:00 | 0.005 | 0.264 |  |  | 0.172 |  |  |  | 0.001 | 0.001 | 0.655 | 0.48 | 0.653
7097 | 2004-10-22 | 17:00 |  | 0.002 |  |  |  | NWP: 0.429; RA: 0.221; CNV: 0.409
7098 | 2004-10-22 | 18:00 | [5 empty] | NWP: 0.145; CNV: 0.099
7099 | 2004-10-22 | 19:00
7100 | 2004-10-22 | 20:00
7101 | 2004-10-22 | 21:00
7102 | 2004-10-22 | 22:00
7103 | 2004-10-22 | 23:00
7104 | 2004-10-23 | 00:00
7105 | 2004-10-23 | 01:00
7106 | 2004-10-23 | 02:00
7107 | 2004-10-23 | 03:00
7108 | 2004-10-23 | 04:00
7109 | 2004-10-23 | 05:00 | [5 empty] | NE: 0.001
7110 | 2004-10-23 | 06:00 | 0.011 |  | 0.089 |  |  | NY: 0.002; NE: 0.132; FL: 0.116; STV: 0.062
7111 | 2004-10-23 | 07:00 | 0.337 | 0.094 | 0.352 | 0.005 | 0.001 | 0.088 | 0.262 | 0.427 | 0.227 | 0.007 |  | 0.003
7112 | 2004-10-23 | 08:00 | 0.61 | 0.406 | 0.663 | 0.041 | 0.247 | 0.028 | 0.648 | 0.62 | 0.172 | 0.021 |  | 0.309 | 0.001
7113 | 2004-10-23 | 09:00 | 0.849 | 0.628 | 0.6 | 0.147 | 0.476 | 0.263 | 0.262 | 0.792 | 0.273 | 0.165 | 0.205 | 0.603 | 0.247
7114 | 2004-10-23 | 10:00 | 0.932 | 0.416 | 0.191 | 0.049 | 0.694 | 0.238 | 0.579 | 0.841 | 0.545 | 0.277 | 0.475 | 0.785 | 0.5
7115 | 2004-10-23 | 11:00 | 0.986 | 0.422 | 0.239 | 0.087 | 0.893 | 0.086 | 0.522 | 0.901 | 0.267 | 0.195 | 0.669 | 0.901 | 0.675
7116 | 2004-10-23 | 12:00 | 0.945 | 0.659 | 0.189 | 0.224 | 0.933 | 0.217 | 0.018 | 0.6 | 0.183 | 0.222 | 0.843 | 0.874 | 0.813
7117 | 2004-10-23 | 13:00 | 0.775 | 0.401 | 0.155 | 0.212 | 0.781 | 0.21 | 0.116 | 0.417 | 0.505 | 0.237 | 0.831 | 0.895 | 0.876
7118 | 2004-10-23 | 14:00 | 0.57 | 0.499 | 0.032 | 0.129 | 0.695 | 0.067 | 0.245 | 0.213 | 0.225 | 0.276 | 0.823 | 0.831 | 0.855
7119 | 2004-10-23 | 15:00 | 0.303 | 0.364 | 0.001 | 0.023 | 0.446 | 0.001 | 0.001 | 0.03 | 0.262 | 0.004 | 0.749 | 0.713 | 0.753
7120 | 2004-10-23 | 16:00 | 0.009 | 0.016 |  |  | 0.219 |  |  |  | 0.001 | 0.001 | 0.617 | 0.487 | 0.579
7121 | 2004-10-23 | 17:00 | [5 empty] | NWP: 0.391; RA: 0.189; CNV: 0.325
7122 | 2004-10-23 | 18:00 | [5 empty] | NWP: 0.114; CNV: 0.022
7123 | 2004-10-23 | 19:00
7124 | 2004-10-23 | 20:00
7125 | 2004-10-23 | 21:00
7126 | 2004-10-23 | 22:00
7127 | 2004-10-23 | 23:00
7128 | 2004-10-24 | 00:00
7129 | 2004-10-24 | 01:00
7130 | 2004-10-24 | 02:00
7131 | 2004-10-24 | 03:00
7132 | 2004-10-24 | 04:00
7133 | 2004-10-24 | 05:00 | [5 empty] | NE: 0.002
7134 | 2004-10-24 | 06:00 |  |  | 0.067 |  |  | NY: 0.031; NE: 0.296; FL: 0.186; STV: 0.16
7135 | 2004-10-24 | 07:00 | 0.105 | 0.006 | 0.242 | 0.097 | 0.004 | 0.437 | 0.582 | 0.449 | 0.435 | 0.004 |  | 0.003
7136 | 2004-10-24 | 08:00 | 0.446 | 0.183 | 0.369 | 0.24 | 0.29 | 0.758 | 0.785 | 0.667 | 0.648 | 0.114 |  | 0.311 | 0.008
7137 | 2004-10-24 | 09:00 | 0.639 | 0.189 | 0.042 | 0.281 | 0.538 | 0.85 | 0.872 | 0.804 | 0.788 | 0.151 |  | 0.6 | 0.313
7138 | 2004-10-24 | 10:00 | 0.335 | 0.393 | 0.262 | 0.227 | 0.713 | 0.874 | 0.906 | 0.882 | 0.92 | 0.28 | 0.155 | 0.804 | 0.577
7139 | 2004-10-24 | 11:00 | 0.579 | 0.221 | 0.849 | 0.293 | 0.804 | 0.864 | 0.863 | 0.896 | 0.909 | 0.678 | 0.504 | 0.923 | 0.757
7140 | 2004-10-24 | 12:00 | 0.533 | 0.432 | 0.796 | 0.188 | 0.7 | 0.652 | 0.785 | 0.835 | 0.856 | 0.24 | 0.731 | 0.958 | 0.856
7141 | 2004-10-24 | 13:00 | 0.306 | 0.437 | 0.593 | 0.303 | 0.663 | 0.341 | 0.575 | 0.711 | 0.721 | 0.409 | 0.151 | 0.954 | 0.895
7142 | 2004-10-24 | 14:00 | 0.076 | 0.378 | 0.366 | 0.294 | 0.58 | 0.274 | 0.295 | 0.511 | 0.51 | 0.597 | 0.083 | 0.889 | 0.864
7143 | 2004-10-24 | 15:00 | 0.028 | 0.342 | 0.016 | 0.054 | 0.281 | 0.001 | 0.002 | 0.255 | 0.239 | 0.227 | 0.324 | 0.725 | 0.78
7144 | 2004-10-24 | 16:00 |  | 0.182 |  |  | 0.164 |  |  | 0.002 | 0.001 | 0.096 | 0.045 | 0.488 | 0.625
7145 | 2004-10-24 | 17:00 |  | 0.003 |  |  |  | NWP: 0.085; RA: 0.201; CNV: 0.387
7146 | 2004-10-24 | 18:00 | [5 empty] | CNV: 0.084
7147 | 2004-10-24 | 19:00
7148 | 2004-10-24 | 20:00
7149 | 2004-10-24 | 21:00
7150 | 2004-10-24 | 22:00
7151 | 2004-10-24 | 23:00
7152 | 2004-10-25 | 00:00
7153 | 2004-10-25 | 01:00
7154 | 2004-10-25 | 02:00
7155 | 2004-10-25 | 03:00
7156 | 2004-10-25 | 04:00
7157 | 2004-10-25 | 05:00 | [5 empty] | NE: 0.001
7158 | 2004-10-25 | 06:00 | 0.01 |  | 0.001 |  |  | NY: 0.13; NE: 0.272; FL: 0.103; STV: 0.187
7159 | 2004-10-25 | 07:00 | 0.335 | 0.179 | 0.101 | 0.104 | 0.022 | NY: 0.421; NE: 0.531; FL: 0.413; STV: 0.477
7160 | 2004-10-25 | 08:00 | 0.602 | 0.447 | 0.194 | 0.466 | 0.346 | 0.585 | 0.736 | 0.569 | 0.725 | 0.006 |  | 0.034 | 0.001
7161 | 2004-10-25 | 09:00 | 0.783 | 0.661 | 0.234 | 0.686 | 0.621 | 0.748 | 0.842 | 0.66 | 0.868 | 0.078 |  | 0.32 | 0.246
7162 | 2004-10-25 | 10:00 | 0.835 | 0.759 | 0.243 | 0.804 | 0.754 | 0.83 | 0.883 | 0.576 | 0.947 | 0.227 | 0.226 | 0.387 | 0.499
7163 | 2004-10-25 | 11:00 | 0.87 | 0.897 | 0.241 | 0.802 | 0.879 | 0.71 | 0.832 | 0.668 | 0.942 | 0.113 | 0.229 | 0.572 | 0.655
7164 | 2004-10-25 | 12:00 | 0.732 | 0.8 | 0.212 | 0.739 | 0.937 | 0.457 | 0.553 | 0.79 | 0.864 | 0.135 | 0.396 | 0.781 | 0.782
7165 | 2004-10-25 | 13:00 | 0.513 | 0.781 | 0.192 | 0.625 | 0.885 | 0.29 | 0.468 | 0.693 | 0.721 | 0.133 | 0.13 | 0.686 | 0.841
7166 | 2004-10-25 | 14:00 | 0.032 | 0.678 | 0.097 | 0.558 | 0.757 | 0.211 | 0.234 | 0.334 | 0.522 | 0.205 | 0.18 | 0.773 | 0.821
7167 | 2004-10-25 | 15:00 | 0.019 | 0.423 | 0.001 | 0.298 | 0.575 |  |  | 0.1 | 0.251 | 0.02 | 0.399 | 0.578 | 0.724
7168 | 2004-10-25 | 16:00 |  | 0.191 |  | 0.016 | 0.314 |  |  |  | 0.001 | 0.008 | 0.19 | 0.102 | 0.455
7169 | 2004-10-25 | 17:00 |  | 0.003 |  |  | 0.008 | NWP: 0.158; RA: 0.001; CNV: 0.288
7170 | 2004-10-25 | 18:00 | [5 empty] | CNV: 0.011
7171 | 2004-10-25 | 19:00
7172 | 2004-10-25 | 20:00
7173 | 2004-10-25 | 21:00
7174 | 2004-10-25 | 22:00
7175 | 2004-10-25 | 23:00
7176 | 2004-10-26 | 00:00
7177 | 2004-10-26 | 01:00
7178 | 2004-10-26 | 02:00
7179 | 2004-10-26 | 03:00
7180 | 2004-10-26 | 04:00
7181 | 2004-10-26 | 05:00
7182 | 2004-10-26 | 06:00 |  |  |  | 0.001 |  | NY: 0.006; NE: 0.005; FL: 0.177; STV: 0.055
7183 | 2004-10-26 | 07:00 | 0.016 | 0.126 | 0.015 | 0.241 | 0.021 | 0.016 | 0.048 | 0.424 | 0.353 | 0.233 |  | 0.004
7184 | 2004-10-26 | 08:00 | 0.117 | 0.417 | 0.082 | 0.538 | 0.366 | 0.137 | 0.106 | 0.639 | 0.605 | 0.518 |  | 0.304 | 0.001
7185 | 2004-10-26 | 09:00 | 0.496 | 0.641 | 0.099 | 0.753 | 0.623 | 0.176 | 0.171 | 0.684 | 0.743 | 0.718 | 0.118 | 0.609 | 0.245
7186 | 2004-10-26 | 10:00 | 0.652 | 0.785 | 0.114 | 0.888 | 0.8 | 0.244 | 0.19 | 0.858 | 0.831 | 0.839 | 0.279 | 0.846 | 0.534
7187 | 2004-10-26 | 11:00 | 0.627 | 0.844 | 0.134 | 0.926 | 0.896 | 0.08 | 0.263 | 0.849 | 0.872 | 0.889 | 0.351 | 1.008 | 0.69
7188 | 2004-10-26 | 12:00 | 0.402 | 0.872 | 0.114 | 0.91 | 0.917 | 0.185 | 0.113 | 0.788 | 0.783 | 0.896 | 0.735 | 0.993 | 0.803
7189 | 2004-10-26 | 13:00 | 0.533 | 0.764 | 0.042 | 0.804 | 0.863 | 0.124 | 0.005 | 0.679 | 0.66 | 0.816 | 0.378 | 1.023 | 0.877
7190 | 2004-10-26 | 14:00 | 0.504 | 0.658 | 0.008 | 0.623 | 0.737 | 0.006 | 0.001 | 0.503 | 0.444 | 0.674 | 0.433 | 0.927 | 0.668
7191 | 2004-10-26 | 15:00 | 0.126 | 0.491 |  | 0.367 | 0.556 | 0.001 |  | 0.23 | 0.181 | 0.46 | 0.487 | 0.769 | 0.642
7192 | 2004-10-26 | 16:00 |  | 0.27 |  | 0.041 | 0.298 |  |  | 0.002 |  | 0.191 | 0.309 | 0.524 | 0.555
7193 | 2004-10-26 | 17:00 |  | 0.004 |  |  | 0.004 | NWP: 0.24; RA: 0.216; CNV: 0.27
7194 | 2004-10-26 | 18:00 | [5 empty] | NWP: 0.001; CNV: 0.006
7195 | 2004-10-26 | 19:00
7196 | 2004-10-26 | 20:00
7197 | 2004-10-26 | 21:00
7198 | 2004-10-26 | 22:00
7199 | 2004-10-26 | 23:00
7200 | 2004-10-27 | 00:00
7201 | 2004-10-27 | 01:00
7202 | 2004-10-27 | 02:00
7203 | 2004-10-27 | 03:00
7204 | 2004-10-27 | 04:00
7205 | 2004-10-27 | 05:00
7206 | 2004-10-27 | 06:00 | 0.001 |  | 0.007 |  |  | NY: 0.035; FL: 0.133; STV: 0.147
7207 | 2004-10-27 | 07:00 | 0.343 | 0.03 | 0.094 | 0.181 |  | 0.169 | 0.014 | 0.396 | 0.448 | 0.236 |  | 0.004
7208 | 2004-10-27 | 08:00 | 0.632 | 0.22 | 0.189 | 0.41 | 0.114 | 0.299 | 0.061 | 0.548 | 0.686 | 0.509 |  | 0.325
7209 | 2004-10-27 | 09:00 | 0.838 | 0.529 | 0.234 | 0.578 | 0.369 | 0.183 | 0.101 | 0.759 | 0.839 | 0.704 |  | 0.629 | 0.129
7210 | 2004-10-27 | 10:00 | 0.925 | 0.644 | 0.282 | 0.678 | 0.358 | 0.238 | 0.14 | 0.821 | 0.93 | 0.818 | 0.003 | 0.835 | 0.366
7211 | 2004-10-27 | 11:00 | 0.974 | 0.763 | 0.248 | 0.834 | 0.807 | 0.22 | 0.125 | 0.827 | 0.892 | 0.883 | 0.017 | 0.954 | 0.666
7212 | 2004-10-27 | 12:00 | 0.912 | 0.649 | 0.234 | 0.767 | 0.749 | 0.231 | 0.064 | 0.778 | 0.836 | 0.872 | 0.06 | 0.983 | 0.756
7213 | 2004-10-27 | 13:00 | 0.791 | 0.483 | 0.286 | 0.633 | 0.821 | 0.235 | 0.021 | 0.65 | 0.658 | 0.785 | 0.092 | 0.99 | 0.779
7214 | 2004-10-27 | 14:00 | 0.623 | 0.427 | 0.198 | 0.494 | 0.722 | 0.103 | 0.001 | 0.446 | 0.498 | 0.429 | 0.083 | 0.91 | 0.672
7215 | 2004-10-27 | 15:00 | 0.362 | 0.256 |  | 0.242 | 0.531 | 0.001 |  | 0.203 | 0.225 | 0.319 | 0.083 | 0.757 | 0.625
7216 | 2004-10-27 | 16:00 | 0.021 | 0.038 |  |  | 0.272 | SPP: 0.044; NWP: 0.038; RA: 0.508; CNV: 0.472
7217 | 2004-10-27 | 17:00 |  |  |  |  | 0.001 | NWP: 0.049; RA: 0.204; CNV: 0.254
7218 | 2004-10-27 | 18:00 | [5 empty] | NWP: 0.001; CNV: 0.007
7219 | 2004-10-27 | 19:00
7220 | 2004-10-27 | 20:00
7221 | 2004-10-27 | 21:00
7222 | 2004-10-27 | 22:00
7223 | 2004-10-27 | 23:00
7224 | 2004-10-28 | 00:00
7225 | 2004-10-28 | 01:00
7226 | 2004-10-28 | 02:00
7227 | 2004-10-28 | 03:00
7228 | 2004-10-28 | 04:00
7229 | 2004-10-28 | 05:00
7230 | 2004-10-28 | 06:00 | 0.032 |  | 0.011 |  |  | NY: 0.107; NE: 0.016; FL: 0.038; STV: 0.143
7231 | 2004-10-28 | 07:00 | 0.387 | 0.154 | 0.199 | 0.01 |  | 0.098 | 0.138 | 0.354 | 0.439 | 0.004 |  | 0.003
7232 | 2004-10-28 | 08:00 | 0.665 | 0.424 | 0.216 | 0.236 | 0.004 | 0.095 | 0.242 | 0.653 | 0.667 | 0.035 |  | 0.307 | 0.001
7233 | 2004-10-28 | 09:00 | 0.736 | 0.657 | 0.521 | 0.424 | 0.118 | 0.203 | 0.313 | 0.635 | 0.816 | 0.155 |  | 0.611 | 0.187
7234 | 2004-10-28 | 10:00 | 0.993 | 0.745 | 0.632 | 0.308 | 0.4 | 0.195 | 0.31 | 0.898 | 0.914 | 0.19 | 0.01 | 0.826 | 0.446
7235 | 2004-10-28 | 11:00 | 0.942 | 0.748 | 0.424 | 0.544 | 0.583 | 0.081 | 0.506 | 0.793 | 0.893 | 0.243 | 0.03 | 0.964 | 0.6
7236 | 2004-10-28 | 12:00 | 0.811 | 0.851 | 0.441 | 0.564 | 0.778 | 0.203 | 0.176 | 0.608 | 0.834 | 0.223 | 0.173 | 1.052 | 0.747
7237 | 2004-10-28 | 13:00 | 0.792 | 0.755 | 0.548 | 0.394 | 0.651 | 0.116 | 0.054 | 0.322 | 0.694 | 0.076 | 0.245 | 1.027 | 0.762
7238 | 2004-10-28 | 14:00 | 0.647 | 0.499 | 0.325 | 0.257 | 0.688 | 0.029 | 0.025 | 0.027 | 0.488 | 0.188 | 0.251 | 0.94 | 0.757
7239 | 2004-10-28 | 15:00 | 0.366 | 0.45 | 0.079 | 0.048 | 0.482 |  | 0.001 | 0.008 | 0.219 | 0.086 | 0.176 | 0.768 | 0.705
7240 | 2004-10-28 | 16:00 | 0.024 | 0.289 |  |  | 0.205 | SPP: 0.003; NWP: 0.116; RA: 0.508; CNV: 0.496
7241 | 2004-10-28 | 17:00 |  | 0.006 |  |  |  | RA: 0.2; CNV: 0.324
7242 | 2004-10-28 | 18:00 | [5 empty] | CNV: 0.033
7243 | 2004-10-28 | 19:00
7244 | 2004-10-28 | 20:00
7245 | 2004-10-28 | 21:00
7246 | 2004-10-28 | 22:00
7247 | 2004-10-28 | 23:00
7248 | 2004-10-29 | 00:00
7249 | 2004-10-29 | 01:00
7250 | 2004-10-29 | 02:00
7251 | 2004-10-29 | 03:00
7252 | 2004-10-29 | 04:00
7253 | 2004-10-29 | 05:00
7254 | 2004-10-29 | 06:00 |  |  | 0.019 |  |  | NY: 0.088; NE: 0.101; FL: 0.006; STV: 0.106
7255 | 2004-10-29 | 07:00 | 0.292 | 0.007 | 0.315 | 0.011 |  | 0.386 | 0.375 | 0.081 | 0.394 | 0.067 |  | 0.004
7256 | 2004-10-29 | 08:00 | 0.542 | 0.102 | 0.64 | 0.047 | 0.008 | 0.387 | 0.659 | 0.074 | 0.583 | 0.015 |  | 0.336 | 0.003
7257 | 2004-10-29 | 09:00 | 0.705 | 0.21 | 0.799 | 0.155 | 0.196 | 0.635 | 0.769 | 0.29 | 0.758 | 0.08 |  | 0.648 | 0.292
7258 | 2004-10-29 | 10:00 | 0.805 | 0.756 | 0.857 | 0.226 | 0.204 | 0.761 | 0.806 | 0.42 | 0.843 | 0.216 | 0.001 | 0.853 | 0.563
7259 | 2004-10-29 | 11:00 | 0.815 | 0.86 | 0.865 | 0.101 | 0.388 | 0.715 | 0.827 | 0.341 | 0.681 | 0.316 | 0.012 | 0.996 | 0.745
7260 | 2004-10-29 | 12:00 | 0.809 | 0.822 | 0.744 | 0.228 | 0.586 | 0.501 | 0.501 | 0.401 | 0.715 | 0.825 | 0.047 | 1.065 | 0.863
7261 | 2004-10-29 | 13:00 | 0.449 | 0.547 | 0.59 | 0.308 | 0.92 | 0.481 | 0.435 | 0.284 | 0.497 | 0.799 | 0.067 | 1.076 | 0.901
7262 | 2004-10-29 | 14:00 | 0.29 | 0.502 | 0.36 | 0.078 | 0.829 | 0.287 | 0.22 | 0.245 | 0.32 | 0.655 | 0.1 | 0.986 | 0.867
7263 | 2004-10-29 | 15:00 | 0.081 | 0.398 | 0.029 | 0.016 | 0.609 | 0.009 |  | 0.026 | 0.017 | 0.434 | 0.218 | 0.825 | 0.77
7264 | 2004-10-29 | 16:00 |  | 0.237 |  |  | 0.317 | SPP: 0.157; NWP: 0.026; RA: 0.553; CNV: 0.607
7265 | 2004-10-29 | 17:00 |  | 0.001 |  |  | 0.004 | NWP: 0.056; RA: 0.222; CNV: 0.363
7266 | 2004-10-29 | 18:00 | [5 empty] | CNV: 0.049
7267 | 2004-10-29 | 19:00
7268 | 2004-10-29 | 20:00
7269 | 2004-10-29 | 21:00
7270 | 2004-10-29 | 22:00
7271 | 2004-10-29 | 23:00
7272 | 2004-10-30 | 00:00
7273 | 2004-10-30 | 01:00
7274 | 2004-10-30 | 02:00
7275 | 2004-10-30 | 03:00
7276 | 2004-10-30 | 04:00
7277 | 2004-10-30 | 05:00
7278 | 2004-10-30 | 06:00 |  |  | 0.205 |  |  | NY: 0.222; NE: 0.199; FL: 0.002
7279 | 2004-10-30 | 07:00 | 0.183 |  | 0.469 | 0.031 |  | 0.512 | 0.232 | 0.196 | 0.01 | 0.096 |  | 0.002
7280 | 2004-10-30 | 08:00 | 0.448 | 0.057 | 0.662 | 0.315 | 0.114 | 0.74 | 0.727 | 0.098 | 0.193 | 0.405 |  | 0.327 | 0.001
7281 | 2004-10-30 | 09:00 | 0.509 | 0.176 | 0.772 | 0.613 | 0.275 | 0.88 | 0.552 | 0.454 | 0.2 | 0.261 | 0.001 | 0.645 | 0.263
7282 | 2004-10-30 | 10:00 | 0.667 | 0.32 | 0.923 | 0.694 | 0.469 | 0.934 | 0.323 | 0.348 | 0.698 | 0.692 | 0.024 | 0.871 | 0.531
7283 | 2004-10-30 | 11:00 | 0.625 | 0.314 | 0.914 | 0.586 | 0.625 | 0.911 | 0.845 | 0.205 | 0.517 | 0.577 | 0.11 | 1.02 | 0.722
7284 | 2004-10-30 | 12:00 | 0.369 | 0.262 | 0.811 | 0.339 | 0.298 | 0.82 | 0.705 | 0.2 | 0.292 | 0.307 | 0.205 | 1.043 | 0.833
7285 | 2004-10-30 | 13:00 | 0.331 | 0.282 | 0.643 | 0.241 | 0.409 | 0.642 | 0.427 | 0.283 | 0.225 | 0.181 | 0.228 | 1.006 | 0.873
7286 | 2004-10-30 | 14:00 | 0.038 | 0.258 | 0.401 | 0.068 | 0.168 | 0.387 | 0.21 | 0.218 | 0.215 | 0.115 | 0.247 | 0.921 | 0.84
7287 | 2004-10-30 | 15:00 | 0.014 | 0.172 | 0.087 | 0.005 | 0.241 | 0.051 | 0.006 | 0.112 | 0.072 | 0.063 | 0.082 | 0.762 | 0.747
7288 | 2004-10-30 | 16:00 |  | 0.042 |  |  | 0.108 | SPP: 0.002; NWP: 0.086; RA: 0.509; CNV: 0.575
7289 | 2004-10-30 | 17:00 |  |  |  |  | 0.001 | NWP: 0.089; RA: 0.206; CNV: 0.332
7290 | 2004-10-30 | 18:00 | [5 empty] | NWP: 0.001; CNV: 0.022
7291 | 2004-10-30 | 19:00
7292 | 2004-10-30 | 20:00
7293 | 2004-10-30 | 21:00
7294 | 2004-10-30 | 22:00
7295 | 2004-10-30 | 23:00
7296 | 2004-10-31 | 00:00
7297 | 2004-10-31 | 01:00
7298 | 2004-10-31 | 02:00
7299 | 2004-10-31 | 03:00
7300 | 2004-10-31 | 04:00
7301 | 2004-10-31 | 05:00
7302 | 2004-10-31 | 06:00 |  |  | 0.155 |  |  | NY: 0.249; NE: 0.242; FL: 0.012
7303 | 2004-10-31 | 07:00 | 0.007 | 0.022 | 0.452 |  |  | 0.529 | 0.509 | 0.161 | 0.03 | 0.002 |  | 0.001
7304 | 2004-10-31 | 08:00 | 0.009 | 0.07 | 0.696 | 0.03 | 0.305 | 0.737 | 0.734 | 0.206 | 0.158 | 0.081 |  | 0.252 | 0.001
7305 | 2004-10-31 | 09:00 | 0.138 | 0.201 | 0.849 | 0.092 | 0.491 | 0.866 | 0.844 | 0.213 | 0.751 | 0.387 | 0.001 | 0.454 | 0.271
7306 | 2004-10-31 | 10:00 | 0.221 | 0.447 | 0.917 | 0.231 | 0.573 | 0.921 | 0.889 | 0.252 | 0.772 | 0.244 | 0.019 | 0.625 | 0.535
7307 | 2004-10-31 | 11:00 | 0.093 | 0.369 | 0.897 | 0.186 | 0.466 | 0.902 | 0.844 | 0.284 | 0.128 | 0.605 | 0.117 | 0.949 | 0.715
7308 | 2004-10-31 | 12:00 | 0.23 | 0.688 | 0.794 | 0.198 | 0.726 | 0.812 | 0.722 | 0.279 | 0.162 | 0.144 | 0.12 | 0.987 | 0.829
7309 | 2004-10-31 | 13:00 | 0.221 | 0.498 | 0.61 | 0.111 | 0.359 | 0.578 | 0.515 | 0.195 | 0.124 | 0.613 | 0.208 | 0.908 | 0.87
7310 | 2004-10-31 | 14:00 | 0.025 | 0.573 | 0.356 | 0.018 | 0.093 | 0.378 | 0.234 | 0.092 | 0.113 | 0.574 | 0.213 | 0.801 | 0.838
7311 | 2004-10-31 | 15:00 | 0.009 | 0.322 | 0.021 | 0.001 | 0.113 | 0.059 |  | 0.006 |  | 0.242 | 0.272 | 0.683 | 0.751
7312 | 2004-10-31 | 16:00 |  | 0.266 |  |  | 0.008 | SPP: 0.044; NWP: 0.149; RA: 0.396; CNV: 0.588
7313 | 2004-10-31 | 17:00 |  | 0.004 |  |  |  | NWP: 0.018; RA: 0.082; CNV: 0.345
7314 | 2004-10-31 | 18:00 | [5 empty] | CNV: 0.031
7315 | 2004-10-31 | 19:00
7316 | 2004-10-31 | 20:00
7317 | 2004-10-31 | 21:00
7318 | 2004-10-31 | 22:00
7319 | 2004-10-31 | 23:00
7320 | 2004-11-01 | 00:00
7321 | 2004-11-01 | 01:00
7322 | 2004-11-01 | 02:00
7323 | 2004-11-01 | 03:00
7324 | 2004-11-01 | 04:00
7325 | 2004-11-01 | 05:00
7326 | 2004-11-01 | 06:00 |  |  | 0.004 |  |  | NE: 0.053; FL: 0.087; STV: 0.01
7327 | 2004-11-01 | 07:00 | 0.072 | 0.064 | 0.062 | 0.056 |  | 0.001 | 0.231 | 0.277 | 0.403 | 0.199
7328 | 2004-11-01 | 08:00 | 0.196 | 0.311 | 0.128 | 0.033 | 0.134 | 0.093 | 0.097 | 0.358 | 0.366 | 0.499 |  | 0.282
7329 | 2004-11-01 | 09:00 | 0.204 | 0.567 | 0.209 | 0.129 | 0.147 | 0.256 | 0.372 | 0.826 | 0.667 | 0.743 |  | 0.557 | 0.007
7330 | 2004-11-01 | 10:00 | 0.347 | 0.686 | 0.288 | 0.236 | 0.177 | 0.186 | 0.227 | 0.538 | 0.358 | 0.904 | 0.083 | 0.744 | 0.093
7331 | 2004-11-01 | 11:00 | 0.224 | 0.703 | 0.212 | 0.257 | 0.029 | 0.237 | 0.35 | 0.677 | 0.252 | 0.96 | 0.092 | 0.877 | 0.131
7332 | 2004-11-01 | 12:00 | 0.131 | 0.507 | 0.202 | 0.139 | 0.215 | 0.199 | 0.289 | 0.629 | 0.203 | 0.982 | 0.202 | 0.868 | 0.257
7333 | 2004-11-01 | 13:00 | 0.177 | 0.847 | 0.126 | 0.099 | 0.189 | 0.296 | 0.028 | 0.586 | 0.349 | 0.898 | 0.268 | 0.923 | 0.396
7334 | 2004-11-01 | 14:00 | 0.089 | 0.522 | 0.035 | 0.028 | 0.193 | 0.338 | 0.003 | 0.465 | 0.249 | 0.72 | 0.196 | 0.824 | 0.398
7335 | 2004-11-01 | 15:00 | 0.003 | 0.5 |  | 0.007 | 0.279 | 0.069 |  | 0.157 | 0.027 | 0.463 | 0.2 | 0.681 | 0.292
7336 | 2004-11-01 | 16:00 |  | 0.227 |  |  | 0.144 | SPP: 0.153; NWP: 0.14; RA: 0.366; CNV: 0.268
7337 | 2004-11-01 | 17:00 |  | 0.001 |  |  |  | NWP: 0.027; RA: 0.006; CNV: 0.032
7338 | 2004-11-01 | 18:00
7339 | 2004-11-01 | 19:00
7340 | 2004-11-01 | 20:00
7341 | 2004-11-01 | 21:00
7342 | 2004-11-01 | 22:00
7343 | 2004-11-01 | 23:00
7344 | 2004-11-02 | 00:00
7345 | 2004-11-02 | 01:00
7346 | 2004-11-02 | 02:00
7347 | 2004-11-02 | 03:00
7348 | 2004-11-02 | 04:00
7349 | 2004-11-02 | 05:00 | [5 empty] | NE: 0.002
7350 | 2004-11-02 | 06:00 |  |  | 0.002 |  |  | NY: 0.011; NE: 0.298; FL: 0.006
7351 | 2004-11-02 | 07:00 | 0.113 | 0.166 | 0.099 |  |  | 0.094 | 0.601 | 0.18 | 0.01 | 0.025
7352 | 2004-11-02 | 08:00 | 0.3 | 0.482 | 0.062 | 0.02 | 0.008 | 0.393 | 0.81 | 0.264 | 0.035 | 0.248 |  | 0.262
7353 | 2004-11-02 | 09:00 | 0.207 | 0.736 | 0.233 | 0.136 | 0.068 | 0.507 | 0.869 | 0.261 | 0.284 | 0.202 |  | 0.554 | 0.102
7354 | 2004-11-02 | 10:00 | 0.272 | 0.903 | 0.252 | 0.058 | 0.118 | 0.471 | 0.891 | 0.199 | 0.096 | 0.17 | 0.065 | 0.769 | 0.491
7355 | 2004-11-02 | 11:00 | 0.351 | 0.936 | 0.117 | 0.06 | 0.223 | 0.58 | 0.703 | 0.296 | 0.253 | 0.793 | 0.116 | 0.858 | 0.53
7356 | 2004-11-02 | 12:00 | 0.447 | 0.844 | 0.24 | 0.202 | 0.23 | 0.655 | 0.576 | 0.212 | 0.254 | 0.155 | 0.281 | 0.779 | 0.836
7357 | 2004-11-02 | 13:00 | 0.545 | 0.883 | 0.144 | 0.408 | 0.239 | 0.137 | 0.334 | 0.199 | 0.219 | 0.331 | 0.097 | 0.687 | 0.869
7358 | 2004-11-02 | 14:00 | 0.403 | 0.784 | 0.049 | 0.094 | 0.168 | 0.003 | 0.213 | 0.018 | 0.024 | 0.15 | 0.154 | 0.774 | 0.871
7359 | 2004-11-02 | 15:00 | 0.098 | 0.582 |  | 0.016 | 0.107 |  | 0.001 | 0.008 | 0.001 | 0.392 | 0.125 | 0.694 | 0.789
7360 | 2004-11-02 | 16:00 |  | 0.307 |  |  | 0.008 | SPP: 0.197; NWP: 0.068; RA: 0.256; CNV: 0.638
7361 | 2004-11-02 | 17:00 |  | 0.005 |  |  |  | NWP: 0.015; RA: 0.017; CNV: 0.384
7362 | 2004-11-02 | 18:00 | [5 empty] | CNV: 0.066
7363 | 2004-11-02 | 19:00
7364 | 2004-11-02 | 20:00
7365 | 2004-11-02 | 21:00
7366 | 2004-11-02 | 22:00
7367 | 2004-11-02 | 23:00
7368 | 2004-11-03 | 00:00
7369 | 2004-11-03 | 01:00
7370 | 2004-11-03 | 02:00
7371 | 2004-11-03 | 03:00
7372 | 2004-11-03 | 04:00
7373 | 2004-11-03 | 05:00
7374 | 2004-11-03 | 06:00 |  |  | 0.007 |  |  | NY: 0.007; NE: 0.233; FL: 0.037; STV: 0.001
7375 | 2004-11-03 | 07:00 |  | 0.11 | 0.1 |  | 0.001 | 0.242 | 0.48 | 0.176 | 0.093 | 0.227
7376 | 2004-11-03 | 08:00 | 0.01 | 0.459 | 0.048 | 0.02 | 0.031 | 0.403 | 0.659 | 0.39 | 0.192 | 0.526 |  | 0.114 | 0.004
7377 | 2004-11-03 | 09:00 | 0.02 | 0.701 | 0.234 | 0.253 | 0.248 | 0.745 | 0.663 | 0.509 | 0.263 | 0.754 | 0.014 | 0.499 | 0.3
7378 | 2004-11-03 | 10:00 | 0.073 | 0.754 | 0.254 | 0.447 | 0.33 | 0.796 | 0.784 | 0.645 | 0.753 | 0.888 | 0.268 | 0.717 | 0.562
7379 | 2004-11-03 | 11:00 | 0.101 | 0.921 | 0.133 | 0.856 | 0.134 | 0.74 | 0.7 | 0.591 | 0.854 | 0.964 | 0.613 | 0.944 | 0.728
7380 | 2004-11-03 | 12:00 | 0.078 | 0.939 | 0.244 | 0.997 | 0.493 | 0.578 | 0.562 | 0.623 | 0.826 | 0.964 | 0.73 | 0.974 | 0.85
7381 | 2004-11-03 | 13:00 | 0.032 | 0.825 | 0.162 | 0.872 | 0.504 | 0.326 | 0.373 | 0.4 | 0.672 | 0.873 | 0.53 | 0.992 | 0.907
7382 | 2004-11-03 | 14:00 | 0.087 | 0.71 | 0.046 | 0.661 | 0.376 | 0.125 | 0.115 | 0.176 | 0.339 | 0.718 | 0.857 | 0.883 | 0.892
7383 | 2004-11-03 | 15:00 | 0.011 | 0.531 | 0.001 | 0.364 | 0.504 | 0.023 |  | 0.15 | 0.119 | 0.481 | 0.709 | 0.701 | 0.783
7384 | 2004-11-03 | 16:00 |  | 0.259 |  | 0.009 | 0.246 | SPP: 0.188; NWP: 0.557; RA: 0.438; CNV: 0.611
7385 | 2004-11-03 | 17:00 |  | 0.001 |  |  |  | NWP: 0.359; RA: 0.092; CNV: 0.366
7386 | 2004-11-03 | 18:00 | [5 empty] | NWP: 0.046; CNV: 0.066
7387 | 2004-11-03 | 19:00
7388 | 2004-11-03 | 20:00
7389 | 2004-11-03 | 21:00
7390 | 2004-11-03 | 22:00
7391 | 2004-11-03 | 23:00
7392 | 2004-11-04 | 00:00
7393 | 2004-11-04 | 01:00
7394 | 2004-11-04 | 02:00
7395 | 2004-11-04 | 03:00
7396 | 2004-11-04 | 04:00
7397 | 2004-11-04 | 05:00
7398 | 2004-11-04 | 06:00 | 0.01 |  | 0.206 |  |  | NE: 0.001; FL: 0.126; STV: 0.151
7399 | 2004-11-04 | 07:00 | 0.358 | 0.154 | 0.498 | 0.005 |  | 0.01 | 0.034 | 0.365 | 0.454 | 0.231
7400 | 2004-11-04 | 08:00 | 0.636 | 0.458 | 0.73 | 0.085 | 0.287 | 0.013 | 0.173 | 0.664 | 0.74 | 0.54 |  | 0.246
7401 | 2004-11-04 | 09:00 | 0.825 | 0.637 | 0.796 | 0.186 | 0.564 | 0.183 | 0.198 | 0.763 | 0.905 | 0.768 | 0.017 | 0.549 | 0.225
7402 | 2004-11-04 | 10:00 | 0.926 | 0.717 | 0.613 | 0.198 | 0.763 | 0.085 | 0.19 | 0.756 | 0.989 | 0.916 | 0.378 | 0.769 | 0.464
7403 | 2004-11-04 | 11:00 | 0.809 | 0.831 | 0.579 | 0.276 | 0.878 | 0.064 | 0.255 | 0.567 | 0.989 | 0.952 | 0.659 | 0.897 | 0.464
7404 | 2004-11-04 | 12:00 | 0.815 | 0.84 | 0.568 | 0.748 | 0.901 | 0.059 | 0.138 | 0.402 | 0.929 | 0.95 | 0.756 | 0.949 | 0.641
7405 | 2004-11-04 | 13:00 | 0.754 | 0.753 | 0.265 | 0.357 | 0.839 | 0.032 | 0.089 | 0.275 | 0.763 | 0.869 | 0.856 | 0.955 | 0.636
7406 | 2004-11-04 | 14:00 | 0.452 | 0.431 | 0.334 | 0.361 | 0.695 | 0.002 | 0.006 | 0.048 | 0.546 | 0.631 | 0.845 | 0.871 | 0.584
7407 | 2004-11-04 | 15:00 | 0.275 | 0.336 | 0.009 | 0.351 | 0.432 |  |  | 0.1 | 0.259 | 0.376 | 0.767 | 0.646 | 0.375
7408 | 2004-11-04 | 16:00 | 0.002 | 0.181 |  | 0.01 | 0.132 |  |  |  | 0.001 | 0.09 | 0.616 | 0.431 | 0.447
7409 | 2004-11-04 | 17:00 |  | 0.003 |  |  |  | NWP: 0.391; RA: 0.021; CNV: 0.159
7410 | 2004-11-04 | 18:00 | [5 empty] | NWP: 0.091; CNV: 0.001
7411 | 2004-11-04 | 19:00
7412 | 2004-11-04 | 20:00
7413 | 2004-11-04 | 21:00
7414 | 2004-11-04 | 22:00
7415 | 2004-11-04 | 23:00
7416 | 2004-11-05 | 00:00
7417 | 2004-11-05 | 01:00
7418 | 2004-11-05 | 02:00
7419 | 2004-11-05 | 03:00
7420 | 2004-11-05 | 04:00
7421 | 2004-11-05 | 05:00
7422 | 2004-11-05 | 06:00 |  |  | 0.003 |  |  | NY: 0.001; NE: 0.006; FL: 0.006; STV: 0.133
7423 | 2004-11-05 | 07:00 | 0.005 | 0.001 | 0.026 | 0.282 |  | NY: 0.091; NE: 0.083; FL: 0.311; STV: 0.445
7424 | 2004-11-05 | 08:00 | 0.083 | 0.049 | 0.068 | 0.589 |  | 0.426 | 0.03 | 0.425 | 0.707 | 0.1 |  | 0.256 | 0.001
7425 | 2004-11-05 | 09:00 | 0.331 | 0.142 | 0.145 | 0.817 | 0.277 | 0.457 | 0.23 | 0.636 | 0.876 | 0.12 |  | 0.542 | 0.256
7426 | 2004-11-05 | 10:00 | 0.819 | 0.328 | 0.19 | 0.96 | 0.596 | 0.262 | 0.218 | 0.719 | 0.943 | 0.209 | 0.024 | 0.775 | 0.509
7427 | 2004-11-05 | 11:00 | 0.664 | 0.205 | 0.211 | 0.49 | 0.832 | 0.299 | 0.085 | 0.62 | 0.949 | 0.222 | 0.087 | 0.882 | 0.693
7428 | 2004-11-05 | 12:00 | 0.694 | 0.496 | 0.167 | 0.75 | 0.825 | 0.133 | 0.17 | 0.563 | 0.857 | 0.221 | 0.156 | 0.899 | 0.796
7429 | 2004-11-05 | 13:00 | 0.444 | 0.367 | 0.106 | 0.087 | 0.674 | 0.218 | 0.103 | 0.675 | 0.717 | 0.308 | 0.214 | 0.922 | 0.839
7430 | 2004-11-05 | 14:00 | 0.243 | 0.25 | 0.021 | 0.054 | 0.4 | 0.218 |  | 0.509 | 0.489 | 0.415 | 0.246 | 0.847 | 0.788
7431 | 2004-11-05 | 15:00 | 0.036 | 0.091 |  | 0.021 | 0.249 | 0.007 |  | 0.235 | 0.218 | 0.062 | 0.424 | 0.65 | 0.663
7432 | 2004-11-05 | 16:00 |  | 0.012 |  |  | 0.221 |  |  | 0.001 |  | 0.005 | 0.357 | 0.43 | 0.552
7433 | 2004-11-05 | 17:00 | [5 empty] | NWP: 0.229; RA: 0.071; CNV: 0.293
7434 | 2004-11-05 | 18:00 | [5 empty] | NWP: 0.025; CNV: 0.001
7435 | 2004-11-05 | 19:00
7436 | 2004-11-05 | 20:00
7437 | 2004-11-05 | 21:00
7438 | 2004-11-05 | 22:00
7439 | 2004-11-05 | 23:00
7440 | 2004-11-06 | 00:00
7441 | 2004-11-06 | 01:00
7442 | 2004-11-06 | 02:00
7443 | 2004-11-06 | 03:00
7444 | 2004-11-06 | 04:00
7445 | 2004-11-06 | 05:00
7446 | 2004-11-06 | 06:00 |  |  | 0.002 |  |  | NE: 0.005; FL: 0.147; STV: 0.036
7447 | 2004-11-06 | 07:00 | 0.026 |  | 0.028 |  | 0.008 | 0.006 | 0.081 | 0.386 | 0.261 | 0.003
7448 | 2004-11-06 | 08:00 | 0.294 | 0.07 | 0.185 | 0.027 | 0.359 | 0.098 | 0.17 | 0.608 | 0.567 | 0.086 |  | 0.254
7449 | 2004-11-06 | 09:00 | 0.529 | 0.195 | 0.425 | 0.103 | 0.632 | 0.251 | 0.2 | 0.762 | 0.489 | 0.183 |  | 0.553 | 0.241
7450 | 2004-11-06 | 10:00 | 0.7 | 0.332 | 0.262 | 0.195 | 0.808 | 0.191 | 0.21 | 0.844 | 0.321 | 0.24 | 0.003 | 0.733 | 0.506
7451 | 2004-11-06 | 11:00 | 0.749 | 0.842 | 0.169 | 0.149 | 0.908 | 0.088 | 0.201 | 0.837 | 0.375 | 0.608 | 0.006 | 0.841 | 0.676
7452 | 2004-11-06 | 12:00 | 0.628 | 0.77 | 0.213 | 0.274 | 0.926 | 0.073 | 0.162 | 0.801 | 0.42 | 0.766 | 0.101 | 0.892 | 0.8
7453 | 2004-11-06 | 13:00 | 0.556 | 0.776 | 0.189 | 0.197 | 0.876 | 0.027 | 0.079 | 0.676 | 0.602 | 0.825 | 0.193 | 0.934 | 0.846
7454 | 2004-11-06 | 14:00 | 0.462 | 0.598 | 0.014 | 0.071 | 0.744 | 0.006 | 0.004 | 0.456 | 0.441 | 0.708 | 0.084 | 0.792 | 0.826
7455 | 2004-11-06 | 15:00 | 0.048 | 0.444 |  | 0.004 | 0.56 |  |  | 0.196 | 0.189 | 0.494 | 0.168 | 0.644 | 0.733
7456 | 2004-11-06 | 16:00 |  | 0.201 |  |  | 0.287 | SPP: 0.192; NWP: 0.089; RA: 0.435; CNV: 0.562
7457 | 2004-11-06 | 17:00 | [5 empty] | NWP: 0.001; RA: 0.03; CNV: 0.319
7458 | 2004-11-06 | 18:00 | [5 empty] | CNV: 0.014
7459 | 2004-11-06 | 19:00
7460 | 2004-11-06 | 20:00
7461 | 2004-11-06 | 21:00
7462 | 2004-11-06 | 22:00
7463 | 2004-11-06 | 23:00
7464 | 2004-11-07 | 00:00
7465 | 2004-11-07 | 01:00
7466 | 2004-11-07 | 02:00
7467 | 2004-11-07 | 03:00
7468 | 2004-11-07 | 04:00
7469 | 2004-11-07 | 05:00
7470 | 2004-11-07 | 06:00 | 0.007 |  | 0.001 |  |  | NE: 0.039; FL: 0.162; STV: 0.109
7471 | 2004-11-07 | 07:00 | 0.319 |  | 0.063 | 0.229 | 0.005 | 0.213 | 0.021 | 0.406 | 0.426 | 0.209
7472 | 2004-11-07 | 08:00 | 0.638 | 0.004 | 0.215 | 0.538 | 0.346 | 0.189 | 0.132 | 0.622 | 0.671 | 0.304 |  | 0.274
7473 | 2004-11-07 | 09:00 | 0.843 | 0.15 | 0.235 | 0.765 | 0.539 | 0.833 | 0.205 | 0.821 | 0.773 | 0.219 |  | 0.544 | 0.191
7474 | 2004-11-07 | 10:00 | 0.948 | 0.222 | 0.261 | 0.904 | 0.642 | 0.889 | 0.198 | 0.824 | 0.848 | 0.438 | 0.075 | 0.735 | 0.445
7475 | 2004-11-07 | 11:00 | 0.989 | 0.284 | 0.098 | 0.978 | 0.712 | 0.881 | 0.206 | 0.876 | 0.777 | 0.126 | 0.002 | 0.839 | 0.644
7476 | 2004-11-07 | 12:00 | 0.969 | 0.348 | 0.424 | 0.949 | 0.574 | 0.723 | 0.396 | 0.82 | 0.833 | 0.182 | 0.23 | 0.938 | 0.767
7477 | 2004-11-07 | 13:00 | 0.837 | 0.356 | 0.299 | 0.814 | 0.593 | 0.554 | 0.203 | 0.725 | 0.678 | 0.195 | 0.364 | 0.853 | 0.809
7478 | 2004-11-07 | 14:00 | 0.619 | 0.319 | 0.282 | 0.385 | 0.203 | 0.206 | 0.03 | 0.5 | 0.472 | 0.077 | 0.504 | 0.834 | 0.779
7479 | 2004-11-07 | 15:00 | 0.324 | 0.19 | 0.003 | 0.018 | 0.025 |  |  | 0.251 | 0.205 | 0.003 | 0.578 | 0.637 | 0.688
7480 | 2004-11-07 | 16:00 | 0.004 | 0.064 |  |  | 0.001 | FL: 0.001; NWP: 0.437; RA: 0.442; CNV: 0.506
7481 | 2004-11-07 | 17:00 |  | 0.001 |  |  |  | NWP: 0.151; RA: 0.09; CNV: 0.262
7482 | 2004-11-07 | 18:00 | [5 empty] | CNV: 0.001
7483 | 2004-11-07 | 19:00
7484 | 2004-11-07 | 20:00
7485 | 2004-11-07 | 21:00
7486 | 2004-11-07 | 22:00
7487 | 2004-11-07 | 23:00
7488 | 2004-11-08 | 00:00
7489 | 2004-11-08 | 01:00
7490 | 2004-11-08 | 02:00
7491 | 2004-11-08 | 03:00
7492 | 2004-11-08 | 04:00
7493 | 2004-11-08 | 05:00
7494 | 2004-11-08 | 06:00 | [5 empty] | NY: 0.002; NE: 0.023; FL: 0.005
7495 | 2004-11-08 | 07:00 | 0.316 | 0.009 | 0.018 | 0.003 |  | 0.137 | 0.19 | 0.005 | 0.049 | 0.002
7496 | 2004-11-08 | 08:00 | 0.575 | 0.393 | 0.024 | 0.391 | 0.231 | 0.217 | 0.46 | 0.216 | 0.121 | 0.075 |  | 0.064
7497 | 2004-11-08 | 09:00 | 0.438 | 0.621 | 0.177 | 0.778 | 0.542 | 0.347 | 0.716 | 0.284 | 0.241 | 0.042 | 0.002 | 0.48 | 0.094
7498 | 2004-11-08 | 10:00 | 0.563 | 0.785 | 0.369 | 0.85 | 0.744 | 0.3 | 0.724 | 0.343 | 0.288 | 0.113 | 0.142 | 0.706 | 0.549
7499 | 2004-11-08 | 11:00 | 0.509 | 0.852 | 0.216 | 0.986 | 0.89 | 0.527 | 0.48 | 0.27 | 0.271 | 0.129 | 0.003 | 0.848 | 0.706
7500 | 2004-11-08 | 12:00 | 0.625 | 0.883 | 0.364 | 0.949 | 0.925 | 0.368 | 0.514 | 0.273 | 0.24 | 0.117 | 0.222 | 0.952 | 0.563
7501 | 2004-11-08 | 13:00 | 0.487 | 0.848 | 0.27 | 0.839 | 0.884 | 0.272 | 0.298 | 0.205 | 0.308 | 0.103 | 0.158 | 0.914 | 0.623
7502 | 2004-11-08 | 14:00 | 0.361 | 0.718 | 0.142 | 0.588 | 0.768 | 0.091 | 0.092 | 0.052 | 0.241 | 0.036 | 0.024 | 0.838 | 0.457
7503 | 2004-11-08 | 15:00 | 0.226 | 0.534 | 0.006 | 0.198 | 0.57 | 0.002 |  | 0.006 | 0.061 | 0.005 | 0.41 | 0.674 | 0.27
7504 | 2004-11-08 | 16:00 |  | 0.264 |  | 0.002 | 0.283 | NWP: 0.518; RA: 0.424; CNV: 0.267
7505 | 2004-11-08 | 17:00 |  | 0.002 |  |  |  | NWP: 0.27; RA: 0.095; CNV: 0.048
7506 | 2004-11-08 | 18:00 | [5 empty] | NWP: 0.004; CNV: 0.001
7507 | 2004-11-08 | 19:00
7508 | 2004-11-08 | 20:00
7509 | 2004-11-08 | 21:00
7510 | 2004-11-08 | 22:00
7511 | 2004-11-08 | 23:00
7512 | 2004-11-09 | 00:00
7513 | 2004-11-09 | 01:00
7514 | 2004-11-09 | 02:00
7515 | 2004-11-09 | 03:00
7516 | 2004-11-09 | 04:00
7517 | 2004-11-09 | 05:00
7518 | 2004-11-09 | 06:00 | 0.001 |  |  |  |  | NY: 0.003; NE: 0.207; FL: 0.15; STV: 0.014
7519 | 2004-11-09 | 07:00 | 0.295 | 0.113 | 0.098 | 0.142 |  | NY: 0.028; NE: 0.505; FL: 0.429; STV: 0.259
7520 | 2004-11-09 | 08:00 | 0.602 | 0.43 | 0.166 | 0.512 | 0.009 | 0.052 | 0.736 | 0.66 | 0.572 | 0.009 |  | 0.021
7521 | 2004-11-09 | 09:00 | 0.804 | 0.656 | 0.255 | 0.729 | 0.232 | 0.127 | 0.857 | 0.808 | 0.765 | 0.055 |  | 0.198 | 0.131
7522 | 2004-11-09 | 10:00 | 0.941 | 0.796 | 0.212 | 0.858 | 0.436 | 0.202 | 0.884 | 0.798 | 0.822 | 0.106 | 0.082 | 0.619 | 0.194
7523 | 2004-11-09 | 11:00 | 0.951 | 0.885 | 0.209 | 0.901 | 0.771 | 0.186 | 0.836 | 0.802 | 0.837 | 0.125 | 0.13 | 0.742 | 0.294
7524 | 2004-11-09 | 12:00 | 0.906 | 0.905 | 0.194 | 0.861 | 0.772 | 0.16 | 0.709 | 0.685 | 0.832 | 0.155 | 0.256 | 0.775 | 0.481
7525 | 2004-11-09 | 13:00 | 0.764 | 0.846 | 0.132 | 0.774 | 0.731 | 0.147 | 0.498 | 0.522 | 0.608 | 0.251 | 0.143 | 0.436 | 0.58
7526 | 2004-11-09 | 14:00 | 0.554 | 0.729 | 0.004 | 0.578 | 0.61 | 0.065 | 0.221 | 0.243 | 0.147 | 0.192 | 0.259 | 0.533 | 0.763
7527 | 2004-11-09 | 15:00 | 0.267 | 0.536 |  | 0.307 | 0.249 |  |  | 0.022 | 0.082 | 0.09 | 0.111 | 0.219 | 0.538
7528 | 2004-11-09 | 16:00 |  | 0.265 |  | 0.002 | 0.026 | SPP: 0.184; NWP: 0.045; RA: 0.122; CNV: 0.528
7529 | 2004-11-09 | 17:00 |  | 0.002 |  |  |  | NWP: 0.002; RA: 0.001; CNV: 0.196
7530 | 2004-11-09 | 18:00 | [5 empty] | CNV: 0.002
7531 | 2004-11-09 | 19:00
7532 | 2004-11-09 | 20:00
7533 | 2004-11-09 | 21:00
7534 | 2004-11-09 | 22:00
7535 | 2004-11-09 | 23:00
7536 | 2004-11-10 | 00:00
7537 | 2004-11-10 | 01:00
7538 | 2004-11-10 | 02:00
7539 | 2004-11-10 | 03:00
7540 | 2004-11-10 | 04:00
7541 | 2004-11-10 | 05:00
7542 | 2004-11-10 | 06:00 |  |  | 0.008 |  |  | NE: 0.213; FL: 0.013; STV: 0.002
7543 | 2004-11-10 | 07:00 | 0.27 | 0.126 | 0.204 | 0.228 |  | 0.017 | 0.447 | 0.049 | 0.253 | 0.211
7544 | 2004-11-10 | 08:00 | 0.564 | 0.41 | 0.365 | 0.532 | 0.317 | 0.189 | 0.651 | 0.269 | 0.207 | 0.406 |  | 0.017
7545 | 2004-11-10 | 09:00 | 0.758 | 0.574 | 0.776 | 0.688 | 0.5 | 0.159 | 0.761 | 0.323 | 0.446 | 0.539 |  | 0.452 | 0.243
7546 | 2004-11-10 | 10:00 | 0.866 | 0.802 | 0.9 | 0.894 | 0.568 | 0.373 | 0.796 | 0.469 | 0.472 | 0.521 | 0.006 | 0.698 | 0.514
7547 | 2004-11-10 | 11:00 | 0.889 | 0.821 | 0.915 | 0.941 | 0.691 | 0.067 | 0.758 | 0.566 | 0.366 | 0.232 | 0.014 | 0.578 | 0.672
7548 | 2004-11-10 | 12:00 | 0.84 | 0.851 | 0.772 | 0.91 | 0.753 | 0.093 | 0.616 | 0.752 | 0.322 | 0.297 | 0.184 | 0.846 | 0.789
7549 | 2004-11-10 | 13:00 | 0.711 | 0.85 | 0.322 | 0.801 | 0.82 | 0.032 | 0.448 | 0.601 | 0.258 | 0.209 | 0.228 | 0.949 | 0.847
7550 | 2004-11-10 | 14:00 | 0.52 | 0.725 | 0.272 | 0.618 | 0.645 | 0.002 | 0.195 | 0.293 | 0.206 | 0.52 | 0.072 | 0.84 | 0.829
7551 | 2004-11-10 | 15:00 | 0.247 | 0.536 | 0.015 | 0.334 | 0.389 |  |  | 0.094 | 0.001 | 0.384 | 0.332 | 0.689 | 0.721
7552 | 2004-11-10 | 16:00 |  | 0.275 |  | 0.013 | 0.196 | SPP: 0.009; NWP: 0.269; RA: 0.393; CNV: 0.553
7553 | 2004-11-10 | 17:00 |  | 0.003 |  |  |  | NWP: 0.253; RA: 0.022; CNV: 0.315
7554 | 2004-11-10 | 18:00 | [5 empty] | CNV: 0.015
7555 | 2004-11-10 | 19:00
7556 | 2004-11-10 | 20:00
7557 | 2004-11-10 | 21:00
7558 | 2004-11-10 | 22:00
7559 | 2004-11-10 | 23:00
7560 | 2004-11-11 | 00:00
7561 | 2004-11-11 | 01:00
7562 | 2004-11-11 | 02:00
7563 | 2004-11-11 | 03:00
7564 | 2004-11-11 | 04:00
7565 | 2004-11-11 | 05:00
7566 | 2004-11-11 | 06:00 |  |  | 0.005 |  |  | NY: 0.009; NE: 0.194; FL: 0.166
7567 | 2004-11-11 | 07:00 | 0.071 | 0.001 | 0.118 | 0.121 |  | 0.438 | 0.473 | 0.459 | 0.007 | 0.204
7568 | 2004-11-11 | 08:00 | 0.27 | 0.047 | 0.277 | 0.425 | 0.023 | 0.676 | 0.676 | 0.682 | 0.022 | 0.532 |  | 0.005
7569 | 2004-11-11 | 09:00 | 0.521 | 0.195 | 0.489 | 0.643 | 0.249 | 0.801 | 0.795 | 0.834 | 0.091 | 0.782 |  | 0.45 | 0.193
7570 | 2004-11-11 | 10:00 | 0.416 | 0.236 | 0.601 | 0.771 | 0.683 | 0.911 | 0.826 | 0.908 | 0.101 | 0.939 | 0.133 | 0.338 | 0.45
7571 | 2004-11-11 | 11:00 | 0.119 | 0.661 | 0.66 | 0.824 | 0.847 | 0.881 | 0.775 | 0.913 | 0.157 | 0.989 | 0.015 | 0.579 | 0.64
7572 | 2004-11-11 | 12:00 | 0.199 | 0.905 | 0.502 | 0.799 | 0.81 | 0.804 | 0.609 | 0.853 | 0.096 | 0.989 | 0.102 | 0.661 | 0.776
7573 | 2004-11-11 | 13:00 | 0.193 | 0.841 | 0.154 | 0.696 | 0.516 | 0.614 | 0.415 | 0.722 | 0.073 | 0.909 | 0.3 | 1.024 | 0.835
7574 | 2004-11-11 | 14:00 | 0.06 | 0.721 | 0.056 | 0.498 | 0.272 | 0.354 | 0.086 | 0.518 | 0.018 | 0.726 | 0.3 | 0.959 | 0.81
7575 | 2004-11-11 | 15:00 | 0.008 | 0.536 |  | 0.238 | 0.124 | 0.011 |  | 0.244 | 0.01 | 0.48 | 0.258 | 0.777 | 0.7
7576 | 2004-11-11 | 16:00 |  | 0.281 |  |  | 0.001 |  |  | 0.001 |  | 0.166 | 0.212 | 0.503 | 0.477
7577 | 2004-11-11 | 17:00 |  | 0.004 |  |  |  | NWP: 0.04; RA: 0.163; CNV: 0.236
7578 | 2004-11-11 | 18:00 | [5 empty] | CNV: 0.002
7579 | 2004-11-11 | 19:00
7580 | 2004-11-11 | 20:00
7581 | 2004-11-11 | 21:00
7582 | 2004-11-11 | 22:00
7583 | 2004-11-11 | 23:00
7584 | 2004-11-12 | 00:00
7585 | 2004-11-12 | 01:00
7586 | 2004-11-12 | 02:00
7587 | 2004-11-12 | 03:00
7588 | 2004-11-12 | 04:00
7589 | 2004-11-12 | 05:00
7590 | 2004-11-12 | 06:00 | [5 empty] | NY: 0.186; FL: 0.073
7591 | 2004-11-12 | 07:00 | 0.005 |  | 0.027 |  |  | NY: 0.502; NE: 0.005; FL: 0.38; STV: 0.021
7592 | 2004-11-12 | 08:00 | 0.105 | 0.034 | 0.101 | 0.019 |  | 0.728 | 0.004 | 0.612 | 0.053 | 0.062 |  | 0.263
7593 | 2004-11-12 | 09:00 | 0.203 | 0.139 | 0.194 | 0.073 | 0.045 | 0.784 | 0.197 | 0.763 | 0.099 | 0.221 | 0.002 | 0.566 | 0.219
7594 | 2004-11-12 | 10:00 | 0.27 | 0.771 | 0.221 | 0.129 | 0.179 | 0.786 | 0.167 | 0.819 | 0.205 | 0.181 | 0.304 | 0.802 | 0.483
7595 | 2004-11-12 | 11:00 | 0.249 | 0.79 | 0.053 | 0.009 | 0.172 | 0.356 | 0.032 | 0.792 | 0.235 | 0.204 | 0.554 | 0.928 | 0.694
7596 | 2004-11-12 | 12:00 | 0.244 | 0.629 | 0.195 | 0.222 | 0.2 | 0.134 | 0.14 | 0.769 | 0.22 | 0.246 | 0.713 | 1.004 | 0.653
7597 | 2004-11-12 | 13:00 | 0.223 | 0.79 | 0.107 | 0.183 | 0.195 | 0.009 | 0.039 | 0.649 | 0.221 | 0.22 | 0.789 | 0.95 | 0.657
7598 | 2004-11-12 | 14:00 | 0.102 | 0.7 | 0.002 | 0.029 | 0.17 |  |  | 0.439 | 0.11 | 0.18 | 0.778 | 0.873 | 0.565
7599 | 2004-11-12 | 15:00 | 0.016 | 0.444 |  | 0.001 | 0.109 |  |  | 0.17 | 0.002 | 0.054 | 0.682 | 0.706 | 0.613
7600 | 2004-11-12 | 16:00 |  | 0.258 |  |  | 0.027 | NWP: 0.468; RA: 0.458; CNV: 0.314
7601 | 2004-11-12 | 17:00 |  | 0.001 |  |  |  | NWP: 0.214; RA: 0.13; CNV: 0.078
7602 | 2004-11-12 | 18:00 | [5 empty] | CNV: 0.001
7603 | 2004-11-12 | 19:00
7604 | 2004-11-12 | 20:00
7605 | 2004-11-12 | 21:00
7606 | 2004-11-12 | 22:00
7607 | 2004-11-12 | 23:00
7608 | 2004-11-13 | 00:00
7609 | 2004-11-13 | 01:00
7610 | 2004-11-13 | 02:00
7611 | 2004-11-13 | 03:00
7612 | 2004-11-13 | 04:00
7613 | 2004-11-13 | 05:00
7614 | 2004-11-13 | 06:00 |  |  | 0.116 |  |  | NE: 0.001; FL: 0.155; STV: 0.001
7615 | 2004-11-13 | 07:00 |  |  | 0.385 |  |  | NY: 0.087; NE: 0.092; FL: 0.445; STV: 0.041
7616 | 2004-11-13 | 08:00 | 0.185 | 0.004 | 0.581 |  | 0.008 | 0.012 | 0.136 | 0.664 | 0.212 | 0.017 |  | 0.25
7617 | 2004-11-13 | 09:00 | 0.159 | 0.028 | 0.758 | 0.013 | 0.072 | 0.121 | 0.36 | 0.815 | 0.238 | 0.095 |  | 0.565 | 0.113
7618 | 2004-11-13 | 10:00 | 0.158 | 0.27 | 0.719 | 0.039 | 0.11 | 0.438 | 0.48 | 0.894 | 0.283 | 0.356 | 0.162 | 0.798 | 0.385
7619 | 2004-11-13 | 11:00 | 0.127 | 0.464 | 0.896 | 0.052 | 0.275 | 0.353 | 0.154 | 0.903 | 0.31 | 0.7 | 0.027 | 0.955 | 0.604
7620 | 2004-11-13 | 12:00 | 0.03 | 0.495 | 0.715 | 0.046 | 0.187 | 0.488 | 0.428 | 0.841 | 0.313 | 0.879 | 0.119 | 1.016 | 0.613
7621 | 2004-11-13 | 13:00 | 0.177 | 0.634 | 0.404 | 0.031 | 0.188 | 0.473 | 0.28 | 0.707 | 0.39 | 0.866 | 0.316 | 1.002 | 0.723
7622 | 2004-11-13 | 14:00 | 0.069 | 0.448 | 0.168 | 0.006 | 0.151 | 0.181 | 0.132 | 0.502 | 0.446 | 0.687 | 0.512 | 0.9 | 0.719
7623 | 2004-11-13 | 15:00 | 0.002 | 0.225 | 0.001 | 0.004 | 0.063 |  |  | 0.235 | 0.193 | 0.437 | 0.36 | 0.724 | 0.625
7624 | 2004-11-13 | 16:00 |  | 0.179 |  |  | 0.006 | SPP: 0.107; NWP: 0.06; RA: 0.458; CNV: 0.39
7625 | 2004-11-13 | 17:00 |  | 0.001 |  |  |  | NWP: 0.014; RA: 0.113; CNV: 0.134
7626 | 2004-11-13 | 18:00 | [5 empty] | CNV: 0.001
7627 | 2004-11-13 | 19:00
7628 | 2004-11-13 | 20:00
7629 | 2004-11-13 | 21:00
7630 | 2004-11-13 | 22:00
7631 | 2004-11-13 | 23:00
7632 | 2004-11-14 | 00:00
7633 | 2004-11-14 | 01:00
7634 | 2004-11-14 | 02:00
7635 | 2004-11-14 | 03:00
7636 | 2004-11-14 | 04:00
7637 | 2004-11-14 | 05:00
7638 | 2004-11-14 | 06:00 | [5 empty] | NE: 0.004; FL: 0.106; STV: 0.002
7639 | 2004-11-14 | 07:00 |  |  | 0.028 | 0.176 | 0.001 | 0.001 | 0.372 | 0.395 | 0.325 | 0.176
7640 | 2004-11-14 | 08:00 | 0.009 | 0.04 | 0.099 | 0.303 | 0.359 | 0.015 | 0.369 | 0.529 | 0.715 | 0.492 |  | 0.262
7641 | 2004-11-14 | 09:00 | 0.187 | 0.288 | 0.18 | 0.693 | 0.62 | 0.02 | 0.414 | 0.738 | 0.875 | 0.74 |  | 0.575 | 0.1
7642 | 2004-11-14 | 10:00 | 0.262 | 0.693 | 0.199 | 0.205 | 0.719 | 0.179 | 0.398 | 0.731 | 0.967 | 0.863 | 0.005 | 0.814 | 0.377
7643 | 2004-11-14 | 11:00 | 0.262 | 0.81 | 0.203 | 0.202 | 0.966 | 0.068 | 0.26 | 0.781 | 0.972 | 0.951 | 0.023 | 0.959 | 0.425
7644 | 2004-11-14 | 12:00 | 0.234 | 0.846 | 0.208 | 0.218 | 1.021 | 0.031 | 0.187 | 0.732 | 0.935 | 0.947 | 0.187 | 0.987 | 0.523
7645 | 2004-11-14 | 13:00 | 0.19 | 0.793 | 0.184 | 0.268 | 0.434 | 0.084 | 0.116 | 0.417 | 0.754 | 0.852 | 0.244 | 0.942 | 0.83
7646 | 2004-11-14 | 14:00 | 0.088 | 0.688 | 0.004 | 0.288 | 0.307 | 0.001 |  | 0.236 | 0.539 | 0.696 | 0.225 | 0.825 | 0.783
7647 | 2004-11-14 | 15:00 |  | 0.487 |  | 0.006 | 0.304 |  |  | 0.215 | 0.243 | 0.442 | 0.29 | 0.609 | 0.732
7648 | 2004-11-14 | 16:00 |  | 0.241 |  |  | 0.066 | SPP: 0.12; NWP: 0.018; RA: 0.318; CNV: 0.562
7649 | 2004-11-14 | 17:00 | [5 empty] | NWP: 0.003; RA: 0.005; CNV: 0.325
7650 | 2004-11-14 | 18:00 | [5 empty] | CNV: 0.016
7651 | 2004-11-14 | 19:00
7652 | 2004-11-14 | 20:00
7653 | 2004-11-14 | 21:00
7654 | 2004-11-14 | 22:00
7655 | 2004-11-14 | 23:00
7656 | 2004-11-15 | 00:00
7657 | 2004-11-15 | 01:00
7658 | 2004-11-15 | 02:00
7659 | 2004-11-15 | 03:00
7660 | 2004-11-15 | 04:00
7661 | 2004-11-15 | 05:00
7662 | 2004-11-15 | 06:00 |  |  | 0.021 |  |  | NE: 0.001; FL: 0.018; STV: 0.013
7663 | 2004-11-15 | 07:00 |  | 0.015 | 0.38 |  |  | 0.036 | 0.201 | 0.215 | 0.342 | 0.106
7664 | 2004-11-15 | 08:00 | 0.007 | 0.274 | 0.816 | 0.128 |  | 0.129 | 0.297 | 0.586 | 0.581 | 0.381 |  | 0.003
7665 | 2004-11-15 | 09:00 | 0.03 | 0.604 | 0.845 | 0.18 | 0.053 | 0.81 | 0.535 | 0.769 | 0.762 | 0.668 |  | 0.104 | 0.098
7666 | 2004-11-15 | 10:00 | 0.086 | 0.774 | 0.691 | 0.547 | 0.07 | 0.792 | 0.741 | 0.831 | 0.876 | 0.829 | 0.006 | 0.158 | 0.353
7667 | 2004-11-15 | 11:00 | 0.226 | 0.86 | 0.244 | 0.687 | 0.09 | 0.861 | 0.276 | 0.843 | 0.874 | 0.899 | 0.08 | 0.237 | 0.549
7668 | 2004-11-15 | 12:00 | 0.225 | 0.903 | 0.363 | 0.701 | 0.36 | 0.729 | 0.371 | 0.696 | 0.818 | 0.901 | 0.152 | 0.389 | 0.7
7669 | 2004-11-15 | 13:00 | 0.173 | 0.814 | 0.393 | 0.685 | 0.769 | 0.61 | 0.236 | 0.57 | 0.605 | 0.73 | 0.252 | 0.506 | 0.694
7670 | 2004-11-15 | 14:00 | 0.075 | 0.676 | 0.229 | 0.34 | 0.699 | 0.351 | 0.181 | 0.285 | 0.416 | 0.553 | 0.348 | 0.276 | 0.563
7671 | 2004-11-15 | 15:00 | 0.002 | 0.47 | 0.045 | 0.028 | 0.472 | 0.015 |  | 0.153 | 0.125 | 0.251 | 0.685 | 0.449 | 0.608
7672 | 2004-11-15 | 16:00 |  | 0.188 |  |  | 0.171 | SPP: 0.001; NWP: 0.374; RA: 0.302; CNV: 0.339
7673 | 2004-11-15 | 17:00 | [5 empty] | NWP: 0.311; RA: 0.013; CNV: 0.184
7674 | 2004-11-15 | 18:00 | [5 empty] | NWP: 0.007
7675 | 2004-11-15 | 19:00
7676 | 2004-11-15 | 20:00
7677 | 2004-11-15 | 21:00
7678 | 2004-11-15 | 22:00
7679 | 2004-11-15 | 23:00
7680 | 2004-11-16 | 00:00
7681 | 2004-11-16 | 01:00
7682 | 2004-11-16 | 02:00
7683 | 2004-11-16 | 03:00
7684 | 2004-11-16 | 04:00
7685 | 2004-11-16 | 05:00
7686 | 2004-11-16 | 06:00 |  |  | 0.008 |  |  | NE: 0.011; FL: 0.003; STV: 0.059
7687 | 2004-11-16 | 07:00 | 0.114 | 0.096 | 0.29 |  |  | 0.089 | 0.509 | 0.216 | 0.406 | 0.086
7688 | 2004-11-16 | 08:00 | 0.335 | 0.433 | 0.695 | 0.003 |  | 0.093 | 0.736 | 0.195 | 0.627 | 0.408 |  | 0.002
7689 | 2004-11-16 | 09:00 | 0.287 | 0.7 | 0.84 | 0.019 | 0.006 | 0.125 | 0.84 | 0.611 | 0.798 | 0.644 |  | 0.083 | 0.006
7690 | 2004-11-16 | 10:00 | 0.188 | 0.864 | 0.91 | 0.022 | 0.115 | 0.242 | 0.921 | 0.403 | 0.843 | 0.786 | 0.019 | 0.375 | 0.055
7691 | 2004-11-16 | 11:00 | 0.183 | 0.938 | 0.895 | 0.214 | 0.155 | 0.181 | 0.665 | 0.304 | 0.842 | 0.841 | 0.014 | 0.734 | 0.196
7692 | 2004-11-16 | 12:00 | 0.076 | 0.874 | 0.797 | 0.007 | 0.246 | 0.221 | 0.299 | 0.59 | 0.798 | 0.833 | 0.198 | 0.559 | 0.25
7693 | 2004-11-16 | 13:00 | 0.028 | 0.894 | 0.616 | 0.014 | 0.211 | 0.01 | 0.066 | 0.618 | 0.6 | 0.762 | 0.244 | 0.319 | 0.391
7694 | 2004-11-16 | 14:00 | 0.069 | 0.761 | 0.352 | 0.002 | 0.187 |  | 0.002 | 0.454 | 0.505 | 0.606 | 0.36 | 0.306 | 0.431
7695 | 2004-11-16 | 15:00 | 0.002 | 0.509 | 0.012 |  | 0.35 |  |  | 0.177 | 0.23 | 0.372 | 0.302 | 0.268 | 0.388
7696 | 2004-11-16 | 16:00 |  | 0.266 |  |  | 0.174 | SPP: 0.052; NWP: 0.19; RA: 0.093; CNV: 0.217
7697 | 2004-11-16 | 17:00 | [5 empty] | NWP: 0.012; RA: 0.001; CNV: 0.006
7698 | 2004-11-16 | 18:00
7699 | 2004-11-16 | 19:00
7700 | 2004-11-16 | 20:00
7701 | 2004-11-16 | 21:00
7702 | 2004-11-16 | 22:00
7703 | 2004-11-16 | 23:00
7704 | 2004-11-17 | 00:00
7705 | 2004-11-17 | 01:00
7706 | 2004-11-17 | 02:00
7707 | 2004-11-17 | 03:00
7708 | 2004-11-17 | 04:00
7709 | 2004-11-17 | 05:00
7710 | 2004-11-17 | 06:00 |  |  | 0.053 |  |  | NE: 0.027; FL: 0.093; STV: 0.118
7711 | 2004-11-17 | 07:00 | 0.005 | 0.003 | 0.368 | 0.076 |  | 0.071 | 0.187 | 0.39 | 0.426 | 0.186
7712 | 2004-11-17 | 08:00 | 0.136 | 0.104 | 0.609 | 0.199 |  | 0.138 | 0.098 | 0.61 | 0.63 | 0.485 |  | 0.237
7713 | 2004-11-17 | 09:00 | 0.276 | 0.167 | 0.565 | 0.332 | 0.018 | 0.203 | 0.2 | 0.642 | 0.815 | 0.713 |  | 0.544 | 0.001
7714 | 2004-11-17 | 10:00 | 0.86 | 0.249 | 0.772 | 0.36 | 0.137 | 0.083 | 0.127 | 0.773 | 0.912 | 0.851 | 0.246 | 0.76 | 0.012
7715 | 2004-11-17 | 11:00 | 0.976 | 0.258 | 0.575 | 0.535 | 0.259 | 0.064 | 0.196 | 0.758 | 0.905 | 0.918 | 0.446 | 0.837 | 0.155
7716 | 2004-11-17 | 12:00 | 0.818 | 0.266 | 0.514 | 0.56 | 0.214 | 0.052 | 0.289 | 0.708 | 0.848 | 0.914 | 0.693 | 0.903 | 0.217
7717 | 2004-11-17 | 13:00 | 0.694 | 0.339 | 0.166 | 0.22 | 0.179 | 0.154 | 0.313 | 0.638 | 0.702 | 0.826 | 0.508 | 0.918 | 0.252
7718 | 2004-11-17 | 14:00 | 0.512 | 0.228 |  | 0.021 | 0.142 | 0.003 | 0.085 | 0.465 | 0.484 | 0.672 | 0.608 | 0.844 | 0.229
7719 | 2004-11-17 | 15:00 | 0.06 | 0.124 |  | 0.001 | 0.083 |  |  | 0.194 | 0.22 | 0.445 | 0.72 | 0.653 | 0.22
7720 | 2004-11-17 | 16:00 |  | 0.013 |  |  | 0.005 | SPP: 0.148; NWP: 0.497; RA: 0.385; CNV: 0.108
7721 | 2004-11-17 | 17:00 | [5 empty] | NWP: 0.274; RA: 0.037; CNV: 0.025
7722 | 2004-11-17 | 18:00 | [5 empty] | NWP: 0.001
7723 | 2004-11-17 | 19:00
7724 | 2004-11-17 | 20:00
7725 | 2004-11-17 | 21:00
7726 | 2004-11-17 | 22:00
7727 | 2004-11-17 | 23:00
7728 | 2004-11-18 | 00:00
7729 | 2004-11-18 | 01:00
7730 | 2004-11-18 | 02:00
7731 | 2004-11-18 | 03:00
7732 | 2004-11-18 | 04:00
7733 | 2004-11-18 | 05:00
7734 | 2004-11-18 | 06:00 | [5 empty] | NY: 0.065; NE: 0.199; FL: 0.1; STV: 0.034
7735 | 2004-11-18 | 07:00 | 0.267 |  | 0.007 | 0.129 |  | 0.266 | 0.464 | 0.218 | 0.372 | 0.001
7736 | 2004-11-18 | 08:00 | 0.614 | 0.005 | 0.122 | 0.47 | 0.282 | 0.54 | 0.701 | 0.41 | 0.603 | 0.426 |  | 0.002
7737 | 2004-11-18 | 09:00 | 0.782 | 0.049 | 0.454 | 0.718 | 0.447 | 0.287 | 0.784 | 0.511 | 0.672 | 0.479 |  | 0.077 | 0.041
7738 | 2004-11-18 | 10:00 | 0.707 | 0.13 | 0.333 | 0.827 | 0.249 | 0.407 | 0.852 | 0.465 | 0.731 | 0.231 | 0.096 | 0.168 | 0.172
7739 | 2004-11-18 | 11:00 | 0.721 | 0.156 | 0.486 | 0.803 | 0.124 | 0.339 | 0.747 | 0.333 | 0.513 | 0.175 | 0.379 | 0.27 | 0.608
7740 | 2004-11-18 | 12:00 | 0.386 | 0.18 | 0.377 | 0.766 | 0.358 | 0.327 | 0.612 | 0.403 | 0.684 | 0.268 | 0.564 | 0.116 | 0.544
7741 | 2004-11-18 | 13:00 | 0.552 | 0.146 | 0.319 | 0.619 | 0.76 | 0.121 | 0.473 | 0.537 | 0.314 | 0.184 | 0.74 | 0.184 | 0.568
7742 | 2004-11-18 | 14:00 | 0.394 | 0.091 | 0.131 | 0.407 | 0.738 | 0.024 | 0.161 | 0.396 | 0.157 | 0.116 | 0.832 | 0.426 | 0.203
7743 | 2004-11-18 | 15:00 | 0.078 | 0.024 | 0.001 | 0.265 | 0.511 |  |  | 0.204 | 0.025 | 0.029 | 0.695 | 0.021 | 0.164
7744 | 2004-11-18 | 16:00 |  | 0.009 |  |  | 0.244 | NWP: 0.491; RA: 0.179; CNV: 0.094
7745 | 2004-11-18 | 17:00 | [5 empty] | NWP: 0.213; RA: 0.061; CNV: 0.009
7746 | 2004-11-18 | 18:00 | [5 empty] | NWP: 0.001
7747 | 2004-11-18 | 19:00
7748 | 2004-11-18 | 20:00
7749 | 2004-11-18 | 21:00
7750 | 2004-11-18 | 22:00
7751 | 2004-11-18 | 23:00
7752 | 2004-11-19 | 00:00
7753 | 2004-11-19 | 01:00
7754 | 2004-11-19 | 02:00
7755 | 2004-11-19 | 03:00
7756 | 2004-11-19 | 04:00
7757 | 2004-11-19 | 05:00
7758 | 2004-11-19 | 06:00 | [5 empty] | NE: 0.219; FL: 0.005; STV: 0.03
7759 | 2004-11-19 | 07:00 |  |  | 0.014 |  |  | NY: 0.021; NE: 0.455; FL: 0.333; STV: 0.372
7760 | 2004-11-19 | 08:00 | 0.024 | 0.11 | 0.095 | 0.034 | 0.314 | 0.047 | 0.621 | 0.591 | 0.532 | 0.065 |  | 0.001
7761 | 2004-11-19 | 09:00 | 0.184 | 0.246 | 0.129 | 0.095 | 0.529 | 0.236 | 0.717 | 0.711 | 0.703 | 0.213 |  | 0.184 | 0.106
7762 | 2004-11-19 | 10:00 | 0.226 | 0.15 | 0.203 | 0.188 | 0.682 | 0.531 | 0.802 | 0.724 | 0.851 | 0.576 | 0.043 | 0.172 | 0.332
7763 | 2004-11-19 | 11:00 | 0.207 | 0.168 | 0.092 | 0.239 | 0.631 | 0.637 | 0.766 | 0.654 | 0.876 | 0.653 | 0.158 | 0.201 | 0.571
7764 | 2004-11-19 | 12:00 | 0.209 | 0.177 | 0.156 | 0.095 | 0.516 | 0.681 | 0.574 | 0.616 | 0.795 | 0.676 | 0.146 | 0.421 | 0.651
7765 | 2004-11-19 | 13:00 | 0.203 | 0.331 | 0.095 | 0.122 | 0.601 | 0.525 | 0.222 | 0.599 | 0.671 | 0.661 | 0.092 | 0.258 | 0.768
7766 | 2004-11-19 | 14:00 | 0.12 | 0.268 | 0.002 | 0.023 | 0.216 | 0.259 | 0.03 | 0.462 | 0.475 | 0.508 | 0.181 | 0.203 | 0.679
7767 | 2004-11-19 | 15:00 | 0.004 | 0.206 |  | 0.118 | 0.121 |  |  | 0.053 | 0.203 | 0.374 | 0.141 | 0.201 | 0.678
7768 | 2004-11-19 | 16:00 |  | 0.031 |  |  | 0.003 | SPP: 0.028; NWP: 0.09; RA: 0.03; CNV: 0.51
7769 | 2004-11-19 | 17:00 | [5 empty] | NWP: 0.001; RA: 0.003; CNV: 0.267
7770 | 2004-11-19 | 18:00
7771 | 2004-11-19 | 19:00
7772 | 2004-11-19 | 20:00
7773 | 2004-11-19 | 21:00
7774 | 2004-11-19 | 22:00
7775 | 2004-11-19 | 23:00
7776 | 2004-11-20 | 00:00
7777 | 2004-11-20 | 01:00
7778 | 2004-11-20 | 02:00
7779 | 2004-11-20 | 03:00
7780 | 2004-11-20 | 04:00
7781 | 2004-11-20 | 05:00
7782 | 2004-11-20 | 06:00 |  |  | 0.004 |  |  | NE: 0.001; FL: 0.108; STV: 0.036
7783 | 2004-11-20 | 07:00 | 0.001 |  | 0.303 | 0.193 |  | NY: 0.015; NE: 0.041; FL: 0.264; STV: 0.376
7784 | 2004-11-20 | 08:00 | 0.159 | 0.132 | 0.372 | 0.529 | 0.244 | 0.121 | 0.018 | 0.455 | 0.581 | 0.003 |  | 0.238
7785 | 2004-11-20 | 09:00 | 0.142 | 0.541 | 0.393 | 0.759 | 0.467 | 0.14 | 0.16 | 0.503 | 0.709 | 0.006 |  | 0.576 | 0.068
7786 | 2004-11-20 | 10:00 | 0.238 | 0.528 | 0.603 | 0.898 | 0.682 | 0.202 | 0.164 | 0.556 | 0.821 | 0.207 | 0.019 | 0.838 | 0.189
7787 | 2004-11-20 | 11:00 | 0.342 | 0.683 | 0.729 | 0.817 | 0.757 | 0.211 | 0.041 | 0.286 | 0.852 | 0.494 | 0.124 | 0.99 | 0.234
7788 | 2004-11-20 | 12:00 | 0.758 | 0.568 | 0.619 | 0.302 | 0.822 | 0.198 | 0.113 | 0.537 | 0.783 | 0.204 | 0.189 | 1.039 | 0.478
7789 | 2004-11-20 | 13:00 | 0.187 | 0.188 | 0.497 | 0.073 | 0.771 | 0.114 | 0.063 | 0.434 | 0.648 | 0.075 | 0.211 | 1.013 | 0.513
7790 | 2004-11-20 | 14:00 | 0.016 | 0.343 | 0.215 | 0.119 | 0.601 | 0.012 |  | 0.334 | 0.436 | 0.039 | 0.212 | 0.921 | 0.756
7791 | 2004-11-20 | 15:00 | 0.004 | 0.207 |  | 0.002 | 0.4 |  |  | 0.126 | 0.155 |  | 0.183 | 0.736 | 0.627
7792 | 2004-11-20 | 16:00 |  | 0.06 |  |  | 0.129 | NWP: 0.105; RA: 0.477; CNV: 0.316
7793 | 2004-11-20 | 17:00 | [5 empty] | NWP: 0.001; RA: 0.12; CNV: 0.062
7794 | 2004-11-20 | 18:00
7795 | 2004-11-20 | 19:00
7796 | 2004-11-20 | 20:00
7797 | 2004-11-20 | 21:00
7798 | 2004-11-20 | 22:00
7799 | 2004-11-20 | 23:00
7800 | 2004-11-21 | 00:00
7801 | 2004-11-21 | 01:00
7802 | 2004-11-21 | 02:00
7803 | 2004-11-21 | 03:00
7804 | 2004-11-21 | 04:00
7805 | 2004-11-21 | 05:00
7806 | 2004-11-21 | 06:00 |  |  | 0.172 |  |  | NY: 0.001; NE: 0.003; FL: 0.087; STV: 0.016
7807 | 2004-11-21 | 07:00 | 0.21 | 0.005 | 0.497 |  |  | NY: 0.115; NE: 0.094; FL: 0.41; STV: 0.301
7808 | 2004-11-21 | 08:00 | 0.457 | 0.354 | 0.762 | 0.008 | 0.081 | 0.192 | 0.042 | 0.653 | 0.465 | 0.001 |  | 0.193
7809 | 2004-11-21 | 09:00 | 0.348 | 0.475 | 0.865 | 0.017 | 0.322 | 0.24 | 0.207 | 0.811 | 0.566 | 0.102 |  | 0.517 | 0.047
7810 | 2004-11-21 | 10:00 | 0.404 | 0.618 | 0.91 | 0.159 | 0.461 | 0.313 | 0.243 | 0.897 | 0.558 | 0.192 | 0.032 | 0.754 | 0.217
7811 | 2004-11-21 | 11:00 | 0.611 | 0.778 | 0.783 | 0.12 | 0.368 | 0.519 | 0.065 | 0.905 | 0.585 | 0.247 | 0.36 | 0.903 | 0.27
7812 | 2004-11-21 | 12:00 | 0.194 | 0.788 | 0.758 | 0.146 | 0.434 | 0.198 | 0.179 | 0.843 | 0.528 | 0.249 | 0.414 | 0.969 | 0.373
7813 | 2004-11-21 | 13:00 | 0.44 | 0.771 | 0.586 | 0.124 | 0.249 | 0.195 | 0.077 | 0.701 | 0.489 | 0.208 | 0.522 | 0.952 | 0.382
7814 | 2004-11-21 | 14:00 | 0.296 | 0.695 | 0.325 | 0.028 | 0.341 | 0.004 |  | 0.481 | 0.302 | 0.152 | 0.582 | 0.859 | 0.355
7815 | 2004-11-21 | 15:00 | 0.141 | 0.488 | 0.051 | 0.005 | 0.196 |  |  | 0.208 | 0.074 | 0.004 | 0.518 | 0.685 | 0.241
7816 | 2004-11-21 | 16:00 |  | 0.223 |  |  | 0.051 | NWP: 0.462; RA: 0.423; CNV: 0.236
7817 | 2004-11-21 | 17:00 | [5 empty] | NWP: 0.235; RA: 0.068
7818 | 2004-11-21 | 18:00 | [5 empty] | NWP: 0.001
7819 | 2004-11-21 | 19:00
7820 | 2004-11-21 | 20:00
7821 | 2004-11-21 | 21:00
7822 | 2004-11-21 | 22:00
7823 | 2004-11-21 | 23:00
7824 | 2004-11-22 | 00:00
7825 | 2004-11-22 | 01:00
7826 | 2004-11-22 | 02:00
7827 | 2004-11-22 | 03:00
7828 | 2004-11-22 | 04:00
7829 | 2004-11-22 | 05:00
7830 | 2004-11-22 | 06:00 |  |  | 0.003 |  |  | NY: 0.002; NE: 0.006; FL: 0.09; STV: 0.034
7831 | 2004-11-22 | 07:00 |  |  | 0.338 |  |  | NY: 0.418; NE: 0.226; FL: 0.366; STV: 0.341
7832 | 2004-11-22 | 08:00 | 0.004 | 0.003 | 0.713 | 0.003 | 0.059 | 0.644 | 0.261 | 0.606 | 0.545 | 0.024 |  | 0.253
7833 | 2004-11-22 | 09:00 | 0.02 | 0.097 | 0.858 | 0.027 | 0.31 | 0.74 | 0.844 | 0.741 | 0.705 | 0.212 |  | 0.566 | 0.159
7834 | 2004-11-22 | 10:00 | 0.05 | 0.171 | 0.866 | 0.069 | 0.576 | 0.739 | 0.895 | 0.633 | 0.729 | 0.198 | 0.044 | 0.802 | 0.471
7835 | 2004-11-22 | 11:00 | 0.106 | 0.564 | 0.853 | 0.093 | 0.754 | 0.391 | 0.522 | 0.691 | 0.606 | 0.218 | 0.096 | 0.948 | 0.695
7836 | 2004-11-22 | 12:00 | 0.086 | 0.775 | 0.762 | 0.242 | 0.832 | 0.34 | 0.785 | 0.507 | 0.552 | 0.259 | 0.316 | 0.949 | 0.722
7837 | 2004-11-22 | 13:00 | 0.048 | 0.366 | 0.56 | 0.192 | 0.803 | 0.187 | 0.552 | 0.455 | 0.398 | 0.244 | 0.38 | 0.899 | 0.797
7838 | 2004-11-22 | 14:00 | 0.008 | 0.215 | 0.38 | 0.117 | 0.674 | 0.012 | 0.297 | 0.277 | 0.356 | 0.208 | 0.487 | 0.851 | 0.76
7839 | 2004-11-22 | 15:00 |  | 0.072 | 0.016 |  | 0.497 |  |  | 0.057 | 0.046 | 0.091 | 0.333 | 0.608 | 0.614
7840 | 2004-11-22 | 16:00 |  | 0.008 |  |  | 0.236 | NWP: 0.155; RA: 0.453; CNV: 0.368
7841 | 2004-11-22 | 17:00 | [5 empty] | NWP: 0.001; RA: 0.14; CNV: 0.139
7842 | 2004-11-22 | 18:00 | [5 empty] | CNV: 0.003
7843 | 2004-11-22 | 19:00
7844 | 2004-11-22 | 20:00
7845 | 2004-11-22 | 21:00
7846 | 2004-11-22 | 22:00
7847 | 2004-11-22 | 23:00
7848 | 2004-11-23 | 00:00
7849 | 2004-11-23 | 01:00
7850 | 2004-11-23 | 02:00
7851 | 2004-11-23 | 03:00
7852 | 2004-11-23 | 04:00
7853 | 2004-11-23 | 05:00
7854 | 2004-11-23 | 06:00 | [5 empty] | NE: 0.078; FL: 0.002
7855 | 2004-11-23 | 07:00 |  | 0.081 | 0.007 |  |  | 0.003 | 0.42 | 0.214 | 0.008 | 0.131
7856 | 2004-11-23 | 08:00 | 0.008 | 0.416 | 0.058 | 0.018 | 0.269 | 0.126 | 0.629 | 0.246 | 0.222 | 0.467 |  | 0.193
7857 | 2004-11-23 | 09:00 | 0.034 | 0.687 | 0.118 | 0.009 | 0.516 | 0.352 | 0.753 | 0.47 | 0.552 | 0.657 |  | 0.519 | 0.201
7858 | 2004-11-23 | 10:00 | 0.077 | 0.856 | 0.248 | 0.164 | 0.724 | 0.278 | 0.766 | 0.445 | 0.734 | 0.883 |  | 0.729 | 0.484
7859 | 2004-11-23 | 11:00 | 0.237 | 0.941 | 0.438 | 0.059 | 0.882 | 0.558 | 0.722 | 0.535 | 0.408 | 0.953 | 0.007 | 0.902 | 0.694
7860 | 2004-11-23 | 12:00 | 0.261 | 0.961 | 0.203 | 0.204 | 0.904 | 0.233 | 0.6 | 0.343 | 0.632 | 0.953 | 0.063 | 0.905 | 0.826
7861 | 2004-11-23 | 13:00 | 0.185 | 0.877 | 0.011 | 0.522 | 0.846 | 0.04 | 0.297 | 0.435 | 0.416 | 0.868 | 0.138 | 0.936 | 0.873
7862 | 2004-11-23 | 14:00 | 0.089 | 0.764 | 0.002 | 0.583 | 0.713 |  | 0.074 | 0.245 | 0.105 | 0.696 | 0.123 | 0.878 | 0.85
7863 | 2004-11-23 | 15:00 | 0.005 | 0.559 |  | 0.177 | 0.519 |  |  | 0.021 | 0.006 | 0.453 | 0.101 | 0.704 | 0.745
7864 | 2004-11-23 | 16:00 |  | 0.279 |  |  | 0.228 | SPP: 0.13; NWP: 0.038; RA: 0.436; CNV: 0.571
7865 | 2004-11-23 | 17:00 |  | 0.001 |  |  |  | NWP: 0.002; RA: 0.084; CNV: 0.312
7866 | 2004-11-23 | 18:00 | [5 empty] | CNV: 0.006
7867 | 2004-11-23 | 19:00
7868 | 2004-11-23 | 20:00
7869 | 2004-11-23 | 21:00
7870 | 2004-11-23 | 22:00
7871 | 2004-11-23 | 23:00
7872 | 2004-11-24 | 00:00
7873 | 2004-11-24 | 01:00
7874 | 2004-11-24 | 02:00
7875 | 2004-11-24 | 03:00
7876 | 2004-11-24 | 04:00
7877 | 2004-11-24 | 05:00
7878 | 2004-11-24 | 06:00 |  |  | 0.008 |  |  | NE: 0.001; FL: 0.001; STV: 0.001
7879 | 2004-11-24 | 07:00 | 0.067 | 0.065 | 0.237 | 0.145 |  | NE: 0.025; FL: 0.087; STV: 0.086; SPP: 0.114
7880 | 2004-11-24 | 08:00 | 0.4 | 0.354 | 0.241 | 0.353 | 0.001 | 0.015 | 0.014 | 0.019 | 0.263 | 0.455 |  | 0.208
7881 | 2004-11-24 | 09:00 | 0.587 | 0.514 | 0.506 | 0.501 | 0.129 | 0.033 | 0.144 | 0.209 | 0.209 | 0.698 |  | 0.528 | 0.093
7882 | 2004-11-24 | 10:00 | 0.771 | 0.705 | 0.819 | 0.23 | 0.321 | 0.058 | 0.182 | 0.275 | 0.377 | 0.821 | 0.04 | 0.76 | 0.387
7883 | 2004-11-24 | 11:00 | 0.847 | 0.52 | 0.809 | 0.475 | 0.37 | 0.064 | 0.236 | 0.239 | 0.344 | 0.725 | 0.008 | 0.888 | 0.589
7884 | 2004-11-24 | 12:00 | 0.786 | 0.705 | 0.668 | 0.399 | 0.56 | 0.168 | 0.124 | 0.344 | 0.423 | 0.826 | 0.129 | 0.888 | 0.73
7885 | 2004-11-24 | 13:00 | 0.636 | 0.588 | 0.578 | 0.265 | 0.618 | 0.011 | 0.045 | 0.361 | 0.326 | 0.738 | 0.135 | 0.866 | 0.794
7886 | 2004-11-24 | 14:00 | 0.416 | 0.42 | 0.313 | 0.385 | 0.245 |  | 0.002 | 0.244 | 0.316 | 0.523 | 0.153 | 0.785 | 0.768
7887 | 2004-11-24 | 15:00 | 0.148 | 0.393 | 0.003 | 0.045 | 0.378 |  |  | 0.044 | 0.073 | 0.289 | 0.08 | 0.648 | 0.662
7888 | 2004-11-24 | 16:00 |  | 0.115 |  |  | 0.17 | SPP: 0.002; NWP: 0.116; RA: 0.424; CNV: 0.473
7889 | 2004-11-24 | 17:00 | [5 empty] | NWP: 0.005; RA: 0.108; CNV: 0.229
7890 | 2004-11-24 | 18:00
7891 | 2004-11-24 | 19:00
7892 | 2004-11-24 | 20:00
7893 | 2004-11-24 | 21:00
7894 | 2004-11-24 | 22:00
7895 | 2004-11-24 | 23:00
7896 | 2004-11-25 | 00:00
7897 | 2004-11-25 | 01:00
7898 | 2004-11-25 | 02:00
7899 | 2004-11-25 | 03:00
7900 | 2004-11-25 | 04:00
7901 | 2004-11-25 | 05:00
7902 | 2004-11-25 | 06:00 |  |  | 0.049 |  |  | NY: 0.109; NE: 0.002; FL: 0.023
7903 | 2004-11-25 | 07:00 | 0.231 | 0.001 | 0.42 | 0.004 |  | NY: 0.449; NE: 0.048; FL: 0.166; STV: 0.14
7904 | 2004-11-25 | 08:00 | 0.476 | 0.047 | 0.668 | 0.129 | 0.186 | 0.597 | 0.138 | 0.496 | 0.136 | 0.011 |  | 0.206
7905 | 2004-11-25 | 09:00 | 0.684 | 0.21 | 0.827 | 0.279 | 0.456 | 0.843 | 0.205 | 0.359 | 0.424 | 0.479 |  | 0.51 | 0.123
7906 | 2004-11-25 | 10:00 | 0.661 | 0.264 | 0.904 | 0.329 | 0.567 | 0.906 | 0.213 | 0.366 | 0.358 | 0.371 | 0.003 | 0.753 | 0.494
7907 | 2004-11-25 | 11:00 | 0.656 | 0.25 | 0.888 | 0.257 | 0.657 | 0.918 | 0.231 | 0.206 | 0.265 | 0.229 | 0.008 | 0.883 | 0.699
7908 | 2004-11-25 | 12:00 | 0.663 | 0.243 | 0.789 | 0.287 | 0.52 | 0.827 | 0.163 | 0.168 | 0.193 | 0.245 | 0.084 | 0.925 | 0.821
7909 | 2004-11-25 | 13:00 | 0.341 | 0.246 | 0.605 | 0.191 | 0.414 | 0.634 | 0.074 | 0.264 | 0.028 | 0.176 | 0.098 | 0.882 | 0.866
7910 | 2004-11-25 | 14:00 | 0.123 | 0.234 | 0.344 | 0.048 | 0.244 | 0.36 |  | 0.151 | 0.06 | 0.097 | 0.178 | 0.796 | 0.83
7911 | 2004-11-25 | 15:00 | 0.008 | 0.308 | 0.009 | 0.001 | 0.26 | 0.004 |  | 0.019 | 0.005 | 0.012 | 0.079 | 0.651 | 0.724
7912 | 2004-11-25 | 16:00 |  | 0.112 |  |  | 0.007 | NWP: 0.027; RA: 0.421; CNV: 0.551
7913 | 2004-11-25 | 17:00 | [5 empty] | NWP: 0.007; RA: 0.097; CNV: 0.311
7914 | 2004-11-25 | 18:00 | [5 empty] | CNV: 0.009
7915 | 2004-11-25 | 19:00
7916 | 2004-11-25 | 20:00
7917 | 2004-11-25 | 21:00
7918 | 2004-11-25 | 22:00
7919 | 2004-11-25 | 23:00
7920 | 2004-11-26 | 00:00
7921 | 2004-11-26 | 01:00
7922 | 2004-11-26 | 02:00
7923 | 2004-11-26 | 03:00
7924 | 2004-11-26 | 04:00
7925 | 2004-11-26 | 05:00
7926 | 2004-11-26 | 06:00 |  |  | 0.03 |  |  | FL: 0.013; STV: 0.019
7927 | 2004-11-26 | 07:00 | 0.001 | 0.046 | 0.364 | 0.002 |  | 0.166 | 0.141 | 0.205 | 0.297 | 0.008
7928 | 2004-11-26 | 08:00 | 0.012 | 0.369 | 0.516 | 0.265 | 0.193 | 0.237 | 0.447 | 0.341 | 0.591 | 0.328 |  | 0.026
7929 | 2004-11-26 | 09:00 | 0.268 | 0.621 | 0.693 | 0.406 | 0.491 | 0.318 | 0.281 | 0.628 | 0.74 | 0.363 |  | 0.242 | 0.207
7930 | 2004-11-26 | 10:00 | 0.181 | 0.764 | 0.565 | 0.213 | 0.661 | 0.246 | 0.39 | 0.643 | 0.875 | 0.829 | 0.017 | 0.354 | 0.493
7931 | 2004-11-26 | 11:00 | 0.314 | 0.848 | 0.854 | 0.133 | 0.322 | 0.31 | 0.364 | 0.686 | 0.911 | 0.902 | 0.107 | 0.476 | 0.706
7932 | 2004-11-26 | 12:00 | 0.211 | 0.856 | 0.609 | 0.149 | 0.386 | 0.266 | 0.424 | 0.485 | 0.843 | 0.889 | 0.093 | 0.536 | 0.829
7933 | 2004-11-26 | 13:00 | 0.176 | 0.793 | 0.629 | 0.061 | 0.388 | 0.463 | 0.361 | 0.427 | 0.704 | 0.8 | 0.058 | 0.355 | 0.873
7934 | 2004-11-26 | 14:00 | 0.091 | 0.692 | 0.369 | 0.016 | 0.252 | 0.352 | 0.047 | 0.421 | 0.489 | 0.625 | 0.143 | 0.393 | 0.838
7935 | 2004-11-26 | 15:00 |  | 0.506 | 0.018 | 0.006 | 0.307 | 0.005 |  | 0.13 | 0.206 | 0.373 | 0.156 | 0.224 | 0.742
7936 | 2004-11-26 | 16:00 |  | 0.256 |  |  | 0.05 | SPP: 0.035; NWP: 0.18; RA: 0.048; CNV: 0.571
7937 | 2004-11-26 | 17:00 |  | 0.001 |  |  |  | NWP: 0.252; RA: 0.007; CNV: 0.322
7938 | 2004-11-26 | 18:00 | [5 empty] | CNV: 0.009
7939 | 2004-11-26 | 19:00
7940 | 2004-11-26 | 20:00
7941 | 2004-11-26 | 21:00
7942 | 2004-11-26 | 22:00
7943 | 2004-11-26 | 23:00
7944 | 2004-11-27 | 00:00
7945 | 2004-11-27 | 01:00
7946 | 2004-11-27 | 02:00
7947 | 2004-11-27 | 03:00
7948 | 2004-11-27 | 04:00
7949 | 2004-11-27 | 05:00
7950 | 2004-11-27 | 06:00 |  |  | 0.01 |  |  | NE: 0.089; STV: 0.062
7951 | 2004-11-27 | 07:00 | 0.001 |  | 0.34 | 0.124 |  | NE: 0.431; FL: 0.126; STV: 0.39; SPP: 0.125
7952 | 2004-11-27 | 08:00 | 0.013 | 0.033 | 0.497 | 0.465 | 0.27 | 0.006 | 0.708 | 0.322 | 0.629 | 0.334 |  | 0.007
7953 | 2004-11-27 | 09:00 | 0.443 | 0.152 | 0.455 | 0.637 | 0.575 | 0.006 | 0.802 | 0.442 | 0.774 | 0.49 |  | 0.229 | 0.198
7954 | 2004-11-27 | 10:00 | 0.418 | 0.515 | 0.387 | 0.753 | 0.791 | 0.012 | 0.866 | 0.7 | 0.86 | 0.748 | 0.001 | 0.198 | 0.472
7955 | 2004-11-27 | 11:00 | 0.537 | 0.721 | 0.348 | 0.866 | 0.907 | 0.07 | 0.868 | 0.898 | 0.852 | 0.666 | 0.028 | 0.729 | 0.661
7956 | 2004-11-27 | 12:00 | 0.719 | 0.787 | 0.292 | 0.359 | 0.947 | 0.022 | 0.687 | 0.676 | 0.825 | 0.715 | 0.134 | 0.991 | 0.745
7957 | 2004-11-27 | 13:00 | 0.745 | 0.653 | 0.188 | 0.547 | 0.902 | 0.071 | 0.494 | 0.656 | 0.695 | 0.213 | 0.366 | 1.001 | 0.834
7958 | 2004-11-27 | 14:00 | 0.552 | 0.391 | 0.023 | 0.575 | 0.772 | 0.003 | 0.162 | 0.451 | 0.47 | 0.008 | 0.356 | 0.884 | 0.734
7959 | 2004-11-27 | 15:00 | 0.283 | 0.323 |  | 0.311 | 0.554 |  |  | 0.235 | 0.196 | 0.001 | 0.422 | 0.718 | 0.687
7960 | 2004-11-27 | 16:00 |  | 0.123 |  |  | 0.25 | NWP: 0.306; RA: 0.32; CNV: 0.53
7961 | 2004-11-27 | 17:00 | [5 empty] | NWP: 0.196; RA: 0.007; CNV: 0.283
7962 | 2004-11-27 | 18:00 | [5 empty] | CNV: 0.005
7963 | 2004-11-27 | 19:00
7964 | 2004-11-27 | 20:00
7965 | 2004-11-27 | 21:00
7966 | 2004-11-27 | 22:00
7967 | 2004-11-27 | 23:00
7968 | 2004-11-28 | 00:00
7969 | 2004-11-28 | 01:00
7970 | 2004-11-28 | 02:00
7971 | 2004-11-28 | 03:00
7972 | 2004-11-28 | 04:00
7973 | 2004-11-28 | 05:00
7974 | 2004-11-28 | 06:00
7975 | 2004-11-28 | 07:00 | 0.002 | 0.02 | 0.058 | 0.126 |  | 0.009 | 0.023 | 0.053 | 0.329 | 0.008
7976 | 2004-11-28 | 08:00 | 0.016 | 0.406 | 0.268 | 0.49 | 0.011 | 0.117 | 0.122 | 0.225 | 0.572 | 0.212 |  | 0.19
7977 | 2004-11-28 | 09:00 | 0.146 | 0.631 | 0.319 | 0.724 | 0.021 | 0.208 | 0.223 | 0.251 | 0.669 | 0.116 | 0.002 | 0.507
7978 | 2004-11-28 | 10:00 | 0.2 | 0.791 | 0.621 | 0.842 | 0.234 | 0.266 | 0.363 | 0.255 | 0.671 | 0.372 | 0.345 | 0.756 | 0.024
7979 | 2004-11-28 | 11:00 | 0.174 | 0.806 | 0.874 | 0.854 | 0.289 | 0.218 | 0.333 | 0.229 | 0.286 | 0.216 | 0.616 | 0.889 | 0.268
7980 | 2004-11-28 | 12:00 | 0.211 | 0.956 | 0.747 | 0.842 | 0.586 | 0.196 | 0.355 | 0.288 | 0.25 | 0.42 | 0.719 | 0.952 | 0.565
7981 | 2004-11-28 | 13:00 | 0.2 | 0.35 | 0.562 | 0.752 | 0.692 | 0.08 | 0.362 | 0.235 | 0.202 | 0.089 | 0.761 | 0.928 | 0.538
7982 | 2004-11-28 | 14:00 | 0.014 | 0.496 | 0.38 | 0.477 | 0.782 | 0.005 | 0.146 | 0.111 | 0.138 | 0.156 | 0.719 | 0.843 | 0.393
7983 | 2004-11-28 | 15:00 | 0.001 | 0.029 | 0.003 | 0.062 | 0.485 |  |  | 0.009 | 0.048 | 0.007 | 0.705 | 0.679 | 0.499
7984 | 2004-11-28 | 16:00 |  | 0.007 |  |  | 0.013 | SPP: 0.001; NWP: 0.234; RA: 0.435; CNV: 0.326
7985 | 2004-11-28 | 17:00 | [5 empty] | NWP: 0.11; RA: 0.103; CNV: 0.194
7986 | 2004-11-28 | 18:00
7987 | 2004-11-28 | 19:00
7988 | 2004-11-28 | 20:00
7989 | 2004-11-28 | 21:00
7990 | 2004-11-28 | 22:00
7991 | 2004-11-28 | 23:00
7992 | 2004-11-29 | 00:00
7993 | 2004-11-29 | 01:00
7994 | 2004-11-29 | 02:00
7995 | 2004-11-29 | 03:00
7996 | 2004-11-29 | 04:00
7997 | 2004-11-29 | 05:00
7998 | 2004-11-29 | 06:00 | [5 empty] | NE: 0.007; FL: 0.01; STV: 0.044
7999 | 2004-11-29 | 07:00 | 0.257 |  | 0.013 | 0.012 |  | NY: 0.05; NE: 0.471; FL: 0.115; STV: 0.398
8000 | 2004-11-29 | 08:00 | 0.558 | 0.108 | 0.023 | 0.422 | 0.012 | 0.185 | 0.755 | 0.299 | 0.671 | 0.025 |  | 0.201
8001 | 2004-11-29 | 09:00 | 0.636 | 0.294 | 0.368 | 0.682 | 0.298 | 0.283 | 0.88 | 0.511 | 0.856 | 0.108 |  | 0.489 | 0.013
8002 | 2004-11-29 | 10:00 | 0.67 | 0.313 | 0.648 | 0.807 | 0.447 | 0.268 | 0.94 | 0.745 | 0.959 | 0.229 | 0.001 | 0.736 | 0.463
8003 | 2004-11-29 | 11:00 | 0.895 | 0.48 | 0.857 | 0.882 | 0.751 | 0.258 | 0.907 | 0.757 | 0.951 | 0.204 | 0.012 | 0.877 | 0.596
8004 | 2004-11-29 | 12:00 | 0.85 | 0.713 | 0.715 | 0.845 | 0.853 | 0.227 | 0.781 | 0.711 | 0.895 | 0.235 | 0.277 | 0.917 | 0.811
8005 | 2004-11-29 | 13:00 | 0.787 | 0.727 | 0.482 | 0.729 | 0.757 | 0.176 | 0.574 | 0.385 | 0.76 | 0.226 | 0.249 | 0.895 | 0.853
8006 | 2004-11-29 | 14:00 | 0.524 | 0.453 | 0.202 | 0.508 | 0.62 | 0.233 | 0.269 | 0.37 | 0.518 | 0.173 | 0.297 | 0.812 | 0.821
8007 | 2004-11-29 | 15:00 | 0.238 | 0.247 |  | 0.094 | 0.451 |  |  | 0.096 | 0.218 | 0.055 | 0.241 | 0.643 | 0.725
8008 | 2004-11-29 | 16:00 |  | 0.02 |  |  | 0.163 | NWP: 0.097; RA: 0.411; CNV: 0.516
8009 | 2004-11-29 | 17:00 | [5 empty] | NWP: 0.002; RA: 0.091; CNV: 0.256
8010 | 2004-11-29 | 18:00 | [5 empty] | CNV: 0.001
8011 | 2004-11-29 | 19:00
8012 | 2004-11-29 | 20:00
8013 | 2004-11-29 | 21:00
8014 | 2004-11-29 | 22:00
8015 | 2004-11-29 | 23:00
8016 | 2004-11-30 | 00:00
8017 | 2004-11-30 | 01:00
8018 | 2004-11-30 | 02:00
8019 | 2004-11-30 | 03:00
8020 | 2004-11-30 | 04:00
8021 | 2004-11-30 | 05:00
8022 | 2004-11-30 | 06:00 | [5 empty] | NE: 0.195; FL: 0.085; STV: 0.036
8023 | 2004-11-30 | 07:00 | 0.033 |  | 0.016 |  |  | 0.009 | 0.528 | 0.395 | 0.403 | 0.067
8024 | 2004-11-30 | 08:00 | 0.355 | 0.001 | 0.001 | 0.001 | 0.068 | 0.146 | 0.742 | 0.622 | 0.665 | 0.385 |  | 0.149
8025 | 2004-11-30 | 09:00 | 0.465 | 0.015 | 0.194 | 0.118 | 0.458 | 0.214 | 0.87 | 0.774 | 0.841 | 0.645 |  | 0.489 | 0.093
8026 | 2004-11-30 | 10:00 | 0.724 | 0.093 | 0.103 | 0.013 | 0.654 | 0.22 | 0.912 | 0.871 | 0.952 | 0.821 | 0.001 | 0.739 | 0.237
8027 | 2004-11-30 | 11:00 | 0.733 | 0.252 | 0.105 | 0.079 | 0.681 | 0.296 | 0.866 | 0.884 | 0.937 | 0.925 | 0.001 | 0.863 | 0.543
8028 | 2004-11-30 | 12:00 | 0.61 | 0.273 | 0.107 | 0.107 | 0.875 | 0.075 | 0.736 | 0.832 | 0.877 | 0.943 | 0.053 | 0.922 | 0.739
8029 | 2004-11-30 | 13:00 | 0.362 | 0.273 | 0.032 | 0.051 | 0.825 | 0.008 | 0.531 | 0.7 | 0.737 | 0.743 | 0.108 | 0.904 | 0.576
8030 | 2004-11-30 | 14:00 | 0.132 | 0.255 | 0.003 | 0.034 | 0.723 |  | 0.232 | 0.499 | 0.513 | 0.674 | 0.015 | 0.825 | 0.5
8031 | 2004-11-30 | 15:00 | 0.003 | 0.027 |  | 0.009 | 0.52 |  |  | 0.232 | 0.211 | 0.361 | 0.168 | 0.675 | 0.517
8032 | 2004-11-30 | 16:00 |  | 0.001 |  |  | 0.21 | SPP: 0.015; NWP: 0.038; RA: 0.416; CNV: 0.414
8033 | 2004-11-30 | 17:00 | [5 empty] | RA: 0.082; CNV: 0.127
8034 | 2004-11-30 | 18:00
8035 | 2004-11-30 | 19:00
8036 | 2004-11-30 | 20:00
8037 | 2004-11-30 | 21:00
8038 | 2004-11-30 | 22:00
8039 | 2004-11-30 | 23:00
8040 | 2004-12-01 | 00:00
8041 | 2004-12-01 | 01:00
8042 | 2004-12-01 | 02:00
8043 | 2004-12-01 | 03:00
8044 | 2004-12-01 | 04:00
8045 | 2004-12-01 | 05:00
8046 | 2004-12-01 | 06:00 | [5 empty] | FL: 0.001; STV: 0.004
8047 | 2004-12-01 | 07:00 |  | 0.016 | 0.001 |  |  | 0.042 | 0.027 | 0.164 | 0.262 | 0.017
8048 | 2004-12-01 | 08:00 | 0.011 | 0.366 | 0.017 | 0.133 | 0.13 | 0.115 | 0.09 | 0.381 | 0.537 | 0.316 |  | 0.194
8049 | 2004-12-01 | 09:00 | 0.187 | 0.642 | 0.058 | 0.366 | 0.256 | 0.052 | 0.267 | 0.535 | 0.634 | 0.614 |  | 0.296
8050 | 2004-12-01 | 10:00 | 0.224 | 0.503 | 0.097 | 0.604 | 0.104 | 0.309 | 0.304 | 0.797 | 0.77 | 0.723 | 0.006 | 0.585 | 0.021
8051 | 2004-12-01 | 11:00 | 0.08 | 0.277 | 0.078 | 0.594 | 0.204 | 0.455 | 0.14 | 0.817 | 0.619 | 0.67 | 0.005 | 0.775 | 0.092
8052 | 2004-12-01 | 12:00 | 0.214 | 0.234 | 0.046 | 0.311 | 0.167 | 0.465 | 0.106 | 0.689 | 0.533 | 0.597 | 0.17 | 0.636 | 0.244
8053 | 2004-12-01 | 13:00 | 0.189 | 0.233 | 0.021 | 0.241 | 0.133 | 0.22 | 0.051 | 0.425 | 0.405 | 0.21 | 0.634 | 0.678 | 0.282
8054 | 2004-12-01 | 14:00 | 0.006 | 0.202 | 0.001 | 0.048 | 0.07 | 0.226 |  | 0.036 | 0.171 | 0.021 | 0.484 | 0.811 | 0.085
8055 | 2004-12-01 | 15:00 | 0.003 | 0.081 |  |  | 0.046 |  |  | 0.004 | 0.02 | 0.016 | 0.241 | 0.608 | 0.205
8056 | 2004-12-01 | 16:00 |  | 0.01 |  |  | 0.001 | NWP: 0.217; RA: 0.421; CNV: 0.102
8057 | 2004-12-01 | 17:00 | [5 empty] | NWP: 0.001; RA: 0.092; CNV: 0.026
8058 | 2004-12-01 | 18:00 | [5 empty] | CNV: 0.001
8059 | 2004-12-01 | 19:00
8060 | 2004-12-01 | 20:00
8061 | 2004-12-01 | 21:00
8062 | 2004-12-01 | 22:00
8063 | 2004-12-01 | 23:00
8064 | 2004-12-02 | 00:00
8065 | 2004-12-02 | 01:00
8066 | 2004-12-02 | 02:00
8067 | 2004-12-02 | 03:00
8068 | 2004-12-02 | 04:00
8069 | 2004-12-02 | 05:00
8070 | 2004-12-02 | 06:00 | [5 empty] | FL: 0.001
8071 | 2004-12-02 | 07:00 | 0.001 |  | 0.253 | 0.051 |  | NY: 0.003; NE: 0.098; FL: 0.23; STV: 0.264
8072 | 2004-12-02 | 08:00 | 0.072 | 0.004 | 0.485 | 0.424 | 0.083 | 0.026 | 0.191 | 0.522 | 0.592 | 0.001 |  | 0.198
8073 | 2004-12-02 | 09:00 | 0.165 | 0.1 | 0.667 | 0.672 | 0.19 | 0.104 | 0.775 | 0.711 | 0.703 | 0.007 |  | 0.529 | 0.005
8074 | 2004-12-02 | 10:00 | 0.248 | 0.195 | 0.541 | 0.812 | 0.67 | 0.187 | 0.084 | 0.78 | 0.837 | 0.03 |  | 0.788 | 0.29
8075 | 2004-12-02 | 11:00 | 0.228 | 0.301 | 0.517 | 0.863 | 0.803 | 0.184 | 0.036 | 0.828 | 0.754 | 0.042 | 0.023 | 0.937 | 0.543
8076 | 2004-12-02 | 12:00 | 0.233 | 0.708 | 0.577 | 0.835 | 0.866 | 0.201 | 0.151 | 0.753 | 0.613 | 0.054 | 0.116 | 1.008 | 0.684
8077 | 2004-12-02 | 13:00 | 0.169 | 0.636 | 0.141 | 0.719 | 0.863 | 0.184 | 0.217 | 0.639 | 0.541 | 0.056 | 0.203 | 0.974 | 0.761
8078 | 2004-12-02 | 14:00 | 0.09 | 0.635 | 0.007 | 0.502 | 0.76 | 0.087 | 0.1 | 0.416 | 0.407 | 0.105 | 0.148 | 0.891 | 0.757
8079 | 2004-12-02 | 15:00 | 0.004 | 0.188 |  | 0.053 | 0.539 |  |  | 0.103 | 0.089 | 0.002 | 0.308 | 0.712 | 0.646
8080 | 2004-12-02 | 16:00 |  | 0.064 |  |  | 0.242 | NWP: 0.003; RA: 0.469; CNV: 0.458
8081 | 2004-12-02 | 17:00 | [5 empty] | NWP: 0.002; RA: 0.138; CNV: 0.207
8082 | 2004-12-02 | 18:00
8083 | 2004-12-02 | 19:00
8084 | 2004-12-02 | 20:00
8085 | 2004-12-02 | 21:00
8086 | 2004-12-02 | 22:00
8087 | 2004-12-02 | 23:00
8088 | 2004-12-03 | 00:00
8089 | 2004-12-03 | 01:00
8090 | 2004-12-03 | 02:00
8091 | 2004-12-03 | 03:00
8092 | 2004-12-03 | 04:00
8093 | 2004-12-03 | 05:00
8094 | 2004-12-03 | 06:00 |  |  | 0.01 |  |  | NE: 0.174; STV: 0.022
8095 | 2004-12-03 | 07:00 | 0.173 |  | 0.23 |  |  | NY: 0.001; NE: 0.46; FL: 0.196; STV: 0.352
8096 | 2004-12-03 | 08:00 | 0.4 | 0.001 | 0.42 |  |  | 0.02 | 0.698 | 0.489 | 0.596 | 0.024 |  | 0.092
8097 | 2004-12-03 | 09:00 | 0.589 | 0.168 | 0.629 | 0.072 | 0.135 | 0.152 | 0.917 | 0.302 | 0.777 | 0.183 |  | 0.497 | 0.014
8098 | 2004-12-03 | 10:00 | 0.624 | 0.19 | 0.785 | 0.198 | 0.137 | 0.14 | 0.984 | 0.448 | 0.857 | 0.256 | 0.003 | 0.765 | 0.192
8099 | 2004-12-03 | 11:00 | 0.724 | 0.21 | 0.938 | 0.043 | 0.308 | 0.136 | 0.948 | 0.297 | 0.868 | 0.248 | 0.001 | 0.924 | 0.177
8100 | 2004-12-03 | 12:00 | 0.468 | 0.609 | 0.846 | 0.184 | 0.176 | 0.128 | 0.815 | 0.235 | 0.796 | 0.095 | 0.058 | 0.959 | 0.602
8101 | 2004-12-03 | 13:00 | 0.327 | 0.683 | 0.573 | 0.112 | 0.211 | 0.099 | 0.592 | 0.223 | 0.664 | 0.098 | 0.208 | 0.851 | 0.582
8102 | 2004-12-03 | 14:00 | 0.12 | 0.133 | 0.364 | 0.174 | 0.015 | 0.005 | 0.263 | 0.092 | 0.459 | 0.034 | 0.027 | 0.8 | 0.727
8103 | 2004-12-03 | 15:00 |  | 0.063 | 0.012 | 0.009 | 0.116 |  |  | 0.001 | 0.198 | 0.002 | 0.184 | 0.558 | 0.658
8104 | 2004-12-03 | 16:00 |  | 0.013 |  |  | 0.107 | NWP: 0.047; RA: 0.324; CNV: 0.514
8105 | 2004-12-03 | 17:00 | [5 empty] | RA: 0.1; CNV: 0.271
8106 | 2004-12-03 | 18:00 | [5 empty] | CNV: 0.002
8107 | 2004-12-03 | 19:00
8108 | 2004-12-03 | 20:00
8109 | 2004-12-03 | 21:00
8110 | 2004-12-03 | 22:00
8111 | 2004-12-03 | 23:00
8112 | 2004-12-04 | 00:00
8113 | 2004-12-04 | 01:00
8114 | 2004-12-04 | 02:00
8115 | 2004-12-04 | 03:00
8116 | 2004-12-04 | 04:00
8117 | 2004-12-04 | 05:00
8118 | 2004-12-04 | 06:00 | [5 empty] | NY: 0.011; NE: 0.003; FL: 0.012; STV: 0.002
8119 | 2004-12-04 | 07:00 |  |  | 0.002 |  |  | NY: 0.141; NE: 0.149; FL: 0.332; STV: 0.164
8120 | 2004-12-04 | 08:00 | 0.023 | 0.002 | 0.048 | 0.034 | 0.212 | 0.332 | 0.177 | 0.547 | 0.136 | 0.013 |  | 0.156
8121 | 2004-12-04 | 09:00 | 0.108 | 0.011 | 0.165 | 0.101 | 0.477 | 0.299 | 0.064 | 0.708 | 0.265 | 0.122 |  | 0.498 | 0.133
8122 | 2004-12-04 | 10:00 | 0.204 | 0.248 | 0.143 | 0.188 | 0.718 | 0.592 | 0.127 | 0.582 | 0.31 | 0.225 | 0.006 | 0.738 | 0.415
8123 | 2004-12-04 | 11:00 | 0.26 | 0.208 | 0.17 | 0.207 | 0.897 | 0.329 | 0.237 | 0.828 | 0.298 | 0.255 | 0.055 | 0.87 | 0.646
8124 | 2004-12-04 | 12:00 | 0.244 | 0.055 | 0.181 | 0.229 | 0.844 | 0.248 | 0.195 | 0.716 | 0.462 | 0.256 | 0.081 | 0.949 | 0.72
8125 | 2004-12-04 | 13:00 | 0.201 | 0.244 | 0.08 | 0.562 | 0.487 | 0.605 | 0.093 | 0.594 | 0.359 | 0.218 | 0.331 | 0.925 | 0.854
8126 | 2004-12-04 | 14:00 | 0.099 | 0.206 | 0.007 | 0.301 | 0.555 | 0.234 | 0.04 | 0.396 | 0.265 | 0.145 | 0.387 | 0.852 | 0.83
8127 | 2004-12-04 | 15:00 | 0.068 | 0.518 |  | 0.232 | 0.451 |  |  | 0.049 | 0.128 | 0.027 | 0.391 | 0.691 | 0.732
8128 | 2004-12-04 | 16:00 |  | 0.238 |  |  | 0.144 | NWP: 0.336; RA: 0.437; CNV: 0.555
8129 | 2004-12-04 | 17:00 | [5 empty] | NWP: 0.146; RA: 0.105; CNV: 0.31
8130 | 2004-12-04 | 18:00 | [5 empty] | CNV: 0.007
8131 | 2004-12-04 | 19:00
8132 | 2004-12-04 | 20:00
8133 | 2004-12-04 | 21:00
8134 | 2004-12-04 | 22:00
8135 | 2004-12-04 | 23:00
8136 | 2004-12-05 | 00:00
8137 | 2004-12-05 | 01:00
8138 | 2004-12-05 | 02:00
8139 | 2004-12-05 | 03:00
8140 | 2004-12-05 | 04:00
8141 | 2004-12-05 | 05:00
8142 | 2004-12-05 | 06:00 | [5 empty] | FL: 0.053
8143 | 2004-12-05 | 07:00 | 0.123 | 0.03 | 0.007 |  |  | NY: 0.001; NE: 0.112; FL: 0.328; STV: 0.002
8144 | 2004-12-05 | 08:00 | 0.495 | 0.382 | 0.077 | 0.38 | 0.132 | 0.016 | 0.335 | 0.555 | 0.116 | 0.03 |  | 0.178
8145 | 2004-12-05 | 09:00 | 0.748 | 0.694 | 0.191 | 0.666 | 0.501 | 0.187 | 0.259 | 0.561 | 0.18 | 0.166 |  | 0.502 | 0.003
8146 | 2004-12-05 | 10:00 | 0.9 | 0.882 | 0.225 | 0.85 | 0.743 | 0.189 | 0.131 | 0.654 | 0.226 | 0.235 | 0.021 | 0.736 | 0.253
8147 | 2004-12-05 | 11:00 | 0.958 | 0.981 | 0.225 | 0.941 | 0.714 | 0.147 | 0.112 | 0.816 | 0.275 | 0.243 | 0.03 | 0.886 | 0.251
8148 | 2004-12-05 | 12:00 | 0.917 | 1.008 | 0.159 | 0.902 | 0.823 | 0.134 | 0.103 | 0.588 | 0.219 | 0.254 | 0.161 | 0.958 | 0.62
8149 | 2004-12-05 | 13:00 | 0.749 | 0.963 | 0.088 | 0.788 | 0.793 | 0.083 | 0.006 | 0.238 | 0.156 | 0.254 | 0.143 | 0.941 | 0.697
8150 | 2004-12-05 | 14:00 | 0.425 | 0.817 | 0.006 | 0.533 | 0.687 | 0.006 | 0.009 | 0.187 | 0.105 | 0.197 | 0.122 | 0.871 | 0.658
8151 | 2004-12-05 | 15:00 | 0.198 | 0.6 |  | 0.244 | 0.429 |  |  | 0.016 | 0.005 | 0.031 | 0.046 | 0.702 | 0.568
8152 | 2004-12-05 | 16:00 |  | 0.307 |  |  |  | NWP: 0.026; RA: 0.446; CNV: 0.416
8153 | 2004-12-05 | 17:00 |  | 0.002 |  |  |  | NWP: 0.003; RA: 0.11; CNV: 0.181
8154 | 2004-12-05 | 18:00
8155 | 2004-12-05 | 19:00
8156 | 2004-12-05 | 20:00
8157 | 2004-12-05 | 21:00
8158 | 2004-12-05 | 22:00
8159 | 2004-12-05 | 23:00
8160 | 2004-12-06 | 00:00
8161 | 2004-12-06 | 01:00
8162 | 2004-12-06 | 02:00
8163 | 2004-12-06 | 03:00
8164 | 2004-12-06 | 04:00
8165 | 2004-12-06 | 05:00
8166 | 2004-12-06 | 06:00 | [5 empty] | FL: 0.001
8167 | 2004-12-06 | 07:00 | 0.073 | 0.002 | 0.012 | 0.041 |  | 0.049 | 0.003 | 0.029 | 0.001 | 0.013
8168 | 2004-12-06 | 08:00 | 0.194 | 0.213 | 0.174 | 0.401 |  | 0.025 | 0.074 | 0.395 | 0.013 | 0.276 |  | 0.122
8169 | 2004-12-06 | 09:00 | 0.376 | 0.562 | 0.282 | 0.6 | 0.03 | 0.272 | 0.117 | 0.452 | 0.081 | 0.494 |  | 0.471 | 0.001
8170 | 2004-12-06 | 10:00 | 0.641 | 0.545 | 0.229 | 0.844 | 0.093 | 0.289 | 0.126 | 0.326 | 0.097 | 0.212 | 0.001 | 0.718 | 0.13
8171 | 2004-12-06 | 11:00 | 0.878 | 0.77 | 0.268 | 0.745 | 0.227 | 0.323 | 0.157 | 0.432 | 0.101 | 0.41 | 0.004 | 0.86 | 0.513
8172 | 2004-12-06 | 12:00 | 0.859 | 0.69 | 0.125 | 0.902 | 0.189 | 0.239 | 0.127 | 0.436 | 0.092 | 0.846 | 0.119 | 0.922 | 0.67
8173 | 2004-12-06 | 13:00 | 0.662 | 0.41 | 0.204 | 0.807 | 0.011 | 0.176 | 0.029 | 0.18 | 0.04 | 0.12 | 0.142 | 0.907 | 0.803
8174 | 2004-12-06 | 14:00 | 0.443 | 0.468 | 0.014 | 0.601 | 0.007 | 0.023 | 0.001 | 0.081 | 0.052 | 0.177 | 0.023 | 0.819 | 0.828
8175 | 2004-12-06 | 15:00 | 0.23 | 0.403 |  | 0.291 | 0.001 |  |  | 0.004 | 0.001 | 0.031 | 0.109 | 0.659 | 0.625
8176 | 2004-12-06 | 16:00 |  | 0.189 |  |  | 0.001 | NWP: 0.035; RA: 0.42; CNV: 0.354
8177 | 2004-12-06 | 17:00 | [5 empty] | RA: 0.083; CNV: 0.132
8178 | 2004-12-06 | 18:00
8179 | 2004-12-06 | 19:00
8180 | 2004-12-06 | 20:00
8181 | 2004-12-06 | 21:00
8182 | 2004-12-06 | 22:00
8183 | 2004-12-06 | 23:00
8184 | 2004-12-07 | 00:00
8185 | 2004-12-07 | 01:00
8186 | 2004-12-07 | 02:00
8187 | 2004-12-07 | 03:00
8188 | 2004-12-07 | 04:00
8189 | 2004-12-07 | 05:00
8190 | 2004-12-07 | 06:00 | [5 empty] | NE: 0.033; STV: 0.015
8191 | 2004-12-07 | 07:00 |  |  | 0.002 |  |  | 0.139 | 0.409 | 0.045 | 0.36 | 0.013
8192 | 2004-12-07 | 08:00 | 0.03 | 0.149 | 0.014 | 0.016 | 0.001 | 0.076 | 0.637 | 0.149 | 0.627 | 0.289 |  | 0.159
8193 | 2004-12-07 | 09:00 | 0.14 | 0.233 | 0.189 | 0.208 | 0.158 | 0.181 | 0.276 | 0.222 | 0.787 | 0.216 |  | 0.494 | 0.08
8194 | 2004-12-07 | 10:00 | 0.454 | 0.456 | 0.209 | 0.221 | 0.368 | 0.233 | 0.332 | 0.278 | 0.806 | 0.382 | 0.002 | 0.746 | 0.39
8195 | 2004-12-07 | 11:00 | 0.727 | 0.34 | 0.175 | 0.531 | 0.341 | 0.251 | 0.241 | 0.131 | 0.886 | 0.137 | 0.028 | 0.881 | 0.547
8196 | 2004-12-07 | 12:00 | 0.561 | 0.236 | 0.126 | 0.734 | 0.196 | 0.287 | 0.348 | 0.273 | 0.838 | 0.681 | 0.139 | 0.906 | 0.713
8197 | 2004-12-07 | 13:00 | 0.573 | 0.252 | 0.093 | 0.329 | 0.186 | 0.196 | 0.39 | 0.22 | 0.708 | 0.051 | 0.131 | 0.918 | 0.678
8198 | 2004-12-07 | 14:00 | 0.298 | 0.164 | 0.004 | 0.16 | 0.452 | 0.016 | 0.057 | 0.125 | 0.5 | 0.075 | 0.172 | 0.816 | 0.824
8199 | 2004-12-07 | 15:00 | 0.016 | 0.116 |  | 0.013 | 0.472 |  |  | 0.011 | 0.209 | 0.093 | 0.142 | 0.614 | 0.615
8200 | 2004-12-07 | 16:00 |  | 0.008 |  |  | 0.007 | SPP: 0.007; NWP: 0.058; RA: 0.362; CNV: 0.473
8201 | 2004-12-07 | 17:00 | [5 empty] | NWP: 0.002; RA: 0.104; CNV: 0.225
8202 | 2004-12-07 | 18:00 | [5 empty] | CNV: 0.001
8203 | 2004-12-07 | 19:00
8204 | 2004-12-07 | 20:00
8205 | 2004-12-07 | 21:00
8206 | 2004-12-07 | 22:00
8207 | 2004-12-07 | 23:00
8208 | 2004-12-08 | 00:00
8209 | 2004-12-08 | 01:00
8210 | 2004-12-08 | 02:00
8211 | 2004-12-08 | 03:00
8212 | 2004-12-08 | 04:00
8213 | 2004-12-08 | 05:00
8214 | 2004-12-08 | 06:00 | [5 empty] | FL: 0.01
8215 | 2004-12-08 | 07:00 | 0.234 |  | 0.013 | 0.005 |  | NY: 0.128; NE: 0.012; FL: 0.153; STV: 0.085
8216 | 2004-12-08 | 08:00 | 0.569 | 0.028 | 0.27 | 0.024 | 0.198 | 0.516 | 0.318 | 0.309 | 0.169 | 0.336 |  | 0.056
8217 | 2004-12-08 | 09:00 | 0.712 | 0.163 | 0.191 | 0.39 | 0.556 | 0.544 | 0.322 | 0.611 | 0.702 | 0.594 |  | 0.456 | 0.088
8218 | 2004-12-08 | 10:00 | 0.807 | 0.276 | 0.27 | 0.252 | 0.793 | 0.785 | 0.036 | 0.849 | 0.754 | 0.798 | 0.27 | 0.597 | 0.408
8219 | 2004-12-08 | 11:00 | 0.646 | 0.301 | 0.22 | 0.241 | 0.954 | 0.489 | 0.223 | 0.743 | 0.774 | 0.884 | 0.564 | 0.855 | 0.649
8220 | 2004-12-08 | 12:00 | 0.504 | 0.31 | 0.011 | 0.188 | 0.996 | 0.365 | 0.038 | 0.809 | 0.782 | 0.886 | 0.725 | 0.926 | 0.781
8221 | 2004-12-08 | 13:00 | 0.74 | 0.281 | 0.221 | 0.139 | 0.953 | 0.135 | 0.007 | 0.675 | 0.666 | 0.802 | 0.802 | 0.928 | 0.829
8222 | 2004-12-08 | 14:00 | 0.565 | 0.245 | 0.282 | 0.021 | 0.759 | 0.007 |  | 0.37 | 0.43 | 0.626 | 0.802 | 0.839 | 0.793
8223 | 2004-12-08 | 15:00 | 0.283 | 0.182 | 0.006 | 0.007 | 0.58 |  |  | 0.191 | 0.194 | 0.379 | 0.732 | 0.643 | 0.693
8224 | 2004-12-08 | 16:00 |  | 0.014 |  |  | 0.219 | SPP: 0.029; NWP: 0.577; RA: 0.376; CNV: 0.522
8225 | 2004-12-08 | 17:00 | [5 empty] | NWP: 0.337; RA: 0.057; CNV: 0.284
8226 | 2004-12-08 | 18:00 | [5 empty] | CNV: 0.002
8227 | 2004-12-08 | 19:00
8228 | 2004-12-08 | 20:00
8229 | 2004-12-08 | 21:00
8230 | 2004-12-08 | 22:00
8231 | 2004-12-08 | 23:00
8232 | 2004-12-09 | 00:00
8233 | 2004-12-09 | 01:00
8234 | 2004-12-09 | 02:00
8235 | 2004-12-09 | 03:00
8236 | 2004-12-09 | 04:00
8237 | 2004-12-09 | 05:00
8238 | 2004-12-09 | 06:00 |  |  | 0.007 |  |  | NE: 0.009; FL: 0.002
8239 | 2004-12-09 | 07:00 | 0.08 |  | 0.282 |  |  | 0.024 | 0.124 | 0.302 | 0.026 | 0.001
8240 | 2004-12-09 | 08:00 | 0.397 | 0.003 | 0.361 | 0.009 | 0.004 | 0.113 | 0.175 | 0.569 | 0.247 | 0.316 |  | 0.095
8241 | 2004-12-09 | 09:00 | 0.616 | 0.064 | 0.357 | 0.122 | 0.233 | 0.247 | 0.395 | 0.739 | 0.377 | 0.586 |  | 0.449 | 0.081
8242 | 2004-12-09 | 10:00 | 0.732 | 0.108 | 0.44 | 0.601 | 0.199 | 0.538 | 0.35 | 0.751 | 0.76 | 0.777 | 0.002 | 0.699 | 0.332
8243 | 2004-12-09 | 11:00 | 0.64 | 0.182 | 0.506 | 0.649 | 0.135 | 0.358 | 0.371 | 0.803 | 0.157 | 0.858 | 0.023 | 0.84 | 0.538
8244 | 2004-12-09 | 12:00 | 0.579 | 0.184 | 0.356 | 0.711 | 0.211 | 0.364 | 0.523 | 0.78 | 0.245 | 0.852 | 0.132 | 0.925 | 0.612
8245 | 2004-12-09 | 13:00 | 0.343 | 0.141 | 0.298 | 0.735 | 0.191 | 0.181 | 0.486 | 0.629 | 0.201 | 0.768 | 0.134 | 0.89 | 0.393
8246 | 2004-12-09 | 14:00 | 0.332 | 0.095 | 0.366 | 0.497 | 0.398 | 0.073 | 0.19 | 0.486 | 0.109 | 0.533 | 0.216 | 0.807 | 0.593
8247 | 2004-12-09 | 15:00 | 0.009 | 0.031 |  | 0.186 | 0.164 |  |  | 0.179 | 0.002 | 0.004 | 0.156 | 0.663 | 0.246
8248 | 2004-12-09 | 16:00 |  | 0.002 |  |  | 0.204 | NWP: 0.025; RA: 0.41; CNV: 0.281
8249 | 2004-12-09 | 17:00 | [5 empty] | NWP: 0.002; RA: 0.076; CNV: 0.047
8250 | 2004-12-09 | 18:00
8251 | 2004-12-09 | 19:00
8252 | 2004-12-09 | 20:00
8253 | 2004-12-09 | 21:00
8254 | 2004-12-09 | 22:00
8255 | 2004-12-09 | 23:00
8256 | 2004-12-10 | 00:00
8257 | 2004-12-10 | 01:00
8258 | 2004-12-10 | 02:00
8259 | 2004-12-10 | 03:00
8260 | 2004-12-10 | 04:00
8261 | 2004-12-10 | 05:00
8262 | 2004-12-10 | 06:00 | [5 empty] | NE: 0.096; FL: 0.034
8263 | 2004-12-10 | 07:00 |  |  | 0.005 |  |  | NY: 0.215; NE: 0.452; FL: 0.353; STV: 0.005
8264 | 2004-12-10 | 08:00 | 0.009 | 0.028 | 0.128 | 0.001 |  | 0.394 | 0.709 | 0.583 | 0.104 | 0.001 |  | 0.116
8265 | 2004-12-10 | 09:00 | 0.095 | 0.181 | 0.145 | 0.04 | 0.021 | 0.539 | 0.754 | 0.726 | 0.207 | 0.121 |  | 0.468
8266 | 2004-12-10 | 10:00 | 0.183 | 0.272 | 0.17 | 0.128 | 0.05 | 0.638 | 0.697 | 0.62 | 0.239 | 0.164 | 0.001 | 0.711 | 0.004
8267 | 2004-12-10 | 11:00 | 0.234 | 0.318 | 0.032 | 0.103 | 0.115 | 0.38 | 0.244 | 0.519 | 0.101 | 0.053 | 0.026 | 0.851 | 0.133
8268 | 2004-12-10 | 12:00 | 0.223 | 0.294 | 0.208 | 0.101 | 0.163 | 0.336 | 0.256 | 0.576 | 0.106 | 0.219 | 0.093 | 0.917 | 0.136
8269 | 2004-12-10 | 13:00 | 0.156 | 0.322 | 0.107 | 0.103 | 0.143 | 0.202 | 0.032 | 0.513 | 0.181 | 0.179 | 0.132 | 0.921 | 0.194
8270 | 2004-12-10 | 14:00 | 0.068 | 0.263 | 0.032 | 0.02 | 0.132 | 0.069 |  | 0.214 | 0.074 | 0.109 | 0.177 | 0.821 | 0.179
8271 | 2004-12-10 | 15:00 | 0.001 | 0.157 |  | 0.001 | 0.123 |  |  | 0.022 |  | 0.031 | 0.115 | 0.672 | 0.158
8272 | 2004-12-10 | 16:00 |  | 0.015 |  |  | 0.111 | NWP: 0.064; RA: 0.428; CNV: 0.062
8273 | 2004-12-10 | 17:00 | [5 empty] | NWP: 0.004; RA: 0.096; CNV: 0.016
8274 | 2004-12-10 | 18:00
8275 | 2004-12-10 | 19:00
8276 | 2004-12-10 | 20:00
8277 | 2004-12-10 | 21:00
8278 | 2004-12-10 | 22:00
8279 | 2004-12-10 | 23:00
8280 | 2004-12-11 | 00:00
8281 | 2004-12-11 | 01:00
8282 | 2004-12-11 | 02:00
8283 | 2004-12-11 | 03:00
8284 | 2004-12-11 | 04:00
8285 | 2004-12-11 | 05:00
8286 | 2004-12-11 | 06:00 | [5 empty] | NY: 0.001; FL: 0.014
8287 | 2004-12-11 | 07:00 | 0.047 |  | 0.014 |  |  | NY: 0.405; NE: 0.007; FL: 0.253; STV: 0.001
8288 | 2004-12-11 | 08:00 | 0.434 | 0.29 | 0.122 | 0.015 | 0.22 | 0.715 | 0.043 | 0.319 | 0.018 | 0.001 |  | 0.016
8289 | 2004-12-11 | 09:00 | 0.59 | 0.563 | 0.198 | 0.249 | 0.582 | 0.854 | 0.126 | 0.487 | 0.08 | 0.119 |  | 0.282
8290 | 2004-12-11 | 10:00 | 0.686 | 0.745 | 0.212 | 0.256 | 0.664 | 0.876 | 0.208 | 0.459 | 0.097 | 0.222 | 0.025 | 0.61 | 0.306
8291 | 2004-12-11 | 11:00 | 0.748 | 0.836 | 0.227 | 0.24 | 0.968 | 0.8 | 0.186 | 0.407 | 0.101 | 0.439 | 0.149 | 0.804 | 0.538
8292 | 2004-12-11 | 12:00 | 0.837 | 0.875 | 0.206 | 0.285 | 1.028 | 0.581 | 0.156 | 0.349 | 0.116 | 0.557 | 0.273 | 0.502 | 0.574
8293 | 2004-12-11 | 13:00 | 0.687 | 0.846 | 0.009 | 0.244 | 0.937 | 0.607 | 0.063 | 0.22 | 0.038 | 0.754 | 0.118 | 0.512 | 0.691
8294 | 2004-12-11 | 14:00 | 0.524 | 0.713 | 0.001 | 0.175 | 0.794 | 0.11 |  | 0.147 | 0.007 | 0.634 | 0.026 | 0.405 | 0.493
8295 | 2004-12-11 | 15:00 | 0.18 | 0.496 |  | 0.017 | 0.55 |  |  | 0.038 | 0.001 | 0.386 | 0.159 | 0.716 | 0.613
8296 | 2004-12-11 | 16:00 |  | 0.23 |  |  | 0.032 | SPP: 0.05; NWP: 0.097; RA: 0.42; CNV: 0.368
8297 | 2004-12-11 | 17:00 | [5 empty] | RA: 0.012; CNV: 0.194
8298 | 2004-12-11 | 18:00
8299 | 2004-12-11 | 19:00
8300 | 2004-12-11 | 20:00
8301 | 2004-12-11 | 21:00
8302 | 2004-12-11 | 22:00
8303 | 2004-12-11 | 23:00
8304 | 2004-12-12 | 00:00
8305 | 2004-12-12 | 01:00
8306 | 2004-12-12 | 02:00
8307 | 2004-12-12 | 03:00
8308 | 2004-12-12 | 04:00
8309 | 2004-12-12 | 05:00
8310 | 2004-12-12 | 06:00 | [5 empty] | FL: 0.003
8311 | 2004-12-12 | 07:00 |  | 0.004 | 0.083 |  |  | NY: 0.036; NE: 0.001; FL: 0.281; STV: 0.002
8312 | 2004-12-12 | 08:00 | 0.012 | 0.316 | 0.272 | 0.029 | 0.012 | 0.127 | 0.019 | 0.563 | 0.073 | 0.016 |  | 0.111
8313 | 2004-12-12 | 09:00 | 0.066 | 0.58 | 0.513 | 0.179 | 0.024 | 0.223 | 0.211 | 0.702 | 0.106 | 0.418 |  | 0.466 | 0.073
8314 | 2004-12-12 | 10:00 | 0.153 | 0.763 | 0.475 | 0.251 | 0.242 | 0.274 | 0.239 | 0.749 | 0.09 | 0.492 | 0.202 | 0.718 | 0.359
8315 | 2004-12-12 | 11:00 | 0.175 | 0.873 | 0.666 | 0.224 | 0.374 | 0.218 | 0.194 | 0.617 | 0.14 | 0.814 | 0.486 | 0.87 | 0.541
8316 | 2004-12-12 | 12:00 | 0.148 | 0.894 | 0.354 | 0.247 | 0.184 | 0.238 | 0.521 | 0.719 | 0.039 | 0.663 | 0.558 | 0.926 | 0.656
8317 | 2004-12-12 | 13:00 | 0.149 | 0.851 | 0.262 | 0.218 | 0.217 | 0.12 | 0.28 | 0.607 | 0.024 | 0.722 | 0.55 | 0.942 | 0.737
8318 | 2004-12-12 | 14:00 | 0.044 | 0.729 | 0.001 | 0.199 | 0.448 | 0.027 | 0.186 | 0.289 | 0.005 | 0.597 | 0.234 | 0.878 | 0.742
8319 | 2004-12-12 | 15:00 | 0.004 | 0.519 |  | 0.109 | 0.113 |  |  | 0.055 |  | 0.359 | 0.186 | 0.682 | 0.667
8320 | 2004-12-12 | 16:00 |  | 0.252 |  |  | 0.019 | SPP: 0.028; NWP: 0.109; RA: 0.279; CNV: 0.521
8321 | 2004-12-12 | 17:00 | [5 empty] | NWP: 0.001; RA: 0.002; CNV: 0.318
8322 | 2004-12-12 | 18:00 | [5 empty] | CNV: 0.008
8323 | 2004-12-12 | 19:00
8324 | 2004-12-12 | 20:00
8325 | 2004-12-12 | 21:00
8326 | 2004-12-12 | 22:00
8327 | 2004-12-12 | 23:00
8328 | 2004-12-13 | 00:00
8329 | 2004-12-13 | 01:00
8330 | 2004-12-13 | 02:00
8331 | 2004-12-13 | 03:00
8332 | 2004-12-13 | 04:00
8333 | 2004-12-13 | 05:00
8334 | 2004-12-13 | 06:00 | [5 empty] | FL: 0.01
8335 | 2004-12-13 | 07:00 | 0.002 |  |  |  |  | NY: 0.041; NE: 0.154; FL: 0.266; STV: 0.018
8336 | 2004-12-13 | 08:00 | 0.328 | 0.022 | 0.083 | 0.006 | 0.14 | 0.027 | 0.353 | 0.476 | 0.445 | 0.329 |  | 0.102
8337 | 2004-12-13 | 09:00 | 0.573 | 0.12 | 0.107 | 0.097 | 0.5 | 0.228 | 0.208 | 0.685 | 0.551 | 0.621 |  | 0.413
8338 | 2004-12-13 | 10:00 | 0.575 | 0.806 | 0.089 | 0.17 | 0.742 | 0.271 | 0.218 | 0.627 | 0.861 | 0.813 | 0.102 | 0.588 | 0.208
8339 | 2004-12-13 | 11:00 | 0.637 | 0.911 | 0.069 | 0.333 | 0.87 | 0.11 | 0.189 | 0.699 | 0.893 | 0.894 | 0.391 | 0.869 | 0.289
8340 | 2004-12-13 | 12:00 | 0.392 | 0.969 | 0.022 | 0.516 | 0.922 | 0.225 | 0.118 | 0.585 | 0.846 | 0.918 | 0.611 | 0.617 | 0.224
8341 | 2004-12-13 | 13:00 | 0.27 | 0.94 | 0.01 | 0.663 | 0.873 | 0.149 | 0.019 | 0.431 | 0.699 | 0.839 | 0.781 | 0.076 | 0.348
8342 | 2004-12-13 | 14:00 | 0.023 | 0.814 |  | 0.565 | 0.749 | 0.001 |  | 0.214 | 0.499 | 0.671 | 0.824 | 0.462 | 0.254
8343 | 2004-12-13 | 15:00 |  | 0.602 |  | 0.229 | 0.549 |  |  | 0.027 | 0.215 | 0.414 | 0.651 | 0.511 | 0.153
8344 | 2004-12-13 | 16:00 |  | 0.314 |  |  | 0.226 | SPP: 0.052; NWP: 0.324; RA: 0.118; CNV: 0.023
8345 | 2004-12-13 | 17:00 |  | 0.003 |  |  |  | RA: 0.002; CNV: 0.001
8346 | 2004-12-13 | 18:00
8347 | 2004-12-13 | 19:00
8348 | 2004-12-13 | 20:00
8349 | 2004-12-13 | 21:00
8350 | 2004-12-13 | 22:00
8351 | 2004-12-13 | 23:00
8352 | 2004-12-14 | 00:00
8353 | 2004-12-14 | 01:00
8354 | 2004-12-14 | 02:00
8355 | 2004-12-14 | 03:00
8356 | 2004-12-14 | 04:00
8357 | 2004-12-14 | 05:00
8358 | 2004-12-14 | 06:00 | [5 empty] | FL: 0.002
8359 | 2004-12-14 | 07:00 | 0.004 | 0.014 | 0.14 | 0.025 |  | 0.023 | 0.05 | 0.167 | 0.019 | 0.001
8360 | 2004-12-14 | 08:00 | 0.187 | 0.36 | 0.2 | 0.448 |  | 0.02 | 0.582 | 0.106 | 0.058 | 0.325 |  | 0.119
8361 | 2004-12-14 | 09:00 | 0.405 | 0.638 | 0.303 | 0.752 | 0.05 | 0.268 | 0.744 | 0.206 | 0.261 | 0.605 |  | 0.356
8362 | 2004-12-14 | 10:00 | 0.316 | 0.795 | 0.703 | 0.937 | 0.151 | 0.264 | 0.313 | 0.291 | 0.096 | 0.798 |  | 0.202 | 0.02
8363 | 2004-12-14 | 11:00 | 0.167 | 0.899 | 0.281 | 1.013 | 0.042 | 0.135 | 0.844 | 0.361 | 0.093 | 0.891 | 0.014 | 0.296 | 0.011
8364 | 2004-12-14 | 12:00 | 0.152 | 0.907 | 0.267 | 0.995 | 0.355 | 0.242 | 0.638 | 0.472 | 0.088 | 0.888 | 0.024 | 0.25 | 0.17
8365 | 2004-12-14 | 13:00 | 0.112 | 0.823 | 0.553 | 0.881 | 0.679 | 0.188 | 0.491 | 0.53 | 0.047 | 0.805 | 0.047 | 0.41 | 0.217
8366 | 2004-12-14 | 14:00 | 0.041 | 0.766 | 0.202 | 0.664 | 0.594 | 0.001 | 0.2 | 0.397 | 0.089 | 0.66 | 0.09 | 0.106 | 0.21
8367 | 2004-12-14 | 15:00 |  | 0.583 | 0.006 | 0.34 | 0.507 |  |  | 0.089 | 0.005 | 0.402 | 0.096 | 0.199 | 0.198
8368 | 2004-12-14 | 16:00 |  | 0.304 |  |  | 0.202 | SPP: 0.042; NWP: 0.063; RA: 0.013; CNV: 0.143
8369 | 2004-12-14 | 17:00 |  | 0.003 |  |  |  | NWP: 0.001; RA: 0.009; CNV: 0.011
8370 | 2004-12-14 | 18:00
8371 | 2004-12-14 | 19:00
8372 | 2004-12-14 | 20:00
8373 | 2004-12-14 | 21:00
8374 | 2004-12-14 | 22:00
8375 | 2004-12-14 | 23:00
8376 | 2004-12-15 | 00:00
8377 | 2004-12-15 | 01:00
8378 | 2004-12-15 | 02:00
8379 | 2004-12-15 | 03:00
8380 | 2004-12-15 | 04:00
8381 | 2004-12-15 | 05:00
8382 | 2004-12-15 | 06:00 | [5 empty] | NE: 0.027
8383 | 2004-12-15 | 07:00 | 0.049 | 0.011 | 0.225 |  |  | 0.022 | 0.422 | 0.017 | 0.015 | 0.001
8384 | 2004-12-15 | 08:00 | 0.5 | 0.333 | 0.529 | 0.187 | 0.002 | 0.019 | 0.609 | 0.183 | 0.162 | 0.323 |  | 0.18
8385 | 2004-12-15 | 09:00 | 0.749 | 0.623 | 0.743 | 0.517 | 0.097 | 0.216 | 0.763 | 0.206 | 0.025 | 0.614 |  | 0.546 | 0.004
8386 | 2004-12-15 | 10:00 | 0.943 | 0.744 | 0.846 | 0.588 | 0.662 | 0.293 | 0.821 | 0.334 | 0.297 | 0.811 |  | 0.805 | 0.273
8387 | 2004-12-15 | 11:00 | 1.004 | 0.813 | 0.587 | 0.626 | 0.793 | 0.254 | 0.861 | 0.272 | 0.32 | 0.912 | 0.039 | 0.966 | 0.55
8388 | 2004-12-15 | 12:00 | 0.96 | 0.884 | 0.576 | 0.382 | 0.813 | 0.226 | 0.446 | 0.305 | 0.288 | 0.914 | 0.143 | 1.016 | 0.662
8389 | 2004-12-15 | 13:00 | 0.761 | 0.81 | 0.217 | 0.215 | 0.793 | 0.132 | 0.134 | 0.216 | 0.076 | 0.823 | 0.163 | 1.005 | 0.722
8390 | 2004-12-15 | 14:00 | 0.583 | 0.529 | 0.151 | 0.256 | 0.598 | 0.01 | 0.049 | 0.104 | 0.024 | 0.659 | 0.027 | 0.915 | 0.756
8391 | 2004-12-15 | 15:00 | 0.194 | 0.513 |  | 0.012 | 0.442 |  |  | 0.008 | 0.001 | 0.399 | 0.174 | 0.76 | 0.67
8392 | 2004-12-15 | 16:00 |  | 0.19 |  |  | 0.194 | SPP: 0.047; NWP: 0.063; RA: 0.506; CNV: 0.485
8393 | 2004-12-15 | 17:00 | [5 empty] | NWP: 0.002; RA: 0.139; CNV: 0.278
8394 | 2004-12-15 | 18:00 | [5 empty] | CNV: 0.001
8395 | 2004-12-15 | 19:00
8396 | 2004-12-15 | 20:00
8397 | 2004-12-15 | 21:00
8398 | 2004-12-15 | 22:00
8399 | 2004-12-15 | 23:00
8400 | 2004-12-16 | 00:00
8401 | 2004-12-16 | 01:00
8402 | 2004-12-16 | 02:00
8403 | 2004-12-16 | 03:00
8404 | 2004-12-16 | 04:00
8405 | 2004-12-16 | 05:00
8406 | 2004-12-16 | 06:00 | [5 empty] | NE: 0.039
8407 | 2004-12-16 | 07:00 |  | 0.002 | 0.002 |  |  | 0.133 | 0.397 | 0.019 | 0.019 | 0.001
8408 | 2004-12-16 | 08:00 | 0.218 | 0.154 | 0.059 | 0.003 | 0.118 | 0.426 | 0.434 | 0.137 | 0.143 | 0.301 |  | 0.052
8409 | 2004-12-16 | 09:00 | 0.321 | 0.467 | 0.069 | 0.016 | 0.467 | 0.581 | 0.357 | 0.249 | 0.223 | 0.574 |  | 0.49 | 0.008
8410 | 2004-12-16 | 10:00 | 0.316 | 0.636 | 0.222 | 0.295 | 0.684 | 0.801 | 0.685 | 0.293 | 0.208 | 0.675 | 0.002 | 0.734 | 0.247
8411 | 2004-12-16 | 11:00 | 0.26 | 0.829 | 0.306 | 0.268 | 0.8 | 0.882 | 0.515 | 0.136 | 0.227 | 0.811 | 0.002 | 0.896 | 0.547
8412 | 2004-12-16 | 12:00 | 0.276 | 0.781 | 0.566 | 0.264 | 0.835 | 0.735 | 0.443 | 0.287 | 0.145 | 0.736 | 0.151 | 0.953 | 0.635
8413 | 2004-12-16 | 13:00 | 0.444 | 0.713 | 0.503 | 0.025 | 0.8 | 0.616 | 0.514 | 0.196 | 0.05 | 0.649 | 0.185 | 0.893 | 0.494
8414 | 2004-12-16 | 14:00 | 0.362 | 0.382 | 0.281 | 0.067 | 0.672 | 0.328 | 0.107 | 0.021 | 0.013 | 0.385 | 0.193 | 0.843 | 0.392
8415 | 2004-12-16 | 15:00 | 0.093 | 0.188 |  | 0.03 | 0.483 | 0.001 |  | 0.007 |  | 0.004 | 0.128 | 0.672 | 0.598
8416 | 2004-12-16 | 16:00 |  | 0.254 |  |  | 0.206 | NWP: 0.05; RA: 0.333; CNV: 0.278
8417 | 2004-12-16 | 17:00 | [5 empty] | NWP: 0.008; RA: 0.125; CNV: 0.245
8418 | 2004-12-16 | 18:00 | [5 empty] | CNV: 0.001
8419 | 2004-12-16 | 19:00
8420 | 2004-12-16 | 20:00
8421 | 2004-12-16 | 21:00
8422 | 2004-12-16 | 22:00
8423 | 2004-12-16 | 23:00
8424 | 2004-12-17 | 00:00
8425 | 2004-12-17 | 01:00
8426 | 2004-12-17 | 02:00
8427 | 2004-12-17 | 03:00
8428 | 2004-12-17 | 04:00
8429 | 2004-12-17 | 05:00
8430 | 2004-12-17 | 06:00 | [5 empty] | NE: 0.003; FL: 0.003
8431 | 2004-12-17 | 07:00 | 0.116 |  | 0.276 |  |  | NY: 0.269; NE: 0.35; FL: 0.324; STV: 0.001
8432 | 2004-12-17 | 08:00 | 0.447 | 0.009 | 0.565 | 0.002 | 0.02 | 0.562 | 0.587 | 0.577 | 0.023 | 0.002 |  | 0.129
8433 | 2004-12-17 | 09:00 | 0.651 | 0.005 | 0.743 | 0.182 | 0.453 | 0.76 | 0.757 | 0.464 | 0.226 | 0.105 |  | 0.495
8434 | 2004-12-17 | 10:00 | 0.771 | 0.21 | 0.822 | 0.273 | 0.679 | 0.856 | 0.831 | 0.453 | 0.106 | 0.26 | 0.255 | 0.744 | 0.253
8435 | 2004-12-17 | 11:00 | 0.782 | 0.24 | 0.836 | 0.291 | 0.772 | 0.859 | 0.699 | 0.287 | 0.266 | 0.274 | 0.549 | 0.889 | 0.45
8436 | 2004-12-17 | 12:00 | 0.505 | 0.231 | 0.502 | 0.297 | 0.879 | 0.7 | 0.409 | 0.329 | 0.259 | 0.261 | 0.742 | 0.943 | 0.707
8437 | 2004-12-17 | 13:00 | 0.457 | 0.259 | 0.155 | 0.088 | 0.814 | 0.493 | 0.26 | 0.317 | 0.052 | 0.874 | 0.789 | 0.974 | 0.752
8438 | 2004-12-17 | 14:00 | 0.081 | 0.204 | 0.005 | 0.04 | 0.696 | 0.17 | 0.111 | 0.188 | 0.019 | 0.619 | 0.73 | 0.878 | 0.596
8439 | 2004-12-17 | 15:00 | 0.015 | 0.117 |  | 0.018 | 0.517 |  |  | 0.033 |  | 0.35 | 0.684 | 0.73 | 0.422
8440 | 2004-12-17 | 16:00 |  | 0.001 |  |  | 0.222 | SPP: 0.11; NWP: 0.564; RA: 0.499; CNV: 0.36
8441 | 2004-12-17 | 17:00 | [5 empty] | NWP: 0.337; RA: 0.165; CNV: 0.003
8442 | 2004-12-17 | 18:00 | [5 empty] | NWP: 0.001; CNV: 0.001
8443 | 2004-12-17 | 19:00
8444 | 2004-12-17 | 20:00
8445 | 2004-12-17 | 21:00
8446 | 2004-12-17 | 22:00
8447 | 2004-12-17 | 23:00
8448 | 2004-12-18 | 00:00
8449 | 2004-12-18 | 01:00
8450 | 2004-12-18 | 02:00
8451 | 2004-12-18 | 03:00
8452 | 2004-12-18 | 04:00
8453 | 2004-12-18 | 05:00
8454 | 2004-12-18 | 06:00 |  |  | 0.001 |  |  | NE: 0.048; FL: 0.024
8455 | 2004-12-18 | 07:00 |  |  | 0.203 |  |  | 0.004 | 0.3 | 0.345 | 0.019 | 0.005
8456 | 2004-12-18 | 08:00 |  | 0.129 | 0.402 |  | 0.006 | 0.14 | 0.527 | 0.602 | 0.17 | 0.296 |  | 0.113
8457 | 2004-12-18 | 09:00 | 0.167 | 0.138 | 0.544 | 0.2 | 0.349 | 0.21 | 0.938 | 0.738 | 0.415 | 0.564 |  | 0.488
8458 | 2004-12-18 | 10:00 | 0.193 | 0.143 | 0.714 | 0.305 | 0.549 | 0.167 | 0.626 | 0.768 | 0.619 | 0.849 | 0.216 | 0.769 | 0.018
8459 | 2004-12-18 | 11:00 | 0.217 | 0.257 | 0.911 | 0.128 | 0.715 | 0.1 | 0.859 | 0.824 | 0.441 | 0.95 | 0.498 | 0.932 | 0.205
8460 | 2004-12-18 | 12:00 | 0.241 | 0.54 | 0.819 | 0.338 | 0.803 | 0.165 | 0.54 | 0.526 | 0.699 | 0.933 | 0.69 | 0.974 | 0.628
8461 | 2004-12-18 | 13:00 | 0.16 | 0.54 | 0.644 | 0.254 | 0.762 | 0.098 | 0.313 | 0.778 | 0.233 | 0.853 | 0.8 | 0.962 | 0.684
8462 | 2004-12-18 | 14:00 | 0.095 | 0.2 | 0.351 | 0.026 | 0.647 |  | 0.222 | 0.419 | 0.249 | 0.703 | 0.815 | 0.861 | 0.417
8463 | 2004-12-18 | 15:00 | 0.003 | 0.145 | 0.025 | 0.035 | 0.322 |  |  | 0.253 | 0.039 | 0.462 | 0.735 | 0.715 | 0.614
8464 | 2004-12-18 | 16:00 |  | 0.003 |  |  | 0.02 |  |  | 0.001 |  | 0.113 | 0.568 | 0.477 | 0.495
8465 | 2004-12-18 | 17:00 | [5 empty] | NWP: 0.299; RA: 0.15; CNV: 0.315
8466 | 2004-12-18 | 18:00 | [5 empty] | CNV: 0.003
8467 | 2004-12-18 | 19:00
8468 | 2004-12-18 | 20:00
8469 | 2004-12-18 | 21:00
8470 | 2004-12-18 | 22:00
8471 | 2004-12-18 | 23:00
8472 | 2004-12-19 | 00:00
8473 | 2004-12-19 | 01:00
8474 | 2004-12-19 | 02:00
8475 | 2004-12-19 | 03:00
8476 | 2004-12-19 | 04:00
8477 | 2004-12-19 | 05:00
8478 | 2004-12-19 | 06:00 | [5 empty] | NE: 0.004; FL: 0.002; STV: 0.005
8479 | 2004-12-19 | 07:00 |  |  | 0.065 |  |  | NY: 0.021; NE: 0.374; FL: 0.288; STV: 0.328
8480 | 2004-12-19 | 08:00 | 0.12 | 0.011 | 0.579 | 0.1 |  | 0.131 | 0.681 | 0.535 | 0.585 | 0.007 |  | 0.1
8481 | 2004-12-19 | 09:00 | 0.225 | 0.084 | 0.847 | 0.208 | 0.041 | 0.217 | 0.858 | 0.69 | 0.769 | 0.146 |  | 0.473
8482 | 2004-12-19 | 10:00 | 0.144 | 0.262 | 0.969 | 0.224 | 0.045 | 0.241 | 0.851 | 0.76 | 0.853 | 0.375 | 0.28 | 0.745 | 0.014
8483 | 2004-12-19 | 11:00 | 0.208 | 0.274 | 0.951 | 0.257 | 0.105 | 0.233 | 0.857 | 0.837 | 0.896 | 0.209 | 0.592 | 0.906 | 0.148
8484 | 2004-12-19 | 12:00 | 0.114 | 0.291 | 0.892 | 0.552 | 0.151 | 0.226 | 0.691 | 0.788 | 0.845 | 0.127 | 0.777 | 0.969 | 0.163
8485 | 2004-12-19 | 13:00 | 0.115 | 0.268 | 0.719 | 0.686 | 0.184 | 0.133 | 0.243 | 0.645 | 0.713 | 0.23 | 0.866 | 0.959 | 0.254
8486 | 2004-12-19 | 14:00 | 0.051 | 0.215 | 0.449 | 0.569 | 0.154 | 0.011 | 0.156 | 0.444 | 0.499 | 0.674 | 0.862 | 0.862 | 0.261
8487 | 2004-12-19 | 15:00 | 0.001 | 0.154 | 0.077 | 0.245 | 0.043 |  |  | 0.193 | 0.199 | 0.489 | 0.784 | 0.709 | 0.318
8488 | 2004-12-19 | 16:00 |  | 0.008 |  |  |  | SPP: 0.062; NWP: 0.625; RA: 0.464; CNV: 0.378
8489 | 2004-12-19 | 17:00 | [5 empty] | NWP: 0.359; RA: 0.132; CNV: 0.196
8490 | 2004-12-19 | 18:00 | [5 empty] | NWP: 0.002; CNV: 0.002
8491 | 2004-12-19 | 19:00
8492 | 2004-12-19 | 20:00
8493 | 2004-12-19 | 21:00
8494 | 2004-12-19 | 22:00
8495 | 2004-12-19 | 23:00
8496 | 2004-12-20 | 00:00
8497 | 2004-12-20 | 01:00
8498 | 2004-12-20 | 02:00
8499 | 2004-12-20 | 03:00
8500 | 2004-12-20 | 04:00
8501 | 2004-12-20 | 05:00
8502 | 2004-12-20 | 06:00 | [5 empty] | NE: 0.106; FL: 0.026; STV: 0.005
8503 | 2004-12-20 | 07:00 |  | 0.002 | 0.023 | 0.006 |  | NY: 0.017; NE: 0.506; FL: 0.317; STV: 0.326
8504 | 2004-12-20 | 08:00 | 0.021 | 0.304 | 0.284 | 0.345 |  | 0.143 | 0.716 | 0.555 | 0.6 | 0.293 |  | 0.107
8505 | 2004-12-20 | 09:00 | 0.163 | 0.576 | 0.343 | 0.579 | 0.05 | 0.234 | 0.847 | 0.727 | 0.804 | 0.576 |  | 0.412
8506 | 2004-12-20 | 10:00 | 0.201 | 0.751 | 0.275 | 0.691 | 0.16 | 0.278 | 0.892 | 0.804 | 0.9 | 0.713 | 0.257 | 0.636 | 0.008
8507 | 2004-12-20 | 11:00 | 0.262 | 0.858 | 0.186 | 0.702 | 0.19 | 0.237 | 0.824 | 0.84 | 0.918 | 0.844 | 0.557 | 0.736 | 0.138
8508 | 2004-12-20 | 12:00 | 0.254 | 0.813 | 0.077 | 0.606 | 0.229 | 0.219 | 0.533 | 0.787 | 0.898 | 0.843 | 0.741 | 0.956 | 0.238
8509 | 2004-12-20 | 13:00 | 0.171 | 0.771 | 0.016 | 0.571 | 0.201 | 0.147 | 0.265 | 0.552 | 0.683 | 0.775 | 0.816 | 0.87 | 0.25
8510 | 2004-12-20 | 14:00 | 0.107 | 0.683 | 0.004 | 0.291 | 0.147 | 0.021 | 0.001 | 0.279 | 0.453 | 0.621 | 0.785 | 0.367 | 0.206
8511 | 2004-12-20 | 15:00 | 0.004 | 0.512 |  | 0.108 | 0.057 |  |  | 0.127 | 0.066 | 0.297 | 0.732 | 0.313 | 0.204
8512 | 2004-12-20 | 16:00 |  | 0.268 |  |  | 0.001 | SPP: 0.012; NWP: 0.591; RA: 0.063; CNV: 0.109
8513 | 2004-12-20 | 17:00 |  | 0.001 |  |  |  | NWP: 0.338; RA: 0.003; CNV: 0.014
8514 | 2004-12-20 | 18:00 | [5 empty] | NWP: 0.001
8515 | 2004-12-20 | 19:00
8516 | 2004-12-20 | 20:00
8517 | 2004-12-20 | 21:00
8518 | 2004-12-20 | 22:00
8519 | 2004-12-20 | 23:00
8520 | 2004-12-21 | 00:00
8521 | 2004-12-21 | 01:00
8522 | 2004-12-21 | 02:00
8523 | 2004-12-21 | 03:00
8524 | 2004-12-21 | 04:00
8525 | 2004-12-21 | 05:00
8526 | 2004-12-21 | 06:00 |  |  | 0.002 |  |  | NE: 0.012; FL: 0.002; STV: 0.01
8527 | 2004-12-21 | 07:00 |  | 0.001 | 0.365 |  |  | NY: 0.005; NE: 0.372; FL: 0.111; STV: 0.348
8528 | 2004-12-21 | 08:00 | 0.019 | 0.286 | 0.598 | 0.002 | 0.104 | 0.117 | 0.489 | 0.175 | 0.549 | 0.254
8529 | 2004-12-21 | 09:00 | 0.091 | 0.505 | 0.705 | 0.136 | 0.45 | 0.223 | 0.657 | 0.3 | 0.66 | 0.481 |  | 0.02 | 0.01
8530 | 2004-12-21 | 10:00 | 0.184 | 0.7 | 0.689 | 0.217 | 0.615 | 0.217 | 0.682 | 0.556 | 0.672 | 0.692 | 0.101 | 0.164 | 0.266
8531 | 2004-12-21 | 11:00 | 0.227 | 0.709 | 0.881 | 0.224 | 0.288 | 0.217 | 0.742 | 0.692 | 0.592 | 0.823 | 0.21 | 0.211 | 0.523
8532 | 2004-12-21 | 12:00 | 0.186 | 0.701 | 0.369 | 0.256 | 0.202 | 0.194 | 0.564 | 0.756 | 0.293 | 0.76 | 0.252 | 0.275 | 0.694
8533 | 2004-12-21 | 13:00 | 0.12 | 0.77 | 0.633 | 0.383 | 0.164 | 0.099 | 0.204 | 0.504 | 0.563 | 0.688 | 0.342 | 0.143 | 0.812
8534 | 2004-12-21 | 14:00 | 0.004 | 0.639 | 0.156 | 0.128 | 0.271 | 0.005 | 0.029 | 0.031 | 0.233 | 0.317 | 0.097 | 0.229 | 0.802
8535 | 2004-12-21 | 15:00 | 0.001 | 0.426 | 0.001 | 0.002 | 0.096 |  |  | 0.013 | 0.212 | 0.004 | 0.134 | 0.17 | 0.728
8536 | 2004-12-21 | 16:00 |  | 0.225 |  |  | 0.001 | NWP: 0.02; RA: 0.056; CNV: 0.546
8537 | 2004-12-21 | 17:00 | [5 empty] | NWP: 0.001; CNV: 0.299
8538 | 2004-12-21 | 18:00 | [5 empty] | CNV: 0.003
8539 | 2004-12-21 | 19:00
8540 | 2004-12-21 | 20:00
8541 | 2004-12-21 | 21:00
8542 | 2004-12-21 | 22:00
8543 | 2004-12-21 | 23:00
8544 | 2004-12-22 | 00:00
8545 | 2004-12-22 | 01:00
8546 | 2004-12-22 | 02:00
8547 | 2004-12-22 | 03:00
8548 | 2004-12-22 | 04:00
8549 | 2004-12-22 | 05:00
8550 | 2004-12-22 | 06:00 | [5 empty] | NE: 0.004; STV: 0.008
8551 | 2004-12-22 | 07:00 |  |  | 0.001 |  |  | NY: 0.031; NE: 0.369; FL: 0.018; STV: 0.346
8552 | 2004-12-22 | 08:00 | 0.001 | 0.008 | 0.082 | 0.001 |  | 0.373 | 0.597 | 0.136 | 0.586 | 0.002 |  | 0.002
8553 | 2004-12-22 | 09:00 | 0.116 | 0.039 | 0.119 | 0.187 | 0.014 | 0.209 | 0.744 | 0.247 | 0.738 | 0.064 |  | 0.394 | 0.008
8554 | 2004-12-22 | 10:00 | 0.198 | 0.498 | 0.231 | 0.323 | 0.102 | 0.199 | 0.801 | 0.51 | 0.816 | 0.329 | 0.001 | 0.613 | 0.303
8555 | 2004-12-22 | 11:00 | 0.068 | 0.882 | 0.172 | 0.352 | 0.541 | 0.121 | 0.705 | 0.603 | 0.893 | 0.796 | 0.203 | 0.774 | 0.518
8556 | 2004-12-22 | 12:00 | 0.229 | 0.904 | 0.112 | 0.405 | 0.374 | 0.16 | 0.629 | 0.431 | 0.854 | 0.789 | 0.195 | 0.955 | 0.589
8557 | 2004-12-22 | 13:00 | 0.15 | 0.855 | 0.077 | 0.315 | 0.823 | 0.133 | 0.388 | 0.306 | 0.74 | 0.712 | 0.339 | 0.879 | 0.667
8558 | 2004-12-22 | 14:00 | 0.006 | 0.63 | 0.008 | 0.139 | 0.486 | 0.005 | 0.028 | 0.228 | 0.532 | 0.599 | 0.313 | 0.893 | 0.589
8559 | 2004-12-22 | 15:00 | 0.008 | 0.385 |  | 0.002 | 0.441 |  |  | 0.05 | 0.263 | 0.166 | 0.232 | 0.728 | 0.552
8560 | 2004-12-22 | 16:00 |  | 0.158 |  |  | 0.228 | SPP: 0.008; NWP: 0.057; RA: 0.459; CNV: 0.49
8561 | 2004-12-22 | 17:00 | [5 empty] | NWP: 0.001; RA: 0.026; CNV: 0.239
8562 | 2004-12-22 | 18:00
8563 | 2004-12-22 | 19:00
8564 | 2004-12-22 | 20:00
8565 | 2004-12-22 | 21:00
8566 | 2004-12-22 | 22:00
8567 | 2004-12-22 | 23:00
8568 | 2004-12-23 | 00:00
8569 | 2004-12-23 | 01:00
8570 | 2004-12-23 | 02:00
8571 | 2004-12-23 | 03:00
8572 | 2004-12-23 | 04:00
8573 | 2004-12-23 | 05:00
8574 | 2004-12-23 | 06:00 | [5 empty] | STV: 0.001
8575 | 2004-12-23 | 07:00 |  |  | 0.007 |  |  | NE: 0.005; FL: 0.018; STV: 0.096
8576 | 2004-12-23 | 08:00 | 0.002 | 0.009 | 0.084 | 0.001 | 0.009 | 0.028 | 0.142 | 0.092 | 0.143 | 0.001
8577 | 2004-12-23 | 09:00 | 0.15 | 0.163 | 0.195 | 0.008 | 0.241 | 0.24 | 0.22 | 0.449 | 0.028 | 0.155 |  | 0.029 | 0.023
8578 | 2004-12-23 | 10:00 | 0.193 | 0.271 | 0.249 | 0.705 | 0.598 | 0.228 | 0.2 | 0.67 | 0.165 | 0.135 |  | 0.09 | 0.372
8579 | 2004-12-23 | 11:00 | 0.152 | 0.377 | 0.228 | 0.816 | 0.39 | 0.241 | 0.122 | 0.728 | 0.088 | 0.167 | 0.002 | 0.233 | 0.627
8580 | 2004-12-23 | 12:00 | 0.196 | 0.499 | 0.129 | 0.891 | 0.584 | 0.201 | 0.339 | 0.78 | 0.188 | 0.781 | 0.075 | 0.105 | 0.753
8581 | 2004-12-23 | 13:00 | 0.133 | 0.877 | 0.265 | 0.713 | 0.63 | 0.346 | 0.033 | 0.539 | 0.489 | 0.588 | 0.165 | 0.28 | 0.648
8582 | 2004-12-23 | 14:00 | 0.045 | 0.753 | 0.158 | 0.165 | 0.725 | 0.158 |  | 0.223 | 0.146 | 0.518 | 0.035 | 0.223 | 0.737
8583 | 2004-12-23 | 15:00 | 0.002 | 0.569 |  | 0.146 | 0.501 |  |  | 0.082 | 0.14 | 0.244 | 0.122 | 0.464 | 0.412
8584 | 2004-12-23 | 16:00 |  | 0.303 |  |  | 0.142 | NWP: 0.08; RA: 0.081; CNV: 0.337
8585 | 2004-12-23 | 17:00 |  | 0.006 |  |  |  | NWP: 0.011; RA: 0.001; CNV: 0.002
8586 | 2004-12-23 | 18:00
8587 | 2004-12-23 | 19:00
8588 | 2004-12-23 | 20:00
8589 | 2004-12-23 | 21:00
8590 | 2004-12-23 | 22:00
8591 | 2004-12-23 | 23:00
8592 | 2004-12-24 | 00:00
8593 | 2004-12-24 | 01:00
8594 | 2004-12-24 | 02:00
8595 | 2004-12-24 | 03:00
8596 | 2004-12-24 | 04:00
8597 | 2004-12-24 | 05:00
8598 | 2004-12-24 | 06:00 | [5 empty] | NY: 0.001; FL: 0.007; STV: 0.001
8599 | 2004-12-24 | 07:00 |  | 0.003 | 0.039 | 0.016 |  | NY: 0.304; NE: 0.02; FL: 0.275; STV: 0.309
8600 | 2004-12-24 | 08:00 | 0.007 | 0.21 | 0.022 | 0.38 | 0.004 | 0.55 | 0.016 | 0.56 | 0.605 | 0.007 |  | 0.001
8601 | 2004-12-24 | 09:00 | 0.447 | 0.557 | 0.252 | 0.691 | 0.278 | 0.705 | 0.034 | 0.705 | 0.817 | 0.005 |  | 0.085
8602 | 2004-12-24 | 10:00 | 0.588 | 0.681 | 0.209 | 0.955 | 0.275 | 0.8 | 0.084 | 0.656 | 0.933 | 0.022 |  | 0.475 | 0.005
8603 | 2004-12-24 | 11:00 | 0.865 | 0.747 | 0.176 | 1.046 | 0.183 | 0.465 | 0.125 | 0.47 | 0.959 | 0.195 | 0.059 | 0.543 | 0.132
8604 | 2004-12-24 | 12:00 | 0.589 | 0.789 | 0.163 | 1.027 | 0.24 | 0.371 | 0.23 | 0.509 | 0.901 | 0.249 | 0.107 | 0.695 | 0.197
8605 | 2004-12-24 | 13:00 | 0.291 | 0.701 | 0.109 | 0.844 | 0.204 | 0.233 | 0.112 | 0.578 | 0.756 | 0.227 | 0.12 | 0.444 | 0.191
8606 | 2004-12-24 | 14:00 | 0.149 | 0.65 | 0.011 | 0.631 | 0.097 | 0.192 | 0.011 | 0.452 | 0.533 | 0.153 | 0.125 | 0.238 | 0.228
8607 | 2004-12-24 | 15:00 | 0.007 | 0.549 |  | 0.196 | 0.051 |  |  | 0.248 | 0.232 | 0.044 | 0.29 | 0.251 | 0.188
8608 | 2004-12-24 | 16:00 |  | 0.264 | [5 empty] | 0.001 |  | 0.17 | 0.343 | 0.097 | 0.141
8609 | 2004-12-24 | 17:00 |  | 0.004 |  |  |  | NWP: 0.101; RA: 0.131; CNV: 0.022
8610 | 2004-12-24 | 18:00
8611 | 2004-12-24 | 19:00
8612 | 2004-12-24 | 20:00
8613 | 2004-12-24 | 21:00
8614 | 2004-12-24 | 22:00
8615 | 2004-12-24 | 23:00
8616 | 2004-12-25 | 00:00
8617 | 2004-12-25 | 01:00
8618 | 2004-12-25 | 02:00
8619 | 2004-12-25 | 03:00
8620 | 2004-12-25 | 04:00
8621 | 2004-12-25 | 05:00
8622 | 2004-12-25 | 06:00 | [5 empty] | FL: 0.005; STV: 0.003
8623 | 2004-12-25 | 07:00 | 0.101 |  | 0.017 |  |  | NY: 0.002; NE: 0.002; FL: 0.314; STV: 0.322
8624 | 2004-12-25 | 08:00 | 0.176 | 0.227 | 0.153 | 0.306 | 0.001 | 0.097 | 0.153 | 0.59 | 0.58 |  |  | 0.029
8625 | 2004-12-25 | 09:00 | 0.234 | 0.493 | 0.31 | 0.652 | 0.179 | 0.3 | 0.242 | 0.786 | 0.742 | 0.001 |  | 0.406
8626 | 2004-12-25 | 10:00 | 0.38 | 0.699 | 0.612 | 0.953 | 0.703 | 0.444 | 0.55 | 0.894 | 0.831 | 0.016 |  | 0.64 | 0.077
8627 | 2004-12-25 | 11:00 | 0.418 | 0.818 | 0.665 | 1.061 | 0.969 | 0.306 | 0.437 | 0.926 | 0.951 | 0.124 | 0.016 | 0.632 | 0.191
8628 | 2004-12-25 | 12:00 | 0.262 | 0.855 | 0.449 | 1.047 | 0.974 | 0.415 | 0.385 | 0.877 | 0.909 | 0.169 | 0.128 | 0.899 | 0.228
8629 | 2004-12-25 | 13:00 | 0.194 | 0.811 | 0.313 | 0.927 | 0.769 | 0.266 | 0.17 | 0.748 | 0.758 | 0.129 | 0.116 | 0.553 | 0.256
8630 | 2004-12-25 | 14:00 | 0.116 | 0.699 | 0.27 | 0.7 | 0.67 | 0.042 | 0.001 | 0.53 | 0.545 | 0.069 | 0.019 | 0.798 | 0.125
8631 | 2004-12-25 | 15:00 | 0.004 | 0.494 | 0.021 | 0.363 | 0.559 |  |  | 0.254 | 0.256 | 0.013 | 0.109 | 0.698 | 0.238
8632 | 2004-12-25 | 16:00 |  | 0.232 |  |  | 0.285 | NWP: 0.055; RA: 0.468; CNV: 0.148
8633 | 2004-12-25 | 17:00 | [5 empty] | NWP: 0.006; RA: 0.123; CNV: 0.002
8634 | 2004-12-25 | 18:00
8635 | 2004-12-25 | 19:00
8636 | 2004-12-25 | 20:00
8637 | 2004-12-25 | 21:00
8638 | 2004-12-25 | 22:00
8639 | 2004-12-25 | 23:00
8640 | 2004-12-26 | 00:00
8641 | 2004-12-26 | 01:00
8642 | 2004-12-26 | 02:00
8643 | 2004-12-26 | 03:00
8644 | 2004-12-26 | 04:00
8645 | 2004-12-26 | 05:00
8646 | 2004-12-26 | 06:00 |  |  | 0.002 |  |  | NE: 0.012; FL: 0.02; STV: 0.005
8647 | 2004-12-26 | 07:00 |  | 0.003 | 0.398 |  |  | NY: 0.013; NE: 0.402; FL: 0.361; STV: 0.352
8648 | 2004-12-26 | 08:00 | 0.035 | 0.314 | 0.714 | 0.01 | 0.028 | 0.391 | 0.706 | 0.635 | 0.624 | 0.009 |  | 0.022
8649 | 2004-12-26 | 09:00 | 0.195 | 0.603 | 0.926 | 0.027 | 0.212 | 0.512 | 0.89 | 0.805 | 0.813 | 0.069 |  | 0.239
8650 | 2004-12-26 | 10:00 | 0.249 | 0.81 | 0.938 | 0.146 | 0.216 | 0.775 | 0.936 | 0.888 | 0.915 | 0.159 |  | 0.328 | 0.043
8651 | 2004-12-26 | 11:00 | 0.131 | 0.926 | 0.781 | 0.222 | 0.215 | 0.925 | 0.885 | 0.881 | 0.948 | 0.311 | 0.022 | 0.714 | 0.006
8652 | 2004-12-26 | 12:00 | 0.261 | 0.968 | 0.484 | 0.259 | 0.123 | 0.705 | 0.771 | 0.851 | 0.878 | 0.871 | 0.131 | 0.621 | 0.134
8653 | 2004-12-26 | 13:00 | 0.249 | 0.91 | 0.169 | 0.297 | 0.132 | 0.522 | 0.569 | 0.748 | 0.766 | 0.773 | 0.209 | 0.951 | 0.188
8654 | 2004-12-26 | 14:00 | 0.172 | 0.786 | 0.311 | 0.297 | 0.055 | 0.279 | 0.235 | 0.561 | 0.493 | 0.615 | 0.153 | 0.878 | 0.046
8655 | 2004-12-26 | 15:00 | 0.019 | 0.598 | 0.087 | 0.007 | 0.016 |  |  | 0.295 | 0.215 | 0.358 | 0.334 | 0.626 | 0.29
8656 | 2004-12-26 | 16:00 |  | 0.321 |  |  | 0.003 |  |  | 0.002 |  | 0.014 | 0.002 | 0.455 | 0.249
8657 | 2004-12-26 | 17:00 |  | 0.005 |  |  |  | RA: 0.095; CNV: 0.046
8658 | 2004-12-26 | 18:00
8659 | 2004-12-26 | 19:00
8660 | 2004-12-26 | 20:00
8661 | 2004-12-26 | 21:00
8662 | 2004-12-26 | 22:00
8663 | 2004-12-26 | 23:00
8664 | 2004-12-27 | 00:00
8665 | 2004-12-27 | 01:00
8666 | 2004-12-27 | 02:00
8667 | 2004-12-27 | 03:00
8668 | 2004-12-27 | 04:00
8669 | 2004-12-27 | 05:00
8670 | 2004-12-27 | 06:00 | [5 empty] | FL: 0.005
8671 | 2004-12-27 | 07:00 |  | 0.002 | 0.188 |  |  | 0.185 | 0.003 | 0.323 | 0.126 | 0.003
8672 | 2004-12-27 | 08:00 | 0.002 | 0.257 | 0.187 | 0.38 | 0.119 | 0.449 | 0.24 | 0.574 | 0.489 | 0.333 |  | 0.014
8673 | 2004-12-27 | 09:00 | 0.19 | 0.601 | 0.421 | 0.692 | 0.368 | 0.644 | 0.381 | 0.753 | 0.452 | 0.258 |  | 0.12 | 0.012
8674 | 2004-12-27 | 10:00 | 0.228 | 0.775 | 0.519 | 0.895 | 0.188 | 0.493 | 0.639 | 0.847 | 0.794 | 0.688 | 0.001 | 0.428 | 0.298
8675 | 2004-12-27 | 11:00 | 0.251 | 0.651 | 0.228 | 0.988 | 0.221 | 0.727 | 0.311 | 0.87 | 0.786 | 0.936 | 0.287 | 0.839 | 0.515
8676 | 2004-12-27 | 12:00 | 0.222 | 0.839 | 0.213 | 0.976 | 0.421 | 0.385 | 0.286 | 0.837 | 0.845 | 0.957 | 0.414 | 0.701 | 0.622
8677 | 2004-12-27 | 13:00 | 0.194 | 0.774 | 0.227 | 0.866 | 0.298 | 0.252 | 0.177 | 0.651 | 0.469 | 0.801 | 0.468 | 0.584 | 0.571
8678 | 2004-12-27 | 14:00 | 0.009 | 0.706 | 0.244 | 0.654 | 0.385 | 0.194 | 0.001 | 0.475 | 0.01 | 0.621 | 0.683 | 0.2 | 0.483
8679 | 2004-12-27 | 15:00 | 0.01 | 0.525 | 0.001 | 0.344 | 0.293 |  |  | 0.219 | 0.001 | 0.359 | 0.423 | 0.261 | 0.571
8680 | 2004-12-27 | 16:00 |  | 0.248 |  |  | 0.124 | SPP: 0.088; NWP: 0.107; RA: 0.197; CNV: 0.198
8681 | 2004-12-27 | 17:00 |  | 0.002 |  |  |  | NWP: 0.003; RA: 0.103; CNV: 0.108
8682 | 2004-12-27 | 18:00
8683 | 2004-12-27 | 19:00
8684 | 2004-12-27 | 20:00
8685 | 2004-12-27 | 21:00
8686 | 2004-12-27 | 22:00
8687 | 2004-12-27 | 23:00
8688 | 2004-12-28 | 00:00
8689 | 2004-12-28 | 01:00
8690 | 2004-12-28 | 02:00
8691 | 2004-12-28 | 03:00
8692 | 2004-12-28 | 04:00
8693 | 2004-12-28 | 05:00
8694 | 2004-12-28 | 06:00 | [5 empty] | FL: 0.007; STV: 0.001
8695 | 2004-12-28 | 07:00 |  |  | 0.335 | 0.012 |  | 0.136 | 0.378 | 0.309 | 0.302 | 0.001
8696 | 2004-12-28 | 08:00 | 0.012 | 0.003 | 0.634 | 0.47 | 0.001 | 0.492 | 0.64 | 0.537 | 0.616 | 0.273 |  | 0.027
8697 | 2004-12-28 | 09:00 | 0.099 | 0.1 | 0.831 | 0.758 | 0.192 | 0.635 | 0.876 | 0.708 | 0.59 | 0.648 |  | 0.432
8698 | 2004-12-28 | 10:00 | 0.207 | 0.169 | 0.929 | 0.933 | 0.485 | 0.697 | 0.965 | 0.773 | 0.756 | 0.849 |  | 0.776 | 0.103
8699 | 2004-12-28 | 11:00 | 0.234 | 0.253 | 0.888 | 1 | 0.808 | 0.626 | 0.927 | 0.842 | 0.825 | 0.938 | 0.006 | 0.289 | 0.086
8700 | 2004-12-28 | 12:00 | 0.211 | 0.381 | 0.81 | 0.998 | 0.52 | 0.675 | 0.811 | 0.71 | 0.853 | 0.954 | 0.115 | 0.194 | 0.132
8701 | 2004-12-28 | 13:00 | 0.155 | 0.626 | 0.503 | 0.905 | 0.509 | 0.291 | 0.583 | 0.654 | 0.431 | 0.818 | 0.103 | 0.186 | 0.233
8702 | 2004-12-28 | 14:00 | 0.102 | 0.575 | 0.291 | 0.719 | 0.421 | 0.194 | 0.267 | 0.403 | 0.487 | 0.707 | 0.157 | 0.24 | 0.132
8703 | 2004-12-28 | 15:00 | 0.004 | 0.543 | 0.023 | 0.424 | 0.448 |  |  | 0.195 | 0.279 | 0.422 | 0.132 | 0.246 | 0.215
8704 | 2004-12-28 | 16:00 |  | 0.319 |  | 0.006 | 0.24 | SPP: 0.145; NWP: 0.097; RA: 0.073; CNV: 0.052
8705 | 2004-12-28 | 17:00 |  | 0.009 |  |  |  | RA: 0.002; CNV: 0.006
8706 | 2004-12-28 | 18:00
8707 | 2004-12-28 | 19:00
8708 | 2004-12-28 | 20:00
8709 | 2004-12-28 | 21:00
8710 | 2004-12-28 | 22:00
8711 | 2004-12-28 | 23:00
8712 | 2004-12-29 | 00:00
8713 | 2004-12-29 | 01:00
8714 | 2004-12-29 | 02:00
8715 | 2004-12-29 | 03:00
8716 | 2004-12-29 | 04:00
8717 | 2004-12-29 | 05:00
8718 | 2004-12-29 | 06:00 | [5 empty] | STV: 0.001
8719 | 2004-12-29 | 07:00 |  |  | 0.096 |  |  | NY: 0.345; NE: 0.037; FL: 0.186; STV: 0.307
8720 | 2004-12-29 | 08:00 | 0.03 |  | 0.332 | 0.069 | 0.042 | 0.668 | 0.343 | 0.457 | 0.619 | 0.024 |  | 0.102
8721 | 2004-12-29 | 09:00 | 0.126 | 0.086 | 0.252 | 0.146 | 0.242 | 0.796 | 0.258 | 0.471 | 0.818 | 0.358 |  | 0.487
8722 | 2004-12-29 | 10:00 | 0.345 | 0.185 | 0.627 | 0.523 | 0.594 | 0.721 | 0.772 | 0.628 | 0.928 | 0.171 | 0.002 | 0.753 | 0.024
8723 | 2004-12-29 | 11:00 | 0.366 | 0.226 | 0.684 | 0.984 | 0.819 | 0.362 | 0.835 | 0.54 | 0.963 | 0.169 | 0.053 | 0.91 | 0.151
8724 | 2004-12-29 | 12:00 | 0.208 | 0.216 | 0.791 | 0.98 | 0.891 | 0.678 | 0.544 | 0.351 | 0.918 | 0.186 | 0.162 | 1.005 | 0.221
8725 | 2004-12-29 | 13:00 | 0.195 | 0.237 | 0.389 | 0.727 | 0.931 | 0.357 | 0.532 | 0.25 | 0.789 | 0.224 | 0.185 | 1.028 | 0.235
8726 | 2004-12-29 | 14:00 | 0.063 | 0.331 | 0.406 | 0.683 | 0.803 | 0.236 | 0.076 | 0.146 | 0.562 | 0.289 | 0.183 | 0.838 | 0.24
8727 | 2004-12-29 | 15:00 | 0.001 | 0.264 | 0.042 | 0.386 | 0.368 |  |  | 0.002 | 0.261 | 0.285 | 0.193 | 0.773 | 0.231
8728 | 2004-12-29 | 16:00 |  | 0.105 |  |  | 0.116 | SPP: 0.015; NWP: 0.101; RA: 0.465; CNV: 0.168
8729 | 2004-12-29 | 17:00 | [5 empty] | RA: 0.216; CNV: 0.001
8730 | 2004-12-29 | 18:00
8731 | 2004-12-29 | 19:00
8732 | 2004-12-29 | 20:00
8733 | 2004-12-29 | 21:00
8734 | 2004-12-29 | 22:00
8735 | 2004-12-29 | 23:00
8736 | 2004-12-30 | 00:00
8737 | 2004-12-30 | 01:00
8738 | 2004-12-30 | 02:00
8739 | 2004-12-30 | 03:00
8740 | 2004-12-30 | 04:00
8741 | 2004-12-30 | 05:00
8742 | 2004-12-30 | 06:00 | [5 empty] | NE: 0.024; FL: 0.001; STV: 0.001
8743 | 2004-12-30 | 07:00 |  |  | 0.303 | 0.006 |  | NY: 0.002; NE: 0.45; FL: 0.035; STV: 0.309
8744 | 2004-12-30 | 08:00 | 0.036 | 0.002 | 0.596 | 0.423 |  | 0.056 | 0.663 | 0.168 | 0.595 | 0.001 |  | 0.053
8745 | 2004-12-30 | 09:00 | 0.121 | 0.106 | 0.814 | 0.58 | 0.365 | 0.169 | 0.895 | 0.289 | 0.791 | 0.094 |  | 0.439
8746 | 2004-12-30 | 10:00 | 0.19 | 0.187 | 0.918 | 0.725 | 0.529 | 0.167 | 0.906 | 0.3 | 0.894 | 0.591 | 0.001 | 0.705 | 0.002
8747 | 2004-12-30 | 11:00 | 0.221 | 0.192 | 0.854 | 0.538 | 0.797 | 0.199 | 0.921 | 0.532 | 0.934 | 0.896 | 0.092 | 0.871 | 0.116
8748 | 2004-12-30 | 12:00 | 0.231 | 0.086 | 0.836 | 0.386 | 0.761 | 0.197 | 0.537 | 0.483 | 0.921 | 0.848 | 0.119 | 0.979 | 0.134
8749 | 2004-12-30 | 13:00 | 0.207 | 0.248 | 0.438 | 0.363 | 0.707 | 0.184 | 0.329 | 0.305 | 0.784 | 0.692 | 0.232 | 0.97 | 0.182
8750 | 2004-12-30 | 14:00 | 0.122 | 0.376 | 0.352 | 0.168 | 0.548 | 0.015 | 0.175 | 0.193 | 0.56 | 0.699 | 0.266 | 0.914 | 0.197
8751 | 2004-12-30 | 15:00 | 0.005 | 0.339 | 0.025 | 0.072 | 0.28 |  |  | 0.062 | 0.258 | 0.47 | 0.309 | 0.759 | 0.454
8752 | 2004-12-30 | 16:00 |  | 0.112 |  |  | 0.189 | SPP: 0.005; NWP: 0.184; RA: 0.506; CNV: 0.389
8753 | 2004-12-30 | 17:00 |  | 0.001 |  |  |  | NWP: 0.159; RA: 0.19; CNV: 0.344
8754 | 2004-12-30 | 18:00 | [5 empty] | CNV: 0.007
8755 | 2004-12-30 | 19:00
8756 | 2004-12-30 | 20:00
8757 | 2004-12-30 | 21:00
8758 | 2004-12-30 | 22:00
8759 | 2004-12-30 | 23:00
8760 | 2004-12-31 | 00:00
8761 | 2004-12-31 | 01:00
8762 | 2004-12-31 | 02:00
8763 | 2004-12-31 | 03:00
8764 | 2004-12-31 | 04:00
8765 | 2004-12-31 | 05:00
8766 | 2004-12-31 | 06:00
8767 | 2004-12-31 | 07:00 | 0.056 |  | 0.127 |  |  | NY: 0.008; NE: 0.05; FL: 0.23; STV: 0.129
8768 | 2004-12-31 | 08:00 | 0.383 | 0.007 | 0.282 | 0.013 | 0.014 | 0.099 | 0.306 | 0.604 | 0.399 |  |  | 0.002
8769 | 2004-12-31 | 09:00 | 0.708 | 0.092 | 0.103 | 0.181 | 0.374 | 0.229 | 0.441 | 0.794 | 0.341 | 0.037 |  | 0.105 | 0.002
8770 | 2004-12-31 | 10:00 | 0.704 | 0.33 | 0.23 | 0.326 | 0.594 | 0.251 | 0.658 | 0.906 | 0.446 | 0.147 | 0.167 | 0.192 | 0.155
8771 | 2004-12-31 | 11:00 | 0.814 | 0.604 | 0.194 | 0.31 | 0.714 | 0.259 | 0.412 | 0.943 | 0.406 | 0.201 | 0.477 | 0.499 | 0.539
8772 | 2004-12-31 | 12:00 | 0.787 | 0.419 | 0.146 | 0.262 | 0.497 | 0.377 | 0.089 | 0.856 | 0.35 | 0.048 | 0.298 | 0.22 | 0.56
8773 | 2004-12-31 | 13:00 | 0.549 | 0.196 | 0.177 | 0.252 | 0.542 | 0.355 | 0.02 | 0.5 | 0.402 | 0.041 | 0.472 | 0.262 | 0.549
8774 | 2004-12-31 | 14:00 | 0.276 | 0.442 | 0.06 | 0.043 | 0.398 | 0.172 | 0.003 | 0.292 | 0.225 | 0.022 | 0.148 | 0.51 | 0.19
8775 | 2004-12-31 | 15:00 | 0.196 | 0.311 |  | 0.001 | 0.315 |  |  | 0.215 | 0.048 | 0.002 | 0.398 | 0.358 | 0.184
8776 | 2004-12-31 | 16:00 | 0.001 | 0.151 |  |  | 0.114 | FL: 0.001; NWP: 0.613; RA: 0.128; CNV: 0.071
8777 | 2004-12-31 | 17:00 |  | 0.001 |  |  |  | NWP: 0.311; CNV: 0.009
8778 | 2004-12-31 | 18:00 | [5 empty] | NWP: 0.006
8779 | 2004-12-31 | 19:00
8780 | 2004-12-31 | 20:00
8781 | 2004-12-31 | 21:00
8782 | 2004-12-31 | 22:00
8783 | 2004-12-31 | 23:00
8784 | 2005-01-01 | 00:00

## Raw Wind Profile
ID Number | MARKET_DATE | SYSTIME | ECAR | ERCOT | MAAC | MAIN | MAPP | NY | NE | FL | STV | SPP | NWP | RA | CNV
1 | 2004-01-01 | 01:00 | 0.32995 | 0.43406 | 0.78354 | 0.11296 | 0.48509 | 0.90066 | 0.58569 |  | 0.36008 | 0.47452 | 0.29232 | 0.32809 | 0.78454
2 | 2004-01-01 | 02:00 | 0.30468 | 0.39278 | 0.79324 | 0.11197 | 0.55069 | 0.89657 | 0.59242 |  | 0.39327 | 0.67332 | 0.29232 | 0.49923 | 0.78454
3 | 2004-01-01 | 03:00 | 0.2803 | 0.33692 | 0.79431 | 0.10099 | 0.5772 | 0.89853 | 0.58448 |  | 0.39791 | 0.74516 | 0.48937 | 0.55301 | 0.13064
4 | 2004-01-01 | 04:00 | 0.26554 | 0.27416 | 0.7821 | 0.10671 | 0.59108 | 0.88721 | 0.62765 |  | 0.41554 | 0.76835 | 0.57031 | 0.59486 | 0.18849
5 | 2004-01-01 | 05:00 | 0.23582 | 0.29372 | 0.75573 | 0.12284 | 0.61295 | 0.86319 | 0.67794 |  | 0.43148 | 0.79414 | 0.55265 | 0.59937 | 0.2066
6 | 2004-01-01 | 06:00 | 0.2068 | 0.3029 | 0.73713 | 0.14715 | 0.62481 | 0.82715 | 0.68072 |  | 0.42163 | 0.80764 | 0.51615 | 0.60361 | 0.21889
7 | 2004-01-01 | 07:00 | 0.20051 | 0.31222 | 0.69682 | 0.19375 | 0.63178 | 0.75678 | 0.6568 |  | 0.39171 | 0.82029 | 0.49245 | 0.60451 | 0.24856
8 | 2004-01-01 | 08:00 | 0.22276 | 0.27658 | 0.62637 | 0.28804 | 0.61292 | 0.68341 | 0.63007 |  | 0.39435 | 0.81729 | 0.47945 | 0.59103 | 0.33828
9 | 2004-01-01 | 09:00 | 0.25192 | 0.20938 | 0.59885 | 0.41918 | 0.61328 | 0.60784 | 0.6111 |  | 0.40752 | 0.801 | 0.42973 | 0.61408 | 0.40953
10 | 2004-01-01 | 10:00 | 0.2464 | 0.1698 | 0.52675 | 0.50205 | 0.64496 | 0.54291 | 0.62758 |  | 0.38333 | 0.79683 | 0.40683 | 0.63241 | 0.48144
11 | 2004-01-01 | 11:00 | 0.25875 | 0.2207 | 0.47487 | 0.55447 | 0.66711 | 0.47774 | 0.65984 |  | 0.34019 | 0.78523 | 0.39343 | 0.66413 | 0.46281
12 | 2004-01-01 | 12:00 | 0.32017 | 0.20382 | 0.36208 | 0.62015 | 0.66735 | 0.44103 | 0.70228 |  | 0.31711 | 0.74727 | 0.40419 | 0.70099 | 0.43436
13 | 2004-01-01 | 13:00 | 0.3689 | 0.19207 | 0.39589 | 0.63726 | 0.61015 | 0.42696 | 0.71122 |  | 0.33467 | 0.70723 | 0.41501 | 0.71912 | 0.42073
14 | 2004-01-01 | 14:00 | 0.42551 | 0.19264 | 0.3551 | 0.69441 | 0.61206 | 0.43612 | 0.7183 |  | 0.36254 | 0.68523 | 0.45377 | 0.7201 | 0.39361
15 | 2004-01-01 | 15:00 | 0.46028 | 0.19227 | 0.27106 | 0.76706 | 0.63495 | 0.37908 | 0.67349 |  | 0.32393 | 0.69474 | 0.46527 | 0.71207 | 0.41887
16 | 2004-01-01 | 16:00 | 0.42894 | 0.10743 | 0.19376 | 0.83136 | 0.65531 | 0.27283 | 0.61728 |  | 0.26891 | 0.67096 | 0.48358 | 0.71459 | 0.43907
17 | 2004-01-01 | 17:00 | 0.38492 | 0.053569 | 0.1254 | 0.85654 | 0.64933 | 0.19067 | 0.53055 |  | 0.15084 | 0.59662 | 0.5007 | 0.70799 | 0.48925
18 | 2004-01-01 | 18:00 | 0.3787 | 0.049903 | 0.083629 | 0.83566 | 0.63636 | 0.12841 | 0.43652 |  | 0.10822 | 0.51958 | 0.53781 | 0.6582 | 0.56206
19 | 2004-01-01 | 19:00 | 0.452 | 0.15176 | 0.082449 | 0.81274 | 0.62247 | 0.09826 | 0.4369 |  | 0.10871 | 0.42943 | 0.56558 | 0.63061 | 0.62617
20 | 2004-01-01 | 20:00 | 0.56054 | 0.26137 | 0.10304 | 0.83624 | 0.54924 | 0.069396 | 0.43724 |  | 0.1282 | 0.34221 | 0.56987 | 0.61638 | 0.68796
21 | 2004-01-01 | 21:00 | 0.66585 | 0.32083 | 0.11084 | 0.85666 | 0.43384 | 0.04881 | 0.42907 |  | 0.21597 | 0.28037 | 0.53438 | 0.5774 | 0.69325
22 | 2004-01-01 | 22:00 | 0.74467 | 0.26374 | 0.14008 | 0.86584 | 0.37922 | 0.056914 | 0.43879 |  | 0.32371 | 0.28851 | 0.51431 | 0.48466 | 0.69404
23 | 2004-01-01 | 23:00 | 0.79356 | 0.17239 | 0.19678 | 0.88234 | 0.42644 | 0.071994 | 0.42484 |  | 0.36786 | 0.3407 | 0.48839 | 0.43182 | 0.70877
24 | 2004-01-02 | 00:00 | 0.79116 | 0.18381 | 0.23163 | 0.88012 | 0.49881 | 0.11157 | 0.39094 |  | 0.3694 | 0.3772 | 0.44902 | 0.40171 | 0.76004
25 | 2004-01-02 | 01:00 | 0.83231 | 0.28244 | 0.25382 | 0.87971 | 0.42946 | 0.16293 | 0.3506 |  | 0.40486 | 0.39674 | 0.41591 | 0.41002 | 0.75172
26 | 2004-01-02 | 02:00 | 0.86447 | 0.43425 | 0.25906 | 0.91718 | 0.42218 | 0.16226 | 0.3039 |  | 0.42614 | 0.47648 | 0.38455 | 0.45732 | 0.74904
27 | 2004-01-02 | 03:00 | 0.86528 | 0.59967 | 0.37187 | 0.91565 | 0.48414 | 0.18214 | 0.27335 |  | 0.41438 | 0.55497 | 0.36378 | 0.51123 | 0.80062
28 | 2004-01-02 | 04:00 | 0.87369 | 0.54314 | 0.44342 | 0.88321 | 0.53309 | 0.24983 | 0.25855 |  | 0.43735 | 0.6077 | 0.3659 | 0.58783 | 0.82362
29 | 2004-01-02 | 05:00 | 0.8495 | 0.4846 | 0.43623 | 0.87869 | 0.5339 | 0.32536 | 0.22654 |  | 0.44672 | 0.64205 | 0.38108 | 0.6729 | 0.79735
30 | 2004-01-02 | 06:00 | 0.81929 | 0.36329 | 0.44816 | 0.81447 | 0.53369 | 0.39921 | 0.16933 |  | 0.4547 | 0.70133 | 0.38879 | 0.71824 | 0.7747
31 | 2004-01-02 | 07:00 | 0.78702 | 0.36591 | 0.46718 | 0.69229 | 0.57601 | 0.45851 | 0.089858 |  | 0.48091 | 0.74121 | 0.4093 | 0.74137 | 0.77933
32 | 2004-01-02 | 08:00 | 0.7423 | 0.37412 | 0.48802 | 0.58038 | 0.5973 | 0.60271 | 0.048332 |  | 0.49152 | 0.78089 | 0.43843 | 0.7541 | 0.81056
33 | 2004-01-02 | 09:00 | 0.6397 | 0.37592 | 0.47292 | 0.47365 | 0.59705 | 0.67065 | 0.063282 |  | 0.48246 | 0.80767 | 0.47285 | 0.78253 | 0.81238
34 | 2004-01-02 | 10:00 | 0.51705 | 0.34083 | 0.41346 | 0.29632 | 0.60381 | 0.68556 | 0.11111 |  | 0.47434 | 0.8314 | 0.50839 | 0.79181 | 0.80407
35 | 2004-01-02 | 11:00 | 0.44339 | 0.31439 | 0.34273 | 0.13005 | 0.62725 | 0.72748 | 0.18013 |  | 0.48001 | 0.82188 | 0.53231 | 0.78209 | 0.81312
36 | 2004-01-02 | 12:00 | 0.32464 | 0.26738 | 0.36961 | 0.086145 | 0.66721 | 0.71527 | 0.21147 |  | 0.50847 | 0.7977 | 0.54967 | 0.77486 | 0.80599
37 | 2004-01-02 | 13:00 | 0.28401 | 0.23212 | 0.36055 | 0.11268 | 0.6619 | 0.73725 | 0.22124 |  | 0.56858 | 0.79421 | 0.5663 | 0.7694 | 0.76398
38 | 2004-01-02 | 14:00 | 0.30866 | 0.21573 | 0.29434 | 0.21136 | 0.6799 | 0.78267 | 0.22132 |  | 0.49912 | 0.77583 | 0.58036 | 0.7794 | 0.74278
39 | 2004-01-02 | 15:00 | 0.37159 | 0.20601 | 0.20195 | 0.35593 | 0.69637 | 0.8015 | 0.19948 |  | 0.45858 | 0.77011 | 0.58659 | 0.79534 | 0.71802
40 | 2004-01-02 | 16:00 | 0.40487 | 0.17103 | 0.12455 | 0.52248 | 0.73235 | 0.73736 | 0.18415 |  | 0.3939 | 0.76758 | 0.60581 | 0.77003 | 0.76742
41 | 2004-01-02 | 17:00 | 0.36849 | 0.13968 | 0.07523 | 0.6461 | 0.74684 | 0.63362 | 0.15796 |  | 0.33876 | 0.74119 | 0.61573 | 0.7449 | 0.76216
42 | 2004-01-02 | 18:00 | 0.36899 | 0.098119 | 0.067905 | 0.68629 | 0.72884 | 0.53712 | 0.14725 |  | 0.27954 | 0.70511 | 0.59947 | 0.71495 | 0.74399
43 | 2004-01-02 | 19:00 | 0.42366 | 0.061027 | 0.075781 | 0.72425 | 0.71899 | 0.44534 | 0.14486 |  | 0.29834 | 0.66318 | 0.57584 | 0.69183 | 0.72655
44 | 2004-01-02 | 20:00 | 0.52827 | 0.038527 | 0.097379 | 0.77632 | 0.71026 | 0.33711 | 0.15238 |  | 0.32995 | 0.60068 | 0.57208 | 0.68379 | 0.69731
45 | 2004-01-02 | 21:00 | 0.64742 | 0.10044 | 0.14575 | 0.85623 | 0.71191 | 0.2219 | 0.18589 |  | 0.3824 | 0.54466 | 0.5515 | 0.66742 | 0.66584
46 | 2004-01-02 | 22:00 | 0.75653 | 0.16924 | 0.22812 | 0.89864 | 0.72595 | 0.19748 | 0.18873 |  | 0.49634 | 0.48012 | 0.55875 | 0.65142 | 0.63268
47 | 2004-01-02 | 23:00 | 0.8394 | 0.2509 | 0.29518 | 0.92383 | 0.74823 | 0.24772 | 0.18154 |  | 0.58922 | 0.40223 | 0.56819 | 0.62496 | 0.62406
48 | 2004-01-03 | 00:00 | 0.85149 | 0.32766 | 0.34386 | 0.92523 | 0.77475 | 0.24121 | 0.15712 |  | 0.64129 | 0.38703 | 0.56491 | 0.58078 | 0.6406
49 | 2004-01-03 | 01:00 | 0.85264 | 0.39979 | 0.3778 | 0.8828 | 0.7948 | 0.2862 | 0.14905 |  | 0.64695 | 0.45728 | 0.54218 | 0.56048 | 0.6508
50 | 2004-01-03 | 02:00 | 0.86544 | 0.36227 | 0.39766 | 0.86822 | 0.79265 | 0.36189 | 0.16076 |  | 0.63455 | 0.52471 | 0.51409 | 0.55399 | 0.64894
51 | 2004-01-03 | 03:00 | 0.8812 | 0.32476 | 0.40988 | 0.86551 | 0.79113 | 0.46008 | 0.15943 |  | 0.61623 | 0.53946 | 0.48681 | 0.5493 | 0.65906
52 | 2004-01-03 | 04:00 | 0.89346 | 0.32216 | 0.44514 | 0.86555 | 0.77269 | 0.50537 | 0.16658 |  | 0.63243 | 0.53089 | 0.46047 | 0.55742 | 0.66634
53 | 2004-01-03 | 05:00 | 0.88303 | 0.28849 | 0.47362 | 0.78743 | 0.75055 | 0.58825 | 0.18305 |  | 0.6232 | 0.5081 | 0.44032 | 0.54331 | 0.65244
54 | 2004-01-03 | 06:00 | 0.82974 | 0.28427 | 0.49925 | 0.64837 | 0.69863 | 0.6821 | 0.20661 |  | 0.63009 | 0.51766 | 0.42083 | 0.52372 | 0.64124
55 | 2004-01-03 | 07:00 | 0.73659 | 0.26202 | 0.53509 | 0.5515 | 0.59906 | 0.74874 | 0.2703 |  | 0.65788 | 0.50969 | 0.39734 | 0.50702 | 0.63355
56 | 2004-01-03 | 08:00 | 0.64357 | 0.24683 | 0.55773 | 0.50208 | 0.50659 | 0.80305 | 0.35154 |  | 0.68794 | 0.55634 | 0.37235 | 0.49688 | 0.62694
57 | 2004-01-03 | 09:00 | 0.54771 | 0.21396 | 0.52981 | 0.48989 | 0.46332 | 0.83358 | 0.40269 |  | 0.69555 | 0.63026 | 0.35262 | 0.47432 | 0.63316
58 | 2004-01-03 | 10:00 | 0.40914 | 0.24026 | 0.44816 | 0.48121 | 0.4094 | 0.83953 | 0.43208 |  | 0.63681 | 0.65597 | 0.33199 | 0.45753 | 0.63521
59 | 2004-01-03 | 11:00 | 0.30899 | 0.35315 | 0.36967 | 0.42474 | 0.3368 | 0.84238 | 0.46142 |  | 0.59109 | 0.64904 | 0.3134 | 0.4395 | 0.63989
60 | 2004-01-03 | 12:00 | 0.29251 | 0.38632 | 0.41606 | 0.37439 | 0.25521 | 0.8718 | 0.54741 |  | 0.48621 | 0.5993 | 0.29561 | 0.43289 | 0.6312
61 | 2004-01-03 | 13:00 | 0.29848 | 0.50355 | 0.48799 | 0.39367 | 0.23066 | 0.88829 | 0.58392 |  | 0.56812 | 0.58816 | 0.27218 | 0.41901 | 0.62654
62 | 2004-01-03 | 14:00 | 0.34212 | 0.48922 | 0.51769 | 0.39964 | 0.23832 | 0.86825 | 0.62877 |  | 0.57796 | 0.5862 | 0.24138 | 0.41229 | 0.61815
63 | 2004-01-03 | 15:00 | 0.33979 | 0.47794 | 0.46435 | 0.48728 | 0.25401 | 0.84856 | 0.63472 |  | 0.54892 | 0.53712 | 0.22239 | 0.40963 | 0.60409
64 | 2004-01-03 | 16:00 | 0.31213 | 0.38733 | 0.44825 | 0.53066 | 0.27776 | 0.86238 | 0.65086 |  | 0.49117 | 0.46523 | 0.21573 | 0.42267 | 0.61699
65 | 2004-01-03 | 17:00 | 0.29664 | 0.36482 | 0.45633 | 0.5388 | 0.27214 | 0.8084 | 0.62482 |  | 0.42325 | 0.43203 | 0.21043 | 0.44003 | 0.63146
66 | 2004-01-03 | 18:00 | 0.29669 | 0.29088 | 0.39067 | 0.51996 | 0.25882 | 0.70851 | 0.57375 |  | 0.39986 | 0.44397 | 0.21385 | 0.42912 | 0.63229
67 | 2004-01-03 | 19:00 | 0.30919 | 0.32284 | 0.32655 | 0.4551 | 0.23278 | 0.62616 | 0.57833 |  | 0.38096 | 0.41704 | 0.21495 | 0.40649 | 0.61573
68 | 2004-01-03 | 20:00 | 0.32101 | 0.35476 | 0.35258 | 0.3846 | 0.22626 | 0.59054 | 0.5744 |  | 0.42363 | 0.44643 | 0.20203 | 0.3961 | 0.58156
69 | 2004-01-03 | 21:00 | 0.33749 | 0.39876 | 0.42561 | 0.40468 | 0.24319 | 0.62217 | 0.59523 |  | 0.49753 | 0.49063 | 0.19302 | 0.39855 | 0.6036
70 | 2004-01-03 | 22:00 | 0.35135 | 0.46473 | 0.43583 | 0.48792 | 0.25695 | 0.67542 | 0.66561 |  | 0.58438 | 0.54441 | 0.19218 | 0.40796 | 0.63005
71 | 2004-01-03 | 23:00 | 0.3968 | 0.51605 | 0.49172 | 0.56208 | 0.24733 | 0.67468 | 0.65899 |  | 0.66955 | 0.58855 | 0.18778 | 0.42054 | 0.65948
72 | 2004-01-04 | 00:00 | 0.36345 | 0.4659 | 0.49301 | 0.64204 | 0.26853 | 0.56662 | 0.63948 |  | 0.66051 | 0.61369 | 0.18195 | 0.42315 | 0.67671
73 | 2004-01-04 | 01:00 | 0.39641 | 0.41791 | 0.44808 | 0.60925 | 0.27741 | 0.57165 | 0.61463 |  | 0.69726 | 0.67934 | 0.14725 | 0.44061 | 0.67775
74 | 2004-01-04 | 02:00 | 0.4921 | 0.4194 | 0.4086 | 0.53468 | 0.24867 | 0.58779 | 0.56751 |  | 0.73057 | 0.71749 | 0.18215 | 0.44733 | 0.65385
75 | 2004-01-04 | 03:00 | 0.50687 | 0.42185 | 0.39426 | 0.57074 | 0.22888 | 0.54751 | 0.51405 |  | 0.73481 | 0.67102 | 0.24255 | 0.46984 | 0.67392
76 | 2004-01-04 | 04:00 | 0.44865 | 0.40553 | 0.34654 | 0.51601 | 0.16891 | 0.52315 | 0.49217 |  | 0.7176 | 0.622 | 0.26042 | 0.49001 | 0.70324
77 | 2004-01-04 | 05:00 | 0.40397 | 0.50196 | 0.34546 | 0.36546 | 0.12641 | 0.55732 | 0.53521 |  | 0.69154 | 0.54477 | 0.23978 | 0.51008 | 0.604
78 | 2004-01-04 | 06:00 | 0.3881 | 0.47619 | 0.33898 | 0.33008 | 0.1337 | 0.53084 | 0.54378 |  | 0.67363 | 0.46331 | 0.25501 | 0.49605 | 0.57552
79 | 2004-01-04 | 07:00 | 0.37003 | 0.48891 | 0.28892 | 0.40589 | 0.17 | 0.40124 | 0.544 |  | 0.6266 | 0.46086 | 0.26447 | 0.50357 | 0.60069
80 | 2004-01-04 | 08:00 | 0.3756 | 0.49576 | 0.2633 | 0.44948 | 0.21426 | 0.32642 | 0.57074 |  | 0.60475 | 0.45485 | 0.25269 | 0.5018 | 0.65519
81 | 2004-01-04 | 09:00 | 0.40904 | 0.46103 | 0.22339 | 0.53402 | 0.28165 | 0.3019 | 0.57578 |  | 0.55546 | 0.44156 | 0.26516 | 0.53155 | 0.625
82 | 2004-01-04 | 10:00 | 0.41836 | 0.52537 | 0.20941 | 0.54308 | 0.30666 | 0.29328 | 0.59104 |  | 0.53111 | 0.42911 | 0.2671 | 0.56643 | 0.567
83 | 2004-01-04 | 11:00 | 0.39621 | 0.68682 | 0.17959 | 0.52355 | 0.2776 | 0.28478 | 0.62092 |  | 0.51403 | 0.40914 | 0.25062 | 0.59378 | 0.50175
84 | 2004-01-04 | 12:00 | 0.48601 | 0.78046 | 0.10579 | 0.54104 | 0.22127 | 0.28799 | 0.64375 |  | 0.50141 | 0.36498 | 0.24231 | 0.63517 | 0.44029
85 | 2004-01-04 | 13:00 | 0.53489 | 0.83406 | 0.13326 | 0.64997 | 0.24447 | 0.27811 | 0.70389 |  | 0.59254 | 0.40959 | 0.25978 | 0.67332 | 0.39876
86 | 2004-01-04 | 14:00 | 0.53545 | 0.70348 | 0.13324 | 0.67086 | 0.27965 | 0.26893 | 0.72034 |  | 0.66008 | 0.43546 | 0.27916 | 0.67283 | 0.36301
87 | 2004-01-04 | 15:00 | 0.54154 | 0.5689 | 0.11685 | 0.68318 | 0.31323 | 0.26654 | 0.67215 |  | 0.65555 | 0.46819 | 0.29572 | 0.64466 | 0.32359
88 | 2004-01-04 | 16:00 | 0.56948 | 0.58902 | 0.1188 | 0.73796 | 0.30947 | 0.28818 | 0.662 |  | 0.63938 | 0.45227 | 0.32237 | 0.57523 | 0.29329
89 | 2004-01-04 | 17:00 | 0.60005 | 0.42473 | 0.13773 | 0.71745 | 0.2455 | 0.2821 | 0.69062 |  | 0.60828 | 0.44116 | 0.34241 | 0.52038 | 0.27813
90 | 2004-01-04 | 18:00 | 0.64167 | 0.28545 | 0.14594 | 0.65802 | 0.18248 | 0.26576 | 0.69396 |  | 0.61193 | 0.46518 | 0.36392 | 0.48722 | 0.22506
91 | 2004-01-04 | 19:00 | 0.6608 | 0.1919 | 0.13042 | 0.6182 | 0.17117 | 0.20161 | 0.65221 |  | 0.5817 | 0.466 | 0.38239 | 0.40599 | 0.16303
92 | 2004-01-04 | 20:00 | 0.67018 | 0.2604 | 0.16224 | 0.55549 | 0.19473 | 0.16506 | 0.6287 |  | 0.59415 | 0.44689 | 0.40601 | 0.37898 | 0.10351
93 | 2004-01-04 | 21:00 | 0.68221 | 0.26414 | 0.2573 | 0.52477 | 0.24794 | 0.15129 | 0.60808 |  | 0.63968 | 0.38531 | 0.42816 | 0.37356 | 0.069451
94 | 2004-01-04 | 22:00 | 0.67827 | 0.2194 | 0.3104 | 0.56203 | 0.30402 | 0.16825 | 0.54521 |  | 0.70938 | 0.31131 | 0.43402 | 0.36005 | 0.068437
95 | 2004-01-04 | 23:00 | 0.65169 | 0.24805 | 0.36178 | 0.56082 | 0.32581 | 0.17867 | 0.46606 |  | 0.74108 | 0.26575 | 0.43222 | 0.31784 | 0.072746
96 | 2004-01-05 | 00:00 | 0.74261 | 0.28291 | 0.35387 | 0.53974 | 0.35463 | 0.22441 | 0.35032 |  | 0.70713 | 0.24762 | 0.42745 | 0.25897 | 0.084149
97 | 2004-01-05 | 01:00 | 0.6855 | 0.31989 | 0.38371 | 0.64133 | 0.38616 | 0.29401 | 0.31062 |  | 0.72377 | 0.30869 | 0.41502 | 0.22528 | 0.11457
98 | 2004-01-05 | 02:00 | 0.50263 | 0.24689 | 0.32213 | 0.63444 | 0.42766 | 0.26573 | 0.30431 |  | 0.72694 | 0.34598 | 0.40113 | 0.23336 | 0.18463
99 | 2004-01-05 | 03:00 | 0.38618 | 0.17349 | 0.27976 | 0.67189 | 0.4299 | 0.21355 | 0.24406 |  | 0.72768 | 0.35097 | 0.38738 | 0.25773 | 0.24191
100 | 2004-01-05 | 04:00 | 0.37325 | 0.083968 | 0.2841 | 0.64605 | 0.43668 | 0.20633 | 0.235 |  | 0.76331 | 0.32661 | 0.37933 | 0.29778 | 0.25909
101 | 2004-01-05 | 05:00 | 0.36143 | 0.13063 | 0.2081 | 0.5902 | 0.4335 | 0.23147 | 0.24951 |  | 0.77299 | 0.27105 | 0.37404 | 0.33395 | 0.24824
102 | 2004-01-05 | 06:00 | 0.33392 | 0.10143 | 0.18229 | 0.53795 | 0.41429 | 0.27921 | 0.21742 |  | 0.72797 | 0.22682 | 0.36587 | 0.35346 | 0.19124
103 | 2004-01-05 | 07:00 | 0.31959 | 0.19833 | 0.25754 | 0.44164 | 0.39141 | 0.32266 | 0.20117 |  | 0.6749 | 0.21804 | 0.35294 | 0.36598 | 0.13488
104 | 2004-01-05 | 08:00 | 0.32693 | 0.29255 | 0.29647 | 0.37861 | 0.37422 | 0.3784 | 0.23676 |  | 0.58666 | 0.2148 | 0.33056 | 0.37667 | 0.074208
105 | 2004-01-05 | 09:00 | 0.3009 | 0.3675 | 0.29438 | 0.39154 | 0.37776 | 0.41443 | 0.24148 |  | 0.54957 | 0.20676 | 0.30454 | 0.35737 | 0.050393
106 | 2004-01-05 | 10:00 | 0.23678 | 0.53122 | 0.32615 | 0.35979 | 0.39005 | 0.41607 | 0.21915 |  | 0.55025 | 0.19208 | 0.29128 | 0.34819 | 0.047783
107 | 2004-01-05 | 11:00 | 0.19155 | 0.91146 | 0.3392 | 0.28589 | 0.36638 | 0.3773 | 0.20422 |  | 0.54996 | 0.17741 | 0.2861 | 0.34113 | 0.054418
108 | 2004-01-05 | 12:00 | 0.20494 | 0.88335 | 0.45886 | 0.25497 | 0.33665 | 0.36716 | 0.23274 |  | 0.50498 | 0.16869 | 0.28681 | 0.32182 | 0.071758
109 | 2004-01-05 | 13:00 | 0.21904 | 0.82577 | 0.48571 | 0.26864 | 0.39256 | 0.36821 | 0.25348 |  | 0.52792 | 0.21096 | 0.29401 | 0.31482 | 0.088512
110 | 2004-01-05 | 14:00 | 0.26471 | 0.74603 | 0.44106 | 0.38477 | 0.4351 | 0.30167 | 0.25868 |  | 0.57039 | 0.28697 | 0.30629 | 0.32827 | 0.090678
111 | 2004-01-05 | 15:00 | 0.27456 | 0.63562 | 0.50303 | 0.54537 | 0.42399 | 0.23552 | 0.24186 |  | 0.58968 | 0.31175 | 0.31872 | 0.33649 | 0.089613
112 | 2004-01-05 | 16:00 | 0.27166 | 0.71583 | 0.49956 | 0.57101 | 0.42964 | 0.22016 | 0.21089 |  | 0.61925 | 0.2945 | 0.32805 | 0.35871 | 0.079847
113 | 2004-01-05 | 17:00 | 0.30376 | 0.47413 | 0.42013 | 0.56494 | 0.46126 | 0.23901 | 0.21298 |  | 0.64605 | 0.26626 | 0.33441 | 0.36047 | 0.073897
114 | 2004-01-05 | 18:00 | 0.37204 | 0.36022 | 0.37744 | 0.59146 | 0.4839 | 0.24672 | 0.22814 |  | 0.63636 | 0.23798 | 0.34567 | 0.40545 | 0.07299
115 | 2004-01-05 | 19:00 | 0.42854 | 0.27224 | 0.36704 | 0.64147 | 0.52126 | 0.21268 | 0.23653 |  | 0.62234 | 0.198 | 0.35756 | 0.4821 | 0.072032
116 | 2004-01-05 | 20:00 | 0.44496 | 0.30428 | 0.384 | 0.66661 | 0.56027 | 0.20011 | 0.25203 |  | 0.68294 | 0.17093 | 0.37196 | 0.51184 | 0.069756
117 | 2004-01-05 | 21:00 | 0.46457 | 0.2269 | 0.44869 | 0.67297 | 0.58393 | 0.22722 | 0.27163 |  | 0.71076 | 0.15285 | 0.3928 | 0.52403 | 0.07534
118 | 2004-01-05 | 22:00 | 0.4777 | 0.16516 | 0.49952 | 0.68938 | 0.61785 | 0.31414 | 0.27006 |  | 0.7372 | 0.13337 | 0.40712 | 0.51771 | 0.089625
119 | 2004-01-05 | 23:00 | 0.48329 | 0.15645 | 0.54241 | 0.67242 | 0.65705 | 0.45483 | 0.24323 |  | 0.76953 | 0.12936 | 0.41488 | 0.5016 | 0.10705
120 | 2004-01-06 | 00:00 | 0.47895 | 0.16108 | 0.53524 | 0.65129 | 0.68559 | 0.51033 | 0.31811 |  | 0.79139 | 0.14875 | 0.41342 | 0.46871 | 0.11461
121 | 2004-01-06 | 01:00 | 0.47933 | 0.22292 | 0.60231 | 0.5665 | 0.68264 | 0.56128 | 0.29626 |  | 0.78858 | 0.24756 | 0.40604 | 0.40566 | 0.12245
122 | 2004-01-06 | 02:00 | 0.51662 | 0.22451 | 0.63007 | 0.65119 | 0.68705 | 0.60529 | 0.25073 |  | 0.78178 | 0.31504 | 0.40075 | 0.3624 | 0.12222
123 | 2004-01-06 | 03:00 | 0.53762 | 0.24785 | 0.58317 | 0.7003 | 0.70518 | 0.63488 | 0.20722 |  | 0.75297 | 0.29946 | 0.41516 | 0.33356 | 0.12252
124 | 2004-01-06 | 04:00 | 0.57065 | 0.33413 | 0.58 | 0.69956 | 0.75175 | 0.67319 | 0.23046 |  | 0.63986 | 0.26697 | 0.43742 | 0.30546 | 0.13291
125 | 2004-01-06 | 05:00 | 0.63684 | 0.44096 | 0.56089 | 0.69087 | 0.78702 | 0.68493 | 0.29784 |  | 0.55283 | 0.23406 | 0.45464 | 0.28639 | 0.13583
126 | 2004-01-06 | 06:00 | 0.69883 | 0.43102 | 0.53182 | 0.70266 | 0.79728 | 0.71181 | 0.36613 |  | 0.41525 | 0.22157 | 0.46972 | 0.29678 | 0.12261
127 | 2004-01-06 | 07:00 | 0.75731 | 0.47483 | 0.51022 | 0.73924 | 0.81548 | 0.69338 | 0.4296 |  | 0.38328 | 0.22091 | 0.48245 | 0.28791 | 0.10403
128 | 2004-01-06 | 08:00 | 0.79085 | 0.42777 | 0.48162 | 0.76258 | 0.84437 | 0.68846 | 0.50844 |  | 0.46056 | 0.21601 | 0.49518 | 0.26125 | 0.099833
129 | 2004-01-06 | 09:00 | 0.77708 | 0.44925 | 0.44389 | 0.76835 | 0.86636 | 0.59588 | 0.5669 |  | 0.44367 | 0.22648 | 0.50055 | 0.24244 | 0.098205
130 | 2004-01-06 | 10:00 | 0.69627 | 0.41566 | 0.34212 | 0.72622 | 0.87875 | 0.51326 | 0.60579 |  | 0.35909 | 0.24096 | 0.50076 | 0.21287 | 0.099356
131 | 2004-01-06 | 11:00 | 0.65662 | 0.49114 | 0.26591 | 0.61437 | 0.86766 | 0.47956 | 0.63349 |  | 0.36272 | 0.24387 | 0.50491 | 0.19728 | 0.10151
132 | 2004-01-06 | 12:00 | 0.69452 | 0.56027 | 0.3052 | 0.54614 | 0.82922 | 0.51298 | 0.69673 |  | 0.36573 | 0.24414 | 0.50728 | 0.20126 | 0.10642
133 | 2004-01-06 | 13:00 | 0.71019 | 0.7478 | 0.40413 | 0.44296 | 0.80086 | 0.57961 | 0.75511 |  | 0.46691 | 0.22002 | 0.51316 | 0.21784 | 0.11432
134 | 2004-01-06 | 14:00 | 0.74619 | 0.58329 | 0.42135 | 0.52174 | 0.80344 | 0.63317 | 0.74382 |  | 0.51014 | 0.24333 | 0.51908 | 0.24258 | 0.11959
135 | 2004-01-06 | 15:00 | 0.7592 | 0.44597 | 0.44039 | 0.64022 | 0.8388 | 0.63239 | 0.67001 |  | 0.4788 | 0.30647 | 0.52457 | 0.26852 | 0.12674
136 | 2004-01-06 | 16:00 | 0.79351 | 0.39272 | 0.51547 | 0.75223 | 0.87457 | 0.60044 | 0.6343 |  | 0.46103 | 0.35752 | 0.52162 | 0.28758 | 0.12179
137 | 2004-01-06 | 17:00 | 0.81824 | 0.39787 | 0.58979 | 0.80205 | 0.87744 | 0.64419 | 0.59424 |  | 0.4281 | 0.28856 | 0.51144 | 0.28217 | 0.11858
138 | 2004-01-06 | 18:00 | 0.83606 | 0.30235 | 0.65455 | 0.80848 | 0.86291 | 0.69052 | 0.60181 |  | 0.404 | 0.23162 | 0.49602 | 0.25393 | 0.12226
139 | 2004-01-06 | 19:00 | 0.84662 | 0.31877 | 0.73464 | 0.8038 | 0.84718 | 0.73025 | 0.64155 |  | 0.42711 | 0.20413 | 0.47118 | 0.23957 | 0.11292
140 | 2004-01-06 | 20:00 | 0.84595 | 0.24614 | 0.81049 | 0.8094 | 0.8284 | 0.78291 | 0.69669 |  | 0.44246 | 0.18256 | 0.43019 | 0.23172 | 0.10997
141 | 2004-01-06 | 21:00 | 0.84971 | 0.28052 | 0.87074 | 0.82151 | 0.79627 | 0.81052 | 0.72919 |  | 0.47289 | 0.15843 | 0.387 | 0.22577 | 0.10781
142 | 2004-01-06 | 22:00 | 0.85097 | 0.23963 | 0.87989 | 0.83589 | 0.75588 | 0.79593 | 0.74821 |  | 0.52203 | 0.14438 | 0.37005 | 0.21834 | 0.10585
143 | 2004-01-06 | 23:00 | 0.85095 | 0.16724 | 0.88111 | 0.84108 | 0.74464 | 0.7697 | 0.77279 |  | 0.5245 | 0.14116 | 0.34925 | 0.22388 | 0.10273
144 | 2004-01-07 | 00:00 | 0.84839 | 0.17772 | 0.87807 | 0.83664 | 0.75097 | 0.73854 | 0.80775 |  | 0.44951 | 0.14969 | 0.33254 | 0.23147 | 0.092138
145 | 2004-01-07 | 01:00 | 0.84931 | 0.18809 | 0.86506 | 0.82869 | 0.73746 | 0.71806 | 0.81364 |  | 0.53623 | 0.1639 | 0.42327 | 0.35237 | 0.13323
146 | 2004-01-07 | 02:00 | 0.84058 | 0.1745 | 0.79937 | 0.83194 | 0.74779 | 0.71601 | 0.75515 |  | 0.53961 | 0.23559 | 0.65695 | 0.4112 | 0.23642
147 | 2004-01-07 | 03:00 | 0.8272 | 0.17751 | 0.69722 | 0.83244 | 0.76949 | 0.69688 | 0.66489 |  | 0.47613 | 0.37554 | 0.72454 | 0.36587 | 0.26236
148 | 2004-01-07 | 04:00 | 0.81968 | 0.20955 | 0.68771 | 0.81949 | 0.77341 | 0.71608 | 0.57809 |  | 0.52486 | 0.49937 | 0.62674 | 0.39726 | 0.22731
149 | 2004-01-07 | 05:00 | 0.81568 | 0.34693 | 0.70198 | 0.82134 | 0.7394 | 0.72921 | 0.55737 |  | 0.5466 | 0.55156 | 0.6118 | 0.44381 | 0.19092
150 | 2004-01-07 | 06:00 | 0.80867 | 0.61278 | 0.6926 | 0.80469 | 0.69348 | 0.7373 | 0.5597 |  | 0.54513 | 0.54575 | 0.60679 | 0.49743 | 0.18935
151 | 2004-01-07 | 07:00 | 0.79524 | 0.57263 | 0.70688 | 0.7515 | 0.66118 | 0.75595 | 0.51998 |  | 0.51863 | 0.56985 | 0.55078 | 0.53074 | 0.19373
152 | 2004-01-07 | 08:00 | 0.79367 | 0.53211 | 0.71815 | 0.68911 | 0.58847 | 0.79246 | 0.46645 |  | 0.50999 | 0.61328 | 0.53536 | 0.53248 | 0.19933
153 | 2004-01-07 | 09:00 | 0.79388 | 0.16524 | 0.71158 | 0.65382 | 0.51452 | 0.82615 | 0.3885 |  | 0.49001 | 0.64621 | 0.49443 | 0.50874 | 0.18629
154 | 2004-01-07 | 10:00 | 0.74516 | 0.15677 | 0.64781 | 0.61546 | 0.47457 | 0.82417 | 0.35688 |  | 0.42511 | 0.67729 | 0.45309 | 0.47476 | 0.20091
155 | 2004-01-07 | 11:00 | 0.66113 | 0.32001 | 0.59763 | 0.51335 | 0.42588 | 0.81694 | 0.38619 |  | 0.38863 | 0.68883 | 0.41675 | 0.4495 | 0.19434
156 | 2004-01-07 | 12:00 | 0.62646 | 0.48134 | 0.57054 | 0.39658 | 0.37302 | 0.82075 | 0.41439 |  | 0.34174 | 0.69926 | 0.43267 | 0.45573 | 0.17514
157 | 2004-01-07 | 13:00 | 0.6446 | 0.49893 | 0.63666 | 0.30769 | 0.33238 | 0.82982 | 0.50933 |  | 0.36167 | 0.69512 | 0.44127 | 0.47005 | 0.18024
158 | 2004-01-07 | 14:00 | 0.68134 | 0.42419 | 0.69928 | 0.38214 | 0.34227 | 0.81986 | 0.65006 |  | 0.35061 | 0.70972 | 0.4235 | 0.47119 | 0.19515
159 | 2004-01-07 | 15:00 | 0.66731 | 0.35698 | 0.68748 | 0.50564 | 0.40691 | 0.81006 | 0.64318 |  | 0.32714 | 0.75611 | 0.4203 | 0.50227 | 0.21809
160 | 2004-01-07 | 16:00 | 0.59986 | 0.28228 | 0.69298 | 0.42798 | 0.47105 | 0.79096 | 0.60809 |  | 0.33922 | 0.77948 | 0.42 | 0.54262 | 0.25427
161 | 2004-01-07 | 17:00 | 0.54063 | 0.17388 | 0.73372 | 0.25167 | 0.45604 | 0.82124 | 0.60235 |  | 0.365 | 0.78037 | 0.45359 | 0.56023 | 0.25739
162 | 2004-01-07 | 18:00 | 0.5208 | 0.28668 | 0.76609 | 0.15925 | 0.36227 | 0.87848 | 0.60412 |  | 0.35957 | 0.75973 | 0.47909 | 0.55684 | 0.28167
163 | 2004-01-07 | 19:00 | 0.51938 | 0.25525 | 0.78478 | 0.1488 | 0.26482 | 0.89482 | 0.58581 |  | 0.36017 | 0.71242 | 0.47774 | 0.53276 | 0.25213
164 | 2004-01-07 | 20:00 | 0.52976 | 0.26413 | 0.8032 | 0.15651 | 0.19123 | 0.91079 | 0.57696 |  | 0.368 | 0.6252 | 0.46608 | 0.50932 | 0.22165
165 | 2004-01-07 | 21:00 | 0.56426 | 0.19247 | 0.82475 | 0.18125 | 0.14175 | 0.91054 | 0.58494 |  | 0.3718 | 0.54997 | 0.46769 | 0.48258 | 0.19893
166 | 2004-01-07 | 22:00 | 0.59079 | 0.1443 | 0.82496 | 0.21087 | 0.10192 | 0.90775 | 0.63649 |  | 0.35787 | 0.51958 | 0.46992 | 0.48848 | 0.20045
167 | 2004-01-07 | 23:00 | 0.56837 | 0.16382 | 0.81117 | 0.26294 | 0.10269 | 0.88824 | 0.69493 |  | 0.34834 | 0.50257 | 0.46747 | 0.48922 | 0.22335
168 | 2004-01-08 | 00:00 | 0.49889 | 0.21645 | 0.72843 | 0.34293 | 0.13878 | 0.84173 | 0.72138 |  | 0.27945 | 0.51322 | 0.47866 | 0.48368 | 0.22878
169 | 2004-01-08 | 01:00 | 0.50813 | 0.23653 | 0.6304 | 0.40286 | 0.15063 | 0.81469 | 0.75354 |  | 0.22476 | 0.55049 | 0.4893 | 0.48838 | 0.19824
170 | 2004-01-08 | 02:00 | 0.56617 | 0.23066 | 0.60617 | 0.53243 | 0.14944 | 0.76832 | 0.73484 |  | 0.21966 | 0.56263 | 0.496 | 0.48494 | 0.19519
171 | 2004-01-08 | 03:00 | 0.50126 | 0.22602 | 0.55765 | 0.60314 | 0.14109 | 0.71809 | 0.71985 |  | 0.22614 | 0.55913 | 0.49361 | 0.47194 | 0.22142
172 | 2004-01-08 | 04:00 | 0.43172 | 0.12929 | 0.50926 | 0.55526 | 0.13717 | 0.68683 | 0.7179 |  | 0.22032 | 0.56291 | 0.48855 | 0.46975 | 0.34425
173 | 2004-01-08 | 05:00 | 0.44005 | 0.10352 | 0.4905 | 0.5018 | 0.12489 | 0.64045 | 0.73616 |  | 0.24446 | 0.54361 | 0.48013 | 0.46997 | 0.42849
174 | 2004-01-08 | 06:00 | 0.46227 | 0.05269 | 0.53409 | 0.47619 | 0.12987 | 0.63913 | 0.76727 |  | 0.30017 | 0.50663 | 0.48083 | 0.46274 | 0.45836
175 | 2004-01-08 | 07:00 | 0.48559 | 0.04318 | 0.53703 | 0.44589 | 0.14067 | 0.61921 | 0.73316 |  | 0.30832 | 0.46277 | 0.48535 | 0.48311 | 0.42873
176 | 2004-01-08 | 08:00 | 0.4739 | 0.069283 | 0.56107 | 0.45622 | 0.15614 | 0.61994 | 0.6777 |  | 0.28433 | 0.44042 | 0.49454 | 0.51466 | 0.34406
177 | 2004-01-08 | 09:00 | 0.44653 | 0.17678 | 0.58806 | 0.48875 | 0.17898 | 0.59136 | 0.65002 |  | 0.25039 | 0.47447 | 0.49515 | 0.56377 | 0.26425
178 | 2004-01-08 | 10:00 | 0.38499 | 0.23675 | 0.54302 | 0.44659 | 0.2094 | 0.57128 | 0.60971 |  | 0.20668 | 0.54954 | 0.48836 | 0.61181 | 0.25792
179 | 2004-01-08 | 11:00 | 0.3124 | 0.20497 | 0.48573 | 0.34072 | 0.24499 | 0.51976 | 0.6158 |  | 0.18424 | 0.56971 | 0.49151 | 0.63493 | 0.28892
180 | 2004-01-08 | 12:00 | 0.25535 | 0.10972 | 0.44769 | 0.23506 | 0.29429 | 0.46815 | 0.65521 |  | 0.16777 | 0.4883 | 0.49462 | 0.6271 | 0.33308
181 | 2004-01-08 | 13:00 | 0.23159 | 0.048118 | 0.45328 | 0.15386 | 0.29269 | 0.41033 | 0.65753 |  | 0.20381 | 0.4418 | 0.50156 | 0.63513 | 0.30139
182 | 2004-01-08 | 14:00 | 0.23 | 0.034212 | 0.43655 | 0.13363 | 0.3014 | 0.35578 | 0.65895 |  | 0.19249 | 0.43824 | 0.51212 | 0.65539 | 0.21866
183 | 2004-01-08 | 15:00 | 0.20764 | 0.022971 | 0.4083 | 0.16985 | 0.3258 | 0.32933 | 0.67344 |  | 0.18261 | 0.4764 | 0.53078 | 0.65925 | 0.18314
184 | 2004-01-08 | 16:00 | 0.15702 | 0 | 0.33452 | 0.18012 | 0.31304 | 0.33862 | 0.70232 |  | 0.15537 | 0.52035 | 0.55791 | 0.64687 | 0.15784
185 | 2004-01-08 | 17:00 | 0.11481 | 0.044577 | 0.22487 | 0.15616 | 0.30662 | 0.4029 | 0.72365 |  | 0.12305 | 0.4479 | 0.57988 | 0.62921 | 0.1513
186 | 2004-01-08 | 18:00 | 0.094985 | 0.024016 | 0.21648 | 0.11451 | 0.29488 | 0.49328 | 0.7318 |  | 0.10522 | 0.3814 | 0.59409 | 0.58891 | 0.1723
187 | 2004-01-08 | 19:00 | 0.089849 | 0.019958 | 0.22048 | 0.095506 | 0.2474 | 0.48597 | 0.70877 |  | 0.099185 | 0.34851 | 0.5885 | 0.51392 | 0.18551
188 | 2004-01-08 | 20:00 | 0.088327 | 0.021427 | 0.21931 | 0.096645 | 0.21701 | 0.41069 | 0.68472 |  | 0.09703 | 0.35809 | 0.56747 | 0.41519 | 0.16831
189 | 2004-01-08 | 21:00 | 0.097166 | 0.021937 | 0.23524 | 0.10403 | 0.21987 | 0.31287 | 0.6518 |  | 0.11217 | 0.38503 | 0.56456 | 0.37258 | 0.16346
190 | 2004-01-08 | 22:00 | 0.11697 | 0.025531 | 0.22231 | 0.12485 | 0.22703 | 0.21183 | 0.62267 |  | 0.15181 | 0.40194 | 0.54307 | 0.32053 | 0.15596
191 | 2004-01-08 | 23:00 | 0.13056 | 0.01989 | 0.20474 | 0.16847 | 0.23883 | 0.16353 | 0.60104 |  | 0.18565 | 0.4403 | 0.51448 | 0.25905 | 0.13848
192 | 2004-01-09 | 00:00 | 0.12764 | 0.023105 | 0.17013 | 0.20684 | 0.254 | 0.15345 | 0.61705 |  | 0.22874 | 0.47896 | 0.49231 | 0.24096 | 0.11189
193 | 2004-01-09 | 01:00 | 0.15733 | 0.03807 | 0.12596 | 0.24636 | 0.25927 | 0.14815 | 0.57465 |  | 0.27337 | 0.44125 | 0.49114 | 0.25033 | 0.11578
194 | 2004-01-09 | 02:00 | 0.17956 | 0.07688 | 0.13597 | 0.26101 | 0.28755 | 0.15519 | 0.5395 |  | 0.26511 | 0.40909 | 0.50453 | 0.26363 | 0.1376
195 | 2004-01-09 | 03:00 | 0.17215 | 0.14328 | 0.14753 | 0.2516 | 0.30279 | 0.15921 | 0.52234 |  | 0.27676 | 0.38504 | 0.51645 | 0.27588 | 0.15967
196 | 2004-01-09 | 04:00 | 0.18605 | 0.15517 | 0.14466 | 0.25434 | 0.28093 | 0.18572 | 0.49992 |  | 0.29727 | 0.36586 | 0.53732 | 0.28984 | 0.19029
197 | 2004-01-09 | 05:00 | 0.21347 | 0.26107 | 0.14021 | 0.29191 | 0.25789 | 0.19504 | 0.46607 |  | 0.28359 | 0.36556 | 0.55817 | 0.30227 | 0.2197
198 | 2004-01-09 | 06:00 | 0.24421 | 0.13795 | 0.13912 | 0.34838 | 0.23313 | 0.21396 | 0.4529 |  | 0.22673 | 0.35422 | 0.58375 | 0.32016 | 0.23858
199 | 2004-01-09 | 07:00 | 0.27032 | 0.22499 | 0.12456 | 0.37758 | 0.22016 | 0.2303 | 0.46063 |  | 0.15771 | 0.34915 | 0.59285 | 0.34168 | 0.23335
200 | 2004-01-09 | 08:00 | 0.28501 | 0.27665 | 0.10776 | 0.34853 | 0.22452 | 0.24082 | 0.43882 |  | 0.13084 | 0.34624 | 0.60376 | 0.35907 | 0.23553
201 | 2004-01-09 | 09:00 | 0.33386 | 0.29384 | 0.1068 | 0.32807 | 0.23935 | 0.21574 | 0.44708 |  | 0.10137 | 0.32391 | 0.60062 | 0.37396 | 0.23775
202 | 2004-01-09 | 10:00 | 0.34157 | 0.30487 | 0.10341 | 0.33103 | 0.27085 | 0.17742 | 0.4559 |  | 0.093407 | 0.27043 | 0.59141 | 0.37589 | 0.23928
203 | 2004-01-09 | 11:00 | 0.31098 | 0.30768 | 0.10708 | 0.29366 | 0.30485 | 0.17006 | 0.46483 |  | 0.072122 | 0.22338 | 0.59303 | 0.36168 | 0.25632
204 | 2004-01-09 | 12:00 | 0.29649 | 0.41055 | 0.096023 | 0.24733 | 0.31561 | 0.19282 | 0.47434 |  | 0.073901 | 0.1816 | 0.59794 | 0.33971 | 0.2708
205 | 2004-01-09 | 13:00 | 0.32897 | 0.48493 | 0.12768 | 0.24791 | 0.30251 | 0.21655 | 0.53727 |  | 0.084421 | 0.16514 | 0.5823 | 0.32545 | 0.28105
206 | 2004-01-09 | 14:00 | 0.36499 | 0.47777 | 0.14609 | 0.23541 | 0.29362 | 0.21312 | 0.58576 |  | 0.070532 | 0.18474 | 0.56614 | 0.31666 | 0.29238
207 | 2004-01-09 | 15:00 | 0.32706 | 0.47269 | 0.1689 | 0.23785 | 0.29899 | 0.21865 | 0.58291 |  | 0.081172 | 0.21744 | 0.56004 | 0.30378 | 0.30027
208 | 2004-01-09 | 16:00 | 0.28854 | 0.53944 | 0.21282 | 0.22159 | 0.31342 | 0.23047 | 0.53554 |  | 0.1014 | 0.25871 | 0.54605 | 0.28808 | 0.30565
209 | 2004-01-09 | 17:00 | 0.27531 | 0.37122 | 0.24162 | 0.16093 | 0.32878 | 0.2326 | 0.46965 |  | 0.13075 | 0.26088 | 0.51767 | 0.26728 | 0.32777
210 | 2004-01-09 | 18:00 | 0.27666 | 0.3851 | 0.27585 | 0.13157 | 0.31902 | 0.23044 | 0.44329 |  | 0.17166 | 0.21032 | 0.49917 | 0.2343 | 0.34473
211 | 2004-01-09 | 19:00 | 0.24234 | 0.3688 | 0.2868 | 0.12319 | 0.28066 | 0.1964 | 0.43954 |  | 0.17182 | 0.1814 | 0.48068 | 0.19892 | 0.359
212 | 2004-01-09 | 20:00 | 0.21674 | 0.47432 | 0.30528 | 0.10577 | 0.2328 | 0.17653 | 0.47281 |  | 0.22366 | 0.14808 | 0.4495 | 0.16219 | 0.38454
213 | 2004-01-09 | 21:00 | 0.2244 | 0.7 | 0.34702 | 0.095774 | 0.18937 | 0.19774 | 0.54914 |  | 0.28269 | 0.12187 | 0.40775 | 0.16077 | 0.38057
214 | 2004-01-09 | 22:00 | 0.23127 | 0.72143 | 0.41125 | 0.093234 | 0.15946 | 0.21522 | 0.62404 |  | 0.29335 | 0.1116 | 0.36676 | 0.16252 | 0.34195
215 | 2004-01-09 | 23:00 | 0.23515 | 0.62022 | 0.42416 | 0.095478 | 0.16373 | 0.21631 | 0.64435 |  | 0.36146 | 0.10928 | 0.33821 | 0.1528 | 0.33692
216 | 2004-01-10 | 00:00 | 0.24363 | 0.6169 | 0.41146 | 0.10539 | 0.18794 | 0.25901 | 0.67149 |  | 0.388 | 0.1049 | 0.33718 | 0.13039 | 0.33927
217 | 2004-01-10 | 01:00 | 0.22933 | 0.58121 | 0.41861 | 0.10483 | 0.22507 | 0.26382 | 0.68015 |  | 0.42895 | 0.11721 | 0.37364 | 0.12687 | 0.33978
218 | 2004-01-10 | 02:00 | 0.20644 | 0.58139 | 0.40914 | 0.099785 | 0.23828 | 0.23166 | 0.66852 |  | 0.42651 | 0.13184 | 0.47604 | 0.18535 | 0.33747
219 | 2004-01-10 | 03:00 | 0.18749 | 0.5853 | 0.36385 | 0.091111 | 0.23116 | 0.17483 | 0.64114 |  | 0.4507 | 0.12444 | 0.53676 | 0.22643 | 0.32408
220 | 2004-01-10 | 04:00 | 0.16259 | 0.52543 | 0.33276 | 0.088244 | 0.25145 | 0.13545 | 0.59816 |  | 0.45964 | 0.1283 | 0.51327 | 0.1717 | 0.25858
221 | 2004-01-10 | 05:00 | 0.14839 | 0.64216 | 0.28632 | 0.085333 | 0.28932 | 0.12454 | 0.55185 |  | 0.52957 | 0.13909 | 0.50865 | 0.16564 | 0.23221
222 | 2004-01-10 | 06:00 | 0.14692 | 0.6632 | 0.26373 | 0.085578 | 0.31387 | 0.12538 | 0.53284 |  | 0.52457 | 0.14917 | 0.5425 | 0.17619 | 0.22327
223 | 2004-01-10 | 07:00 | 0.14124 | 0.71906 | 0.24165 | 0.086307 | 0.33965 | 0.11475 | 0.52234 |  | 0.51803 | 0.15423 | 0.49875 | 0.16545 | 0.17653
224 | 2004-01-10 | 08:00 | 0.14674 | 0.75361 | 0.22562 | 0.098272 | 0.35551 | 0.12376 | 0.53425 |  | 0.52721 | 0.17422 | 0.43556 | 0.17519 | 0.19376
225 | 2004-01-10 | 09:00 | 0.14418 | 0.64252 | 0.22698 | 0.11474 | 0.36908 | 0.1359 | 0.55186 |  | 0.52866 | 0.22834 | 0.41598 | 0.19982 | 0.22565
226 | 2004-01-10 | 10:00 | 0.13947 | 0.43025 | 0.21493 | 0.11619 | 0.37672 | 0.11727 | 0.53343 |  | 0.49562 | 0.3116 | 0.41292 | 0.21537 | 0.21202
227 | 2004-01-10 | 11:00 | 0.14694 | 0.26485 | 0.20351 | 0.13755 | 0.37176 | 0.11242 | 0.53433 |  | 0.45717 | 0.35489 | 0.46638 | 0.20447 | 0.18917
228 | 2004-01-10 | 12:00 | 0.14972 | 0.27927 | 0.24212 | 0.16279 | 0.3393 | 0.12211 | 0.56439 |  | 0.49029 | 0.38073 | 0.46681 | 0.21602 | 0.17996
229 | 2004-01-10 | 13:00 | 0.1623 | 0.13757 | 0.30963 | 0.14491 | 0.31954 | 0.17548 | 0.60383 |  | 0.51727 | 0.36462 | 0.48912 | 0.23928 | 0.14903
230 | 2004-01-10 | 14:00 | 0.19131 | 0.15132 | 0.27548 | 0.15616 | 0.31269 | 0.22105 | 0.58394 |  | 0.51368 | 0.38539 | 0.4904 | 0.26483 | 0.13364
231 | 2004-01-10 | 15:00 | 0.21991 | 0.1678 | 0.22775 | 0.2371 | 0.31829 | 0.17043 | 0.51197 |  | 0.48911 | 0.46427 | 0.51745 | 0.29772 | 0.14186
232 | 2004-01-10 | 16:00 | 0.20933 | 0.19367 | 0.2442 | 0.31751 | 0.37492 | 0.12937 | 0.45971 |  | 0.48094 | 0.55865 | 0.50796 | 0.34031 | 0.13253
233 | 2004-01-10 | 17:00 | 0.21436 | 0.12463 | 0.27079 | 0.29857 | 0.43852 | 0.13027 | 0.43053 |  | 0.46913 | 0.57446 | 0.51296 | 0.35402 | 0.13286
234 | 2004-01-10 | 18:00 | 0.22428 | 0.1007 | 0.26125 | 0.33891 | 0.47368 | 0.093767 | 0.38551 |  | 0.4479 | 0.47991 | 0.51162 | 0.3255 | 0.1472
235 | 2004-01-10 | 19:00 | 0.2342 | 0.086946 | 0.23989 | 0.38185 | 0.5003 | 0.093231 | 0.34542 |  | 0.4226 | 0.43373 | 0.51014 | 0.27614 | 0.13658
236 | 2004-01-10 | 20:00 | 0.24814 | 0.069598 | 0.23789 | 0.40888 | 0.51095 | 0.099924 | 0.36169 |  | 0.4221 | 0.38777 | 0.49549 | 0.24448 | 0.12139
237 | 2004-01-10 | 21:00 | 0.2742 | 0.13461 | 0.28811 | 0.41948 | 0.51825 | 0.13311 | 0.45603 |  | 0.42457 | 0.38636 | 0.46336 | 0.23101 | 0.10866
238 | 2004-01-10 | 22:00 | 0.31035 | 0.22463 | 0.34415 | 0.43393 | 0.51237 | 0.18891 | 0.53404 |  | 0.42051 | 0.37949 | 0.45052 | 0.22225 | 0.10833
239 | 2004-01-10 | 23:00 | 0.34446 | 0.24787 | 0.36181 | 0.46941 | 0.54637 | 0.24584 | 0.54272 |  | 0.4082 | 0.3904 | 0.47399 | 0.22899 | 0.099059
240 | 2004-01-11 | 00:00 | 0.36538 | 0.19243 | 0.40025 | 0.52077 | 0.62793 | 0.35568 | 0.60538 |  | 0.45921 | 0.50428 | 0.49882 | 0.24282 | 0.09502
241 | 2004-01-11 | 01:00 | 0.41856 | 0.115 | 0.472 | 0.5639 | 0.71303 | 0.40904 | 0.63227 |  | 0.48799 | 0.62973 | 0.52664 | 0.26576 | 0.091279
242 | 2004-01-11 | 02:00 | 0.5002 | 0.088222 | 0.48851 | 0.61878 | 0.73735 | 0.39978 | 0.5955 |  | 0.47139 | 0.71474 | 0.5422 | 0.30334 | 0.089718
243 | 2004-01-11 | 03:00 | 0.55693 | 0.063308 | 0.41607 | 0.70896 | 0.73669 | 0.33551 | 0.5227 |  | 0.43908 | 0.75937 | 0.54846 | 0.33256 | 0.099181
244 | 2004-01-11 | 04:00 | 0.59179 | 0.057951 | 0.37285 | 0.76755 | 0.74197 | 0.33153 | 0.53302 |  | 0.41886 | 0.80487 | 0.5525 | 0.35455 | 0.11432
245 | 2004-01-11 | 05:00 | 0.61614 | 0.052218 | 0.38485 | 0.78703 | 0.73586 | 0.35234 | 0.54919 |  | 0.38947 | 0.82342 | 0.56018 | 0.38442 | 0.12477
246 | 2004-01-11 | 06:00 | 0.6644 | 0.064262 | 0.3861 | 0.76161 | 0.72668 | 0.42253 | 0.52697 |  | 0.32698 | 0.82956 | 0.55793 | 0.40975 | 0.12325
247 | 2004-01-11 | 07:00 | 0.73427 | 0.25518 | 0.41004 | 0.77722 | 0.72164 | 0.54597 | 0.53142 |  | 0.28368 | 0.83037 | 0.55333 | 0.43247 | 0.11998
248 | 2004-01-11 | 08:00 | 0.76401 | 0.45413 | 0.42838 | 0.805 | 0.70337 | 0.66526 | 0.50327 |  | 0.30201 | 0.81923 | 0.54488 | 0.45301 | 0.11347
249 | 2004-01-11 | 09:00 | 0.77311 | 0.46722 | 0.4229 | 0.8023 | 0.68263 | 0.73951 | 0.39565 |  | 0.29379 | 0.80868 | 0.53475 | 0.45881 | 0.10511
250 | 2004-01-11 | 10:00 | 0.76687 | 0.49021 | 0.42194 | 0.80944 | 0.694 | 0.78318 | 0.32866 |  | 0.27131 | 0.7869 | 0.52531 | 0.45749 | 0.10334
251 | 2004-01-11 | 11:00 | 0.73839 | 0.43885 | 0.43166 | 0.8038 | 0.6998 | 0.81969 | 0.32899 |  | 0.2715 | 0.73468 | 0.51235 | 0.46077 | 0.094624
252 | 2004-01-11 | 12:00 | 0.73607 | 0.38425 | 0.44608 | 0.77552 | 0.68512 | 0.8161 | 0.39703 |  | 0.25972 | 0.67224 | 0.50652 | 0.47804 | 0.077431
253 | 2004-01-11 | 13:00 | 0.772 | 0.44152 | 0.47096 | 0.76153 | 0.65946 | 0.8344 | 0.40813 |  | 0.27251 | 0.67895 | 0.49745 | 0.52814 | 0.072081
254 | 2004-01-11 | 14:00 | 0.79453 | 0.37591 | 0.47852 | 0.76912 | 0.68202 | 0.88134 | 0.40761 |  | 0.3074 | 0.66712 | 0.49104 | 0.56712 | 0.069858
255 | 2004-01-11 | 15:00 | 0.79728 | 0.32333 | 0.42838 | 0.7686 | 0.7157 | 0.8845 | 0.39742 |  | 0.29425 | 0.64684 | 0.48911 | 0.58953 | 0.069215
256 | 2004-01-11 | 16:00 | 0.80902 | 0.44012 | 0.40036 | 0.77904 | 0.74911 | 0.87553 | 0.38037 |  | 0.23463 | 0.5847 | 0.48422 | 0.58592 | 0.073364
257 | 2004-01-11 | 17:00 | 0.8162 | 0.40052 | 0.40746 | 0.77287 | 0.75 | 0.86689 | 0.40545 |  | 0.22124 | 0.46881 | 0.48321 | 0.54967 | 0.083635
258 | 2004-01-11 | 18:00 | 0.80105 | 0.34905 | 0.4298 | 0.76634 | 0.75194 | 0.85934 | 0.44932 |  | 0.22239 | 0.33705 | 0.48187 | 0.47416 | 0.097253
259 | 2004-01-11 | 19:00 | 0.79649 | 0.26946 | 0.46189 | 0.76051 | 0.7566 | 0.85343 | 0.48418 |  | 0.21335 | 0.24968 | 0.46391 | 0.36723 | 0.10142
260 | 2004-01-11 | 20:00 | 0.81627 | 0.21503 | 0.50686 | 0.76531 | 0.76355 | 0.8654 | 0.50891 |  | 0.23138 | 0.21288 | 0.42045 | 0.29292 | 0.088026
261 | 2004-01-11 | 21:00 | 0.83292 | 0.13084 | 0.56045 | 0.78404 | 0.77128 | 0.87574 | 0.56534 |  | 0.29779 | 0.20634 | 0.36213 | 0.26013 | 0.088576
262 | 2004-01-11 | 22:00 | 0.85605 | 0.10454 | 0.65743 | 0.81637 | 0.77131 | 0.8737 | 0.58509 |  | 0.39267 | 0.21755 | 0.31771 | 0.23524 | 0.093985
263 | 2004-01-11 | 23:00 | 0.86308 | 0.097772 | 0.71612 | 0.84975 | 0.76396 | 0.87226 | 0.56919 |  | 0.47814 | 0.22073 | 0.28949 | 0.20131 | 0.093821
264 | 2004-01-12 | 00:00 | 0.86242 | 0.094026 | 0.75297 | 0.87202 | 0.74902 | 0.83929 | 0.53347 |  | 0.52088 | 0.23742 | 0.25933 | 0.17797 | 0.095137
265 | 2004-01-12 | 01:00 | 0.8507 | 0.078736 | 0.73772 | 0.88311 | 0.7063 | 0.81796 | 0.50951 |  | 0.52958 | 0.25971 | 0.2509 | 0.19435 | 0.09791
266 | 2004-01-12 | 02:00 | 0.82732 | 0.068789 | 0.73728 | 0.87416 | 0.68899 | 0.80541 | 0.48413 |  | 0.54492 | 0.30484 | 0.26261 | 0.22531 | 0.1036
267 | 2004-01-12 | 03:00 | 0.82086 | 0.058227 | 0.72109 | 0.86903 | 0.66807 | 0.77689 | 0.46819 |  | 0.59308 | 0.3201 | 0.2837 | 0.24796 | 0.11915
268 | 2004-01-12 | 04:00 | 0.81832 | 0.04519 | 0.73806 | 0.85783 | 0.6547 | 0.76055 | 0.46149 |  | 0.66244 | 0.32416 | 0.29816 | 0.25197 | 0.13306
269 | 2004-01-12 | 05:00 | 0.79405 | 0.069962 | 0.75853 | 0.81877 | 0.60849 | 0.74798 | 0.45787 |  | 0.71515 | 0.33171 | 0.30662 | 0.24811 | 0.14265
270 | 2004-01-12 | 06:00 | 0.74563 | 0.078731 | 0.74425 | 0.76519 | 0.52951 | 0.75404 | 0.46164 |  | 0.70683 | 0.30665 | 0.31826 | 0.23068 | 0.14297
271 | 2004-01-12 | 07:00 | 0.71096 | 0.10278 | 0.70663 | 0.69752 | 0.45593 | 0.72225 | 0.42585 |  | 0.77787 | 0.29421 | 0.32619 | 0.2142 | 0.13683
272 | 2004-01-12 | 08:00 | 0.68672 | 0.19612 | 0.69774 | 0.65332 | 0.39143 | 0.64735 | 0.35508 |  | 0.83254 | 0.28322 | 0.32454 | 0.19331 | 0.12648
273 | 2004-01-12 | 09:00 | 0.6278 | 0.24972 | 0.65804 | 0.61633 | 0.33417 | 0.56498 | 0.25499 |  | 0.83248 | 0.27198 | 0.32684 | 0.17898 | 0.12433
274 | 2004-01-12 | 10:00 | 0.51725 | 0.39645 | 0.60751 | 0.51946 | 0.3217 | 0.47428 | 0.19031 |  | 0.81379 | 0.26101 | 0.32935 | 0.16862 | 0.1308
275 | 2004-01-12 | 11:00 | 0.46057 | 0.47272 | 0.578 | 0.38443 | 0.32271 | 0.42505 | 0.16269 |  | 0.78747 | 0.28546 | 0.32146 | 0.15775 | 0.13722
276 | 2004-01-12 | 12:00 | 0.4775 | 0.46139 | 0.59352 | 0.32083 | 0.31044 | 0.41386 | 0.21174 |  | 0.76305 | 0.29083 | 0.30771 | 0.1488 | 0.14511
277 | 2004-01-12 | 13:00 | 0.544 | 0.45115 | 0.56155 | 0.37062 | 0.34303 | 0.37793 | 0.21533 |  | 0.71786 | 0.2579 | 0.29316 | 0.14528 | 0.14194
278 | 2004-01-12 | 14:00 | 0.59875 | 0.3933 | 0.51492 | 0.42305 | 0.35438 | 0.37858 | 0.18761 |  | 0.66597 | 0.24595 | 0.2818 | 0.14718 | 0.14106
279 | 2004-01-12 | 15:00 | 0.56856 | 0.34495 | 0.50828 | 0.40691 | 0.37624 | 0.36689 | 0.17928 |  | 0.63911 | 0.21631 | 0.27145 | 0.14791 | 0.14416
280 | 2004-01-12 | 16:00 | 0.49605 | 0.37432 | 0.46768 | 0.34584 | 0.45542 | 0.33261 | 0.15106 |  | 0.57578 | 0.16667 | 0.26347 | 0.14108 | 0.15606
281 | 2004-01-12 | 17:00 | 0.42231 | 0.32063 | 0.44836 | 0.26375 | 0.47198 | 0.29058 | 0.11942 |  | 0.52716 | 0.098852 | 0.25594 | 0.13348 | 0.16972
282 | 2004-01-12 | 18:00 | 0.33282 | 0.24673 | 0.4262 | 0.24196 | 0.4377 | 0.26537 | 0.11744 |  | 0.5374 | 0.058825 | 0.2529 | 0.11135 | 0.1629
283 | 2004-01-12 | 19:00 | 0.24858 | 0.37163 | 0.40521 | 0.20923 | 0.36374 | 0.23813 | 0.12401 |  | 0.51448 | 0.047014 | 0.24025 | 0.084591 | 0.15715
284 | 2004-01-12 | 20:00 | 0.19379 | 0.37616 | 0.43702 | 0.16776 | 0.28218 | 0.22167 | 0.12641 |  | 0.53165 | 0.046807 | 0.21794 | 0.062446 | 0.14696
285 | 2004-01-12 | 21:00 | 0.21965 | 0.43741 | 0.49212 | 0.16298 | 0.24402 | 0.21503 | 0.15262 |  | 0.56668 | 0.047548 | 0.1839 | 0.054227 | 0.14111
286 | 2004-01-12 | 22:00 | 0.29474 | 0.48385 | 0.54484 | 0.22242 | 0.24076 | 0.23634 | 0.20103 |  | 0.5622 | 0.045576 | 0.15494 | 0.050984 | 0.14372
287 | 2004-01-12 | 23:00 | 0.38659 | 0.57552 | 0.56697 | 0.33853 | 0.26944 | 0.31943 | 0.22854 |  | 0.59549 | 0.050566 | 0.1372 | 0.046469 | 0.14935
288 | 2004-01-13 | 00:00 | 0.47063 | 0.58093 | 0.55122 | 0.4492 | 0.32404 | 0.40418 | 0.30796 |  | 0.64037 | 0.06156 | 0.13206 | 0.033662 | 0.15384
289 | 2004-01-13 | 01:00 | 0.57573 | 0.52909 | 0.4887 | 0.47672 | 0.45254 | 0.41656 | 0.323 |  | 0.63818 | 0.080104 | 0.11918 | 0.05601 | 0.1352
290 | 2004-01-13 | 02:00 | 0.62547 | 0.55671 | 0.37459 | 0.65444 | 0.46583 | 0.34401 | 0.27778 |  | 0.66995 | 0.095678 | 0.16579 | 0.059911 | 0.10467
291 | 2004-01-13 | 03:00 | 0.62884 | 0.58747 | 0.293 | 0.73579 | 0.41898 | 0.39021 | 0.22537 |  | 0.68318 | 0.098564 | 0.18289 | 0.071545 | 0.088696
292 | 2004-01-13 | 04:00 | 0.67815 | 0.52153 | 0.25777 | 0.70723 | 0.37332 | 0.42557 | 0.19832 |  | 0.66463 | 0.10195 | 0.18998 | 0.10629 | 0.072431
293 | 2004-01-13 | 05:00 | 0.69073 | 0.49845 | 0.28238 | 0.72345 | 0.33935 | 0.48158 | 0.17883 |  | 0.6359 | 0.10844 | 0.23587 | 0.13206 | 0.078399
294 | 2004-01-13 | 06:00 | 0.67145 | 0.4728 | 0.32715 | 0.70749 | 0.33031 | 0.62432 | 0.20122 |  | 0.56057 | 0.11273 | 0.28955 | 0.1605 | 0.085834
295 | 2004-01-13 | 07:00 | 0.64001 | 0.45727 | 0.3824 | 0.66247 | 0.32412 | 0.71792 | 0.27398 |  | 0.47989 | 0.10905 | 0.31763 | 0.17919 | 0.090434
296 | 2004-01-13 | 08:00 | 0.62785 | 0.48127 | 0.45012 | 0.60703 | 0.31174 | 0.77419 | 0.32688 |  | 0.3965 | 0.10843 | 0.28925 | 0.17225 | 0.078388
297 | 2004-01-13 | 09:00 | 0.6141 | 0.51622 | 0.4818 | 0.58193 | 0.28108 | 0.8214 | 0.33047 |  | 0.354 | 0.1286 | 0.29869 | 0.1731 | 0.071271
298 | 2004-01-13 | 10:00 | 0.55259 | 0.53119 | 0.48757 | 0.54236 | 0.24693 | 0.87475 | 0.37624 |  | 0.32155 | 0.15807 | 0.29889 | 0.17646 | 0.064333
299 | 2004-01-13 | 11:00 | 0.49366 | 0.39461 | 0.45079 | 0.44578 | 0.19598 | 0.88572 | 0.43469 |  | 0.30497 | 0.18604 | 0.30174 | 0.16552 | 0.067335
300 | 2004-01-13 | 12:00 | 0.39157 | 0.16452 | 0.48512 | 0.34988 | 0.15561 | 0.89791 | 0.46929 |  | 0.29278 | 0.19272 | 0.32774 | 0.14747 | 0.090849
301 | 2004-01-13 | 13:00 | 0.39667 | 0.12587 | 0.51224 | 0.27566 | 0.14446 | 0.8945 | 0.5568 |  | 0.31289 | 0.20101 | 0.36664 | 0.13971 | 0.088321
302 | 2004-01-13 | 14:00 | 0.4913 | 0.15722 | 0.54291 | 0.26302 | 0.16067 | 0.90801 | 0.64776 |  | 0.36005 | 0.22802 | 0.40672 | 0.14079 | 0.087384
303 | 2004-01-13 | 15:00 | 0.54081 | 0.21859 | 0.59122 | 0.31814 | 0.19454 | 0.91761 | 0.68325 |  | 0.36829 | 0.24293 | 0.42293 | 0.15054 | 0.10042
304 | 2004-01-13 | 16:00 | 0.51106 | 0.28598 | 0.62735 | 0.3075 | 0.24064 | 0.92454 | 0.72004 |  | 0.36247 | 0.19159 | 0.44892 | 0.16692 | 0.13316
305 | 2004-01-13 | 17:00 | 0.42358 | 0.45055 | 0.67263 | 0.2681 | 0.27909 | 0.92802 | 0.74852 |  | 0.40644 | 0.11928 | 0.49716 | 0.17736 | 0.13856
306 | 2004-01-13 | 18:00 | 0.37195 | 0.4529 | 0.7359 | 0.2012 | 0.29386 | 0.92513 | 0.78329 |  | 0.44477 | 0.088118 | 0.55337 | 0.17195 | 0.1422
307 | 2004-01-13 | 19:00 | 0.30671 | 0.36543 | 0.74191 | 0.14344 | 0.30254 | 0.91199 | 0.79586 |  | 0.44907 | 0.073915 | 0.58275 | 0.15126 | 0.11673
308 | 2004-01-13 | 20:00 | 0.2218 | 0.34981 | 0.74848 | 0.088234 | 0.315 | 0.91272 | 0.81329 |  | 0.45046 | 0.067575 | 0.59019 | 0.12711 | 0.07996
309 | 2004-01-13 | 21:00 | 0.18127 | 0.41868 | 0.76631 | 0.043691 | 0.32682 | 0.91121 | 0.88471 |  | 0.45553 | 0.065828 | 0.58637 | 0.11994 | 0.068919
310 | 2004-01-13 | 22:00 | 0.16754 | 0.42763 | 0.76341 | 0.037577 | 0.33816 | 0.90484 | 0.90959 |  | 0.4747 | 0.067755 | 0.58349 | 0.12553 | 0.079374
311 | 2004-01-13 | 23:00 | 0.16427 | 0.41843 | 0.76002 | 0.040926 | 0.38968 | 0.90043 | 0.91161 |  | 0.50039 | 0.068592 | 0.57141 | 0.13273 | 0.08275
312 | 2004-01-14 | 00:00 | 0.13141 | 0.39441 | 0.76599 | 0.045717 | 0.48511 | 0.88367 | 0.91763 |  | 0.56106 | 0.074264 | 0.57139 | 0.1484 | 0.078618
313 | 2004-01-14 | 01:00 | 0.12497 | 0.35134 | 0.77333 | 0.049573 | 0.57013 | 0.86628 | 0.91488 |  | 0.53486 | 0.093246 | 0.58115 | 0.18163 | 0.086098
314 | 2004-01-14 | 02:00 | 0.11537 | 0.3339 | 0.75452 | 0.040806 | 0.64145 | 0.82142 | 0.90764 |  | 0.51387 | 0.13962 | 0.58938 | 0.23439 | 0.090122
315 | 2004-01-14 | 03:00 | 0.091821 | 0.31019 | 0.68471 | 0.039337 | 0.69337 | 0.67914 | 0.90458 |  | 0.51155 | 0.2044 | 0.59505 | 0.2906 | 0.096489
316 | 2004-01-14 | 04:00 | 0.09341 | 0.39993 | 0.63092 | 0.044728 | 0.75706 | 0.55358 | 0.8984 |  | 0.44434 | 0.31083 | 0.60652 | 0.33639 | 0.10911
317 | 2004-01-14 | 05:00 | 0.12878 | 0.42561 | 0.56638 | 0.10632 | 0.80773 | 0.44981 | 0.88605 |  | 0.34743 | 0.42175 | 0.6087 | 0.36435 | 0.12157
318 | 2004-01-14 | 06:00 | 0.15858 | 0.45733 | 0.47852 | 0.23753 | 0.8272 | 0.38684 | 0.87931 |  | 0.29181 | 0.52352 | 0.59537 | 0.38033 | 0.13581
319 | 2004-01-14 | 07:00 | 0.1954 | 0.41351 | 0.32816 | 0.32841 | 0.83518 | 0.30802 | 0.86083 |  | 0.28341 | 0.61498 | 0.57258 | 0.40096 | 0.14233
320 | 2004-01-14 | 08:00 | 0.2429 | 0.46291 | 0.22021 | 0.40941 | 0.83762 | 0.23477 | 0.83863 |  | 0.25324 | 0.67776 | 0.55864 | 0.43352 | 0.14663
321 | 2004-01-14 | 09:00 | 0.26737 | 0.44865 | 0.1607 | 0.50895 | 0.85052 | 0.17829 | 0.80786 |  | 0.20009 | 0.73026 | 0.55339 | 0.4737 | 0.14139
322 | 2004-01-14 | 10:00 | 0.32052 | 0.45245 | 0.1106 | 0.59728 | 0.84805 | 0.12397 | 0.75473 |  | 0.15686 | 0.73574 | 0.54209 | 0.51402 | 0.14345
323 | 2004-01-14 | 11:00 | 0.40016 | 0.48889 | 0.093058 | 0.70717 | 0.82383 | 0.096351 | 0.71717 |  | 0.15072 | 0.6902 | 0.52631 | 0.55403 | 0.14118
324 | 2004-01-14 | 12:00 | 0.47809 | 0.48291 | 0.088611 | 0.79065 | 0.78759 | 0.15947 | 0.68712 |  | 0.14694 | 0.61948 | 0.51764 | 0.56273 | 0.13489
325 | 2004-01-14 | 13:00 | 0.57532 | 0.44832 | 0.09119 | 0.84732 | 0.77678 | 0.22685 | 0.68751 |  | 0.19398 | 0.57431 | 0.4979 | 0.54753 | 0.141
326 | 2004-01-14 | 14:00 | 0.64995 | 0.35221 | 0.091197 | 0.84757 | 0.75443 | 0.19126 | 0.69724 |  | 0.2435 | 0.59213 | 0.4707 | 0.53091 | 0.15115
327 | 2004-01-14 | 15:00 | 0.7077 | 0.26587 | 0.10865 | 0.84614 | 0.7268 | 0.19543 | 0.6637 |  | 0.20452 | 0.62899 | 0.44584 | 0.50064 | 0.14613
328 | 2004-01-14 | 16:00 | 0.75313 | 0.2244 | 0.12911 | 0.85671 | 0.7017 | 0.20339 | 0.60351 |  | 0.16725 | 0.58236 | 0.42608 | 0.44472 | 0.13195
329 | 2004-01-14 | 17:00 | 0.7593 | 0.09759 | 0.14037 | 0.87467 | 0.66236 | 0.17145 | 0.5542 |  | 0.17149 | 0.4378 | 0.41272 | 0.38273 | 0.1265
330 | 2004-01-14 | 18:00 | 0.74344 | 0.10495 | 0.13226 | 0.91832 | 0.62029 | 0.12193 | 0.51994 |  | 0.1885 | 0.3207 | 0.39961 | 0.30439 | 0.12495
331 | 2004-01-14 | 19:00 | 0.75119 | 0.088119 | 0.15301 | 0.93126 | 0.55757 | 0.10359 | 0.48941 |  | 0.25256 | 0.25953 | 0.39251 | 0.2309 | 0.13044
332 | 2004-01-14 | 20:00 | 0.7683 | 0.11025 | 0.22111 | 0.93234 | 0.4972 | 0.12067 | 0.47562 |  | 0.34478 | 0.21859 | 0.38872 | 0.23137 | 0.13158
333 | 2004-01-14 | 21:00 | 0.82335 | 0.1434 | 0.31336 | 0.93372 | 0.41352 | 0.16857 | 0.4693 |  | 0.41182 | 0.17373 | 0.36934 | 0.24012 | 0.1332
334 | 2004-01-14 | 22:00 | 0.89201 | 0.19385 | 0.45418 | 0.93481 | 0.31013 | 0.23375 | 0.46431 |  | 0.46029 | 0.14781 | 0.3504 | 0.23569 | 0.13837
335 | 2004-01-14 | 23:00 | 0.9238 | 0.23005 | 0.524 | 0.92941 | 0.24311 | 0.28902 | 0.46668 |  | 0.51544 | 0.14109 | 0.32172 | 0.20826 | 0.15119
336 | 2004-01-15 | 00:00 | 0.92929 | 0.19454 | 0.59993 | 0.92253 | 0.21302 | 0.32532 | 0.48918 |  | 0.49064 | 0.14658 | 0.30994 | 0.1705 | 0.1602
337 | 2004-01-15 | 01:00 | 0.93432 | 0.1961 | 0.59991 | 0.89476 | 0.23685 | 0.3577 | 0.48594 |  | 0.51372 | 0.16697 | 0.32581 | 0.16186 | 0.17728
338 | 2004-01-15 | 02:00 | 0.92586 | 0.17118 | 0.50949 | 0.87006 | 0.21196 | 0.28921 | 0.46655 |  | 0.58897 | 0.16881 | 0.35864 | 0.16798 | 0.1869
339 | 2004-01-15 | 03:00 | 0.87741 | 0.14389 | 0.46893 | 0.8121 | 0.18889 | 0.207 | 0.46114 |  | 0.65613 | 0.14183 | 0.38793 | 0.16942 | 0.19052
340 | 2004-01-15 | 04:00 | 0.81132 | 0.1259 | 0.46148 | 0.6669 | 0.21191 | 0.18257 | 0.46255 |  | 0.76993 | 0.14644 | 0.40713 | 0.16819 | 0.19989
341 | 2004-01-15 | 05:00 | 0.78898 | 0.068288 | 0.47117 | 0.52806 | 0.24577 | 0.16722 | 0.46548 |  | 0.80057 | 0.1871 | 0.41574 | 0.16845 | 0.19852
342 | 2004-01-15 | 06:00 | 0.75831 | 0.14077 | 0.49711 | 0.4479 | 0.28709 | 0.22121 | 0.48157 |  | 0.78495 | 0.24098 | 0.42673 | 0.1694 | 0.16915
343 | 2004-01-15 | 07:00 | 0.66005 | 0.16322 | 0.47175 | 0.39198 | 0.32553 | 0.27369 | 0.51019 |  | 0.73862 | 0.29434 | 0.43511 | 0.16515 | 0.14081
344 | 2004-01-15 | 08:00 | 0.53356 | 0.1485 | 0.46761 | 0.3019 | 0.37962 | 0.32295 | 0.5149 |  | 0.75263 | 0.33405 | 0.4382 | 0.15948 | 0.1273
345 | 2004-01-15 | 09:00 | 0.41575 | 0.1395 | 0.50488 | 0.2015 | 0.43748 | 0.31353 | 0.52317 |  | 0.76422 | 0.35625 | 0.43962 | 0.15848 | 0.12287
346 | 2004-01-15 | 10:00 | 0.33108 | 0.13449 | 0.52485 | 0.12715 | 0.49022 | 0.27228 | 0.53099 |  | 0.72444 | 0.40033 | 0.43037 | 0.16195 | 0.1167
347 | 2004-01-15 | 11:00 | 0.29106 | 0.17466 | 0.49684 | 0.089788 | 0.52565 | 0.24232 | 0.56617 |  | 0.67621 | 0.4309 | 0.4248 | 0.17923 | 0.11394
348 | 2004-01-15 | 12:00 | 0.26422 | 0.21671 | 0.5025 | 0.076816 | 0.53012 | 0.18337 | 0.60062 |  | 0.65162 | 0.41223 | 0.41528 | 0.1947 | 0.11326
349 | 2004-01-15 | 13:00 | 0.26226 | 0.3548 | 0.56621 | 0.078485 | 0.51952 | 0.25532 | 0.67228 |  | 0.66679 | 0.33743 | 0.41064 | 0.20962 | 0.11426
350 | 2004-01-15 | 14:00 | 0.291 | 0.35605 | 0.57138 | 0.068402 | 0.55076 | 0.29028 | 0.69479 |  | 0.64809 | 0.34345 | 0.40205 | 0.2221 | 0.11983
351 | 2004-01-15 | 15:00 | 0.28831 | 0.36263 | 0.6158 | 0.069146 | 0.6045 | 0.34351 | 0.70327 |  | 0.62924 | 0.38932 | 0.39345 | 0.23397 | 0.12142
352 | 2004-01-15 | 16:00 | 0.2498 | 0.37463 | 0.71103 | 0.073613 | 0.65009 | 0.4577 | 0.76824 |  | 0.62389 | 0.42955 | 0.39197 | 0.24868 | 0.12376
353 | 2004-01-15 | 17:00 | 0.21365 | 0.34867 | 0.77875 | 0.066909 | 0.69093 | 0.50219 | 0.79018 |  | 0.62765 | 0.38786 | 0.40203 | 0.2437 | 0.13095
354 | 2004-01-15 | 18:00 | 0.2053 | 0.37988 | 0.80349 | 0.07805 | 0.66794 | 0.55747 | 0.78531 |  | 0.59199 | 0.36809 | 0.4068 | 0.21619 | 0.13562
355 | 2004-01-15 | 19:00 | 0.21023 | 0.4146 | 0.82634 | 0.080882 | 0.59434 | 0.64633 | 0.8029 |  | 0.53333 | 0.35181 | 0.39739 | 0.16275 | 0.13147
356 | 2004-01-15 | 20:00 | 0.20349 | 0.40175 | 0.87165 | 0.072619 | 0.50803 | 0.73997 | 0.82869 |  | 0.45061 | 0.31856 | 0.37996 | 0.13738 | 0.10919
357 | 2004-01-15 | 21:00 | 0.21008 | 0.47031 | 0.88675 | 0.076431 | 0.42115 | 0.83502 | 0.85526 |  | 0.38936 | 0.33134 | 0.36179 | 0.13617 | 0.093606
358 | 2004-01-15 | 22:00 | 0.21406 | 0.53464 | 0.8973 | 0.091534 | 0.33298 | 0.89478 | 0.86119 |  | 0.39605 | 0.34864 | 0.35008 | 0.11904 | 0.089663
359 | 2004-01-15 | 23:00 | 0.21257 | 0.58362 | 0.87098 | 0.10939 | 0.28328 | 0.89952 | 0.85489 |  | 0.39186 | 0.33836 | 0.34377 | 0.14278 | 0.079563
360 | 2004-01-16 | 00:00 | 0.20057 | 0.65782 | 0.86937 | 0.14014 | 0.3007 | 0.85813 | 0.86504 |  | 0.41991 | 0.36879 | 0.34193 | 0.13218 | 0.079994
361 | 2004-01-16 | 01:00 | 0.19246 | 0.7371 | 0.90519 | 0.16894 | 0.34131 | 0.83523 | 0.84456 |  | 0.51176 | 0.4693 | 0.31747 | 0.16121 | 0.12966
362 | 2004-01-16 | 02:00 | 0.18419 | 0.77975 | 0.89881 | 0.20908 | 0.34647 | 0.87465 | 0.85421 |  | 0.56064 | 0.54104 | 0.36419 | 0.2243 | 0.28219
363 | 2004-01-16 | 03:00 | 0.17594 | 0.8239 | 0.88212 | 0.26972 | 0.32624 | 0.9079 | 0.8702 |  | 0.54841 | 0.57727 | 0.34346 | 0.22452 | 0.31025
364 | 2004-01-16 | 04:00 | 0.19251 | 0.70504 | 0.89326 | 0.3196 | 0.30699 | 0.91112 | 0.86551 |  | 0.52725 | 0.5823 | 0.28641 | 0.22367 | 0.16588
365 | 2004-01-16 | 05:00 | 0.20127 | 0.61464 | 0.89809 | 0.33543 | 0.2985 | 0.90947 | 0.86664 |  | 0.50501 | 0.62788 | 0.29713 | 0.22704 | 0.31748
366 | 2004-01-16 | 06:00 | 0.21493 | 0.64675 | 0.89022 | 0.34967 | 0.29123 | 0.92468 | 0.86395 |  | 0.49152 | 0.64502 | 0.31907 | 0.2154 | 0.28802
367 | 2004-01-16 | 07:00 | 0.24905 | 0.75827 | 0.87775 | 0.33489 | 0.2967 | 0.92373 | 0.83965 |  | 0.47897 | 0.60318 | 0.30334 | 0.20798 | 0.27507
368 | 2004-01-16 | 08:00 | 0.26937 | 0.7087 | 0.86466 | 0.37052 | 0.30176 | 0.91408 | 0.82165 |  | 0.42607 | 0.55702 | 0.3267 | 0.21211 | 0.33379
369 | 2004-01-16 | 09:00 | 0.25672 | 0.64616 | 0.84639 | 0.48044 | 0.32821 | 0.92513 | 0.81628 |  | 0.42559 | 0.53678 | 0.32688 | 0.22332 | 0.30614
370 | 2004-01-16 | 10:00 | 0.24373 | 0.76246 | 0.83069 | 0.55693 | 0.37397 | 0.92953 | 0.79387 |  | 0.3905 | 0.51529 | 0.29965 | 0.23798 | 0.29282
371 | 2004-01-16 | 11:00 | 0.25069 | 0.75865 | 0.81777 | 0.56825 | 0.39785 | 0.93128 | 0.77472 |  | 0.32931 | 0.46145 | 0.32108 | 0.23692 | 0.31821
372 | 2004-01-16 | 12:00 | 0.29436 | 0.74396 | 0.81512 | 0.56101 | 0.3911 | 0.93846 | 0.79887 |  | 0.30954 | 0.39736 | 0.34365 | 0.23893 | 0.28907
373 | 2004-01-16 | 13:00 | 0.33784 | 0.67897 | 0.82739 | 0.60352 | 0.3805 | 0.9263 | 0.81788 |  | 0.2913 | 0.34663 | 0.33213 | 0.23421 | 0.22439
374 | 2004-01-16 | 14:00 | 0.33152 | 0.66783 | 0.84648 | 0.72028 | 0.39767 | 0.90857 | 0.82027 |  | 0.29391 | 0.37106 | 0.31938 | 0.2223 | 0.15559
375 | 2004-01-16 | 15:00 | 0.29399 | 0.64529 | 0.85028 | 0.71613 | 0.42969 | 0.8942 | 0.82234 |  | 0.28683 | 0.40285 | 0.31468 | 0.22698 | 0.1239
376 | 2004-01-16 | 16:00 | 0.24995 | 0.65038 | 0.8513 | 0.68741 | 0.45849 | 0.90654 | 0.82959 |  | 0.29308 | 0.38005 | 0.31571 | 0.23009 | 0.10245
377 | 2004-01-16 | 17:00 | 0.2123 | 0.53831 | 0.84582 | 0.65101 | 0.46449 | 0.88286 | 0.84078 |  | 0.29183 | 0.31821 | 0.31216 | 0.21617 | 0.10568
378 | 2004-01-16 | 18:00 | 0.2157 | 0.39877 | 0.84127 | 0.60958 | 0.44171 | 0.8689 | 0.84608 |  | 0.29651 | 0.28655 | 0.30785 | 0.18657 | 0.11823
379 | 2004-01-16 | 19:00 | 0.24391 | 0.47422 | 0.84847 | 0.5752 | 0.41948 | 0.87608 | 0.85093 |  | 0.29657 | 0.25156 | 0.28066 | 0.14158 | 0.10896
380 | 2004-01-16 | 20:00 | 0.26951 | 0.46305 | 0.85351 | 0.54269 | 0.38161 | 0.86124 | 0.85084 |  | 0.24652 | 0.20243 | 0.23258 | 0.12863 | 0.11319
381 | 2004-01-16 | 21:00 | 0.27642 | 0.27813 | 0.85395 | 0.5254 | 0.34541 | 0.83641 | 0.85484 |  | 0.2026 | 0.17244 | 0.22285 | 0.11097 | 0.16159
382 | 2004-01-16 | 22:00 | 0.28377 | 0.2053 | 0.85274 | 0.61313 | 0.32915 | 0.796 | 0.85738 |  | 0.20264 | 0.15408 | 0.20904 | 0.11649 | 0.13301
383 | 2004-01-16 | 23:00 | 0.32099 | 0.20355 | 0.84666 | 0.7179 | 0.33888 | 0.7612 | 0.85897 |  | 0.2275 | 0.19132 | 0.18694 | 0.14431 | 0.11151
384 | 2004-01-17 | 00:00 | 0.36804 | 0.23261 | 0.84509 | 0.7615 | 0.37544 | 0.80189 | 0.87191 |  | 0.3237 | 0.23368 | 0.19131 | 0.16854 | 0.11706
385 | 2004-01-17 | 01:00 | 0.40616 | 0.14522 | 0.83114 | 0.69114 | 0.39839 | 0.80721 | 0.87063 |  | 0.35467 | 0.22123 | 0.19014 | 0.20425 | 0.11524
386 | 2004-01-17 | 02:00 | 0.37563 | 0.067994 | 0.83396 | 0.71717 | 0.4003 | 0.79854 | 0.86822 |  | 0.3661 | 0.27788 | 0.19903 | 0.23785 | 0.11048
387 | 2004-01-17 | 03:00 | 0.34121 | 0.033843 | 0.79338 | 0.68553 | 0.36343 | 0.72705 | 0.86152 |  | 0.36572 | 0.37038 | 0.20365 | 0.2714 | 0.099389
388 | 2004-01-17 | 04:00 | 0.32462 | 0.06963 | 0.68461 | 0.61682 | 0.36297 | 0.63382 | 0.85891 |  | 0.37142 | 0.41576 | 0.20029 | 0.29428 | 0.098431
389 | 2004-01-17 | 05:00 | 0.30386 | 0.059336 | 0.59362 | 0.65746 | 0.37746 | 0.57466 | 0.85468 |  | 0.36462 | 0.45972 | 0.1931 | 0.31755 | 0.10789
390 | 2004-01-17 | 06:00 | 0.29315 | 0.016048 | 0.56488 | 0.66558 | 0.40339 | 0.56742 | 0.84975 |  | 0.39012 | 0.49338 | 0.18385 | 0.35296 | 0.11294
391 | 2004-01-17 | 07:00 | 0.27295 | 0.031448 | 0.56335 | 0.58207 | 0.44147 | 0.56512 | 0.83692 |  | 0.44291 | 0.57919 | 0.17651 | 0.39083 | 0.12412
392 | 2004-01-17 | 08:00 | 0.2955 | 0.14856 | 0.55879 | 0.4891 | 0.47688 | 0.57742 | 0.8279 |  | 0.4717 | 0.63789 | 0.16449 | 0.43913 | 0.1656
393 | 2004-01-17 | 09:00 | 0.36381 | 0.1352 | 0.52056 | 0.476 | 0.47469 | 0.51574 | 0.80703 |  | 0.45346 | 0.67495 | 0.15307 | 0.45803 | 0.24593
394 | 2004-01-17 | 10:00 | 0.38921 | 0.07307 | 0.42929 | 0.4434 | 0.48653 | 0.46114 | 0.77781 |  | 0.3657 | 0.71026 | 0.14201 | 0.47019 | 0.3226
395 | 2004-01-17 | 11:00 | 0.373 | 0.037072 | 0.36494 | 0.36031 | 0.4624 | 0.45761 | 0.76517 |  | 0.31095 | 0.7502 | 0.12246 | 0.46807 | 0.3765
396 | 2004-01-17 | 12:00 | 0.36956 | 0.03842 | 0.32565 | 0.32412 | 0.42152 | 0.44589 | 0.79229 |  | 0.33405 | 0.77377 | 0.10625 | 0.4651 | 0.40136
397 | 2004-01-17 | 13:00 | 0.42685 | 0.075685 | 0.32054 | 0.39211 | 0.39377 | 0.42475 | 0.80627 |  | 0.36276 | 0.78659 | 0.095989 | 0.46964 | 0.39602
398 | 2004-01-17 | 14:00 | 0.5214 | 0.067138 | 0.32721 | 0.39303 | 0.42636 | 0.44654 | 0.79533 |  | 0.34303 | 0.8036 | 0.08617 | 0.47478 | 0.40133
399 | 2004-01-17 | 15:00 | 0.52819 | 0.094801 | 0.21955 | 0.31455 | 0.44845 | 0.45211 | 0.77367 |  | 0.32563 | 0.82176 | 0.075488 | 0.45577 | 0.39174
400 | 2004-01-17 | 16:00 | 0.47215 | 0.16772 | 0.13253 | 0.24684 | 0.47172 | 0.3796 | 0.76146 |  | 0.31021 | 0.83151 | 0.069711 | 0.43228 | 0.33393
401 | 2004-01-17 | 17:00 | 0.36858 | 0.20074 | 0.10167 | 0.21141 | 0.49476 | 0.28446 | 0.73164 |  | 0.29783 | 0.84396 | 0.065231 | 0.3992 | 0.26393
402 | 2004-01-17 | 18:00 | 0.31098 | 0.28724 | 0.089434 | 0.16046 | 0.55073 | 0.25474 | 0.6943 |  | 0.27944 | 0.84381 | 0.062991 | 0.36734 | 0.21896
403 | 2004-01-17 | 19:00 | 0.2633 | 0.23913 | 0.084358 | 0.12999 | 0.56016 | 0.26476 | 0.6804 |  | 0.27783 | 0.85257 | 0.060369 | 0.34383 | 0.14976
404 | 2004-01-17 | 20:00 | 0.25685 | 0.19517 | 0.10704 | 0.11637 | 0.54203 | 0.26264 | 0.65345 |  | 0.30144 | 0.85483 | 0.053769 | 0.32481 | 0.12051
405 | 2004-01-17 | 21:00 | 0.29509 | 0.20799 | 0.1508 | 0.16855 | 0.55304 | 0.29285 | 0.64694 |  | 0.36651 | 0.85861 | 0.046895 | 0.30936 | 0.11461
406 | 2004-01-17 | 22:00 | 0.35553 | 0.20119 | 0.20723 | 0.23735 | 0.58962 | 0.37976 | 0.61168 |  | 0.4111 | 0.85627 | 0.042975 | 0.2936 | 0.10994
407 | 2004-01-17 | 23:00 | 0.42258 | 0.18193 | 0.31081 | 0.29911 | 0.66207 | 0.43205 | 0.55001 |  | 0.41791 | 0.85734 | 0.041133 | 0.27489 | 0.11351
408 | 2004-01-18 | 00:00 | 0.41939 | 0.16476 | 0.3938 | 0.38599 | 0.7106 | 0.48233 | 0.48036 |  | 0.44053 | 0.85698 | 0.041673 | 0.2353 | 0.1082
409 | 2004-01-18 | 01:00 | 0.3953 | 0.11251 | 0.44687 | 0.44161 | 0.74544 | 0.52188 | 0.4139 |  | 0.44466 | 0.85855 | 0.045839 | 0.18173 | 0.10137
410 | 2004-01-18 | 02:00 | 0.38861 | 0.12443 | 0.45834 | 0.45608 | 0.72554 | 0.55172 | 0.37621 |  | 0.46621 | 0.85367 | 0.059755 | 0.16579 | 0.087132
411 | 2004-01-18 | 03:00 | 0.42112 | 0.14836 | 0.46337 | 0.52568 | 0.67708 | 0.56999 | 0.37771 |  | 0.463 | 0.84271 | 0.074718 | 0.1598 | 0.076245
412 | 2004-01-18 | 04:00 | 0.45634 | 0.11672 | 0.46202 | 0.56494 | 0.65074 | 0.56698 | 0.37934 |  | 0.47932 | 0.83336 | 0.081855 | 0.13559 | 0.076143
413 | 2004-01-18 | 05:00 | 0.43824 | 0.31905 | 0.45598 | 0.51652 | 0.62918 | 0.56418 | 0.35042 |  | 0.48365 | 0.82427 | 0.090338 | 0.11466 | 0.073213
414 | 2004-01-18 | 06:00 | 0.52496 | 0.2877 | 0.44316 | 0.55359 | 0.61653 | 0.5489 | 0.27992 |  | 0.45714 | 0.80218 | 0.097348 | 0.093285 | 0.067064
415 | 2004-01-18 | 07:00 | 0.61061 | 0.25941 | 0.45474 | 0.71579 | 0.62147 | 0.58587 | 0.23241 |  | 0.48875 | 0.78596 | 0.099928 | 0.07358 | 0.056001
416 | 2004-01-18 | 08:00 | 0.57986 | 0.18239 | 0.43966 | 0.81266 | 0.62305 | 0.61716 | 0.2485 |  | 0.55883 | 0.77055 | 0.10264 | 0.061215 | 0.043866
417 | 2004-01-18 | 09:00 | 0.55202 | 0.16363 | 0.4077 | 0.78107 | 0.61166 | 0.59809 | 0.28745 |  | 0.57682 | 0.72498 | 0.10599 | 0.053916 | 0.034538
418 | 2004-01-18 | 10:00 | 0.55946 | 0.11622 | 0.39031 | 0.74889 | 0.57898 | 0.58619 | 0.37285 |  | 0.59104 | 0.65078 | 0.11332 | 0.049027 | 0.030253
419 | 2004-01-18 | 11:00 | 0.55265 | 0.13867 | 0.38208 | 0.74657 | 0.53896 | 0.58609 | 0.44354 |  | 0.62726 | 0.57274 | 0.11989 | 0.041573 | 0.024491
420 | 2004-01-18 | 12:00 | 0.57064 | 0.2041 | 0.44654 | 0.72268 | 0.48967 | 0.62108 | 0.53864 |  | 0.68514 | 0.4885 | 0.12956 | 0.038686 | 0.015898
421 | 2004-01-18 | 13:00 | 0.57974 | 0.26561 | 0.39562 | 0.71043 | 0.44115 | 0.62182 | 0.52883 |  | 0.64999 | 0.46797 | 0.14067 | 0.037991 | 0.010284
422 | 2004-01-18 | 14:00 | 0.57175 | 0.29027 | 0.31289 | 0.74582 | 0.45347 | 0.58071 | 0.52047 |  | 0.67673 | 0.43125 | 0.14862 | 0.039963 | 0.00755
423 | 2004-01-18 | 15:00 | 0.60922 | 0.30875 | 0.23623 | 0.75315 | 0.46551 | 0.59205 | 0.50738 |  | 0.66586 | 0.38841 | 0.15098 | 0.041636 | 0.006255
424 | 2004-01-18 | 16:00 | 0.66254 | 0.25321 | 0.19366 | 0.75317 | 0.46742 | 0.59883 | 0.46189 |  | 0.69706 | 0.36276 | 0.15179 | 0.046785 | 0.007212
425 | 2004-01-18 | 17:00 | 0.71132 | 0.24289 | 0.19605 | 0.79224 | 0.47925 | 0.61471 | 0.41251 |  | 0.7245 | 0.35331 | 0.14913 | 0.05705 | 0.008904
426 | 2004-01-18 | 18:00 | 0.71449 | 0.27545 | 0.23701 | 0.80328 | 0.46637 | 0.60631 | 0.36552 |  | 0.72712 | 0.36161 | 0.14248 | 0.063256 | 0.012298
427 | 2004-01-18 | 19:00 | 0.71048 | 0.30739 | 0.3254 | 0.7665 | 0.40043 | 0.61016 | 0.34159 |  | 0.7162 | 0.3569 | 0.13094 | 0.060727 | 0.016595
428 | 2004-01-18 | 20:00 | 0.70993 | 0.30265 | 0.45715 | 0.72223 | 0.35151 | 0.63213 | 0.32924 |  | 0.73244 | 0.34695 | 0.11576 | 0.055646 | 0.01915
429 | 2004-01-18 | 21:00 | 0.69034 | 0.33578 | 0.61978 | 0.69815 | 0.32047 | 0.66138 | 0.31784 |  | 0.75422 | 0.30878 | 0.097616 | 0.05518 | 0.019374
430 | 2004-01-18 | 22:00 | 0.66413 | 0.35324 | 0.72662 | 0.67483 | 0.30557 | 0.75052 | 0.33117 |  | 0.79212 | 0.27146 | 0.088976 | 0.053774 | 0.017316
431 | 2004-01-18 | 23:00 | 0.67691 | 0.37109 | 0.76406 | 0.66143 | 0.32156 | 0.82267 | 0.36369 |  | 0.8048 | 0.22315 | 0.090799 | 0.051837 | 0.014623
432 | 2004-01-19 | 00:00 | 0.63695 | 0.43505 | 0.72838 | 0.65861 | 0.33837 | 0.86311 | 0.36578 |  | 0.76414 | 0.19155 | 0.098896 | 0.050121 | 0.011551
433 | 2004-01-19 | 01:00 | 0.61472 | 0.52612 | 0.76962 | 0.578 | 0.35132 | 0.86422 | 0.47497 |  | 0.76893 | 0.17275 | 0.072444 | 0.069919 | 0.012529
434 | 2004-01-19 | 02:00 | 0.62324 | 0.56398 | 0.77657 | 0.56811 | 0.35768 | 0.86732 | 0.56969 |  | 0.71149 | 0.17481 | 0.096382 | 0.087072 | 0.024168
435 | 2004-01-19 | 03:00 | 0.60549 | 0.59547 | 0.81328 | 0.55562 | 0.31362 | 0.8799 | 0.62602 |  | 0.71723 | 0.19087 | 0.15894 | 0.098589 | 0.14964
436 | 2004-01-19 | 04:00 | 0.59766 | 0.52303 | 0.85685 | 0.48736 | 0.2624 | 0.88153 | 0.64254 |  | 0.64846 | 0.19848 | 0.21246 | 0.091262 | 0.49014
437 | 2004-01-19 | 05:00 | 0.55537 | 0.49804 | 0.82664 | 0.48867 | 0.23738 | 0.85642 | 0.60979 |  | 0.64064 | 0.20383 | 0.22598 | 0.094271 | 0.49951
438 | 2004-01-19 | 06:00 | 0.48186 | 0.53632 | 0.75393 | 0.46927 | 0.22991 | 0.81812 | 0.58752 |  | 0.61375 | 0.22372 | 0.26112 | 0.099759 | 0.42446
439 | 2004-01-19 | 07:00 | 0.41232 | 0.73415 | 0.69915 | 0.4159 | 0.21169 | 0.7818 | 0.62682 |  | 0.55405 | 0.25059 | 0.29168 | 0.1156 | 0.31113
440 | 2004-01-19 | 08:00 | 0.36519 | 0.70166 | 0.64406 | 0.35622 | 0.1959 | 0.76543 | 0.67861 |  | 0.48034 | 0.27881 | 0.33752 | 0.13843 | 0.1002
441 | 2004-01-19 | 09:00 | 0.32474 | 0.668 | 0.6201 | 0.31593 | 0.18841 | 0.74917 | 0.71153 |  | 0.45993 | 0.31702 | 0.40084 | 0.16274 | 0.042917
442 | 2004-01-19 | 10:00 | 0.30369 | 0.56689 | 0.57459 | 0.28628 | 0.18644 | 0.72957 | 0.73074 |  | 0.41967 | 0.33058 | 0.4235 | 0.18746 | 0.026523
443 | 2004-01-19 | 11:00 | 0.29944 | 0.49743 | 0.54711 | 0.2651 | 0.17901 | 0.743 | 0.75468 |  | 0.36325 | 0.3505 | 0.41027 | 0.21023 | 0.016296
444 | 2004-01-19 | 12:00 | 0.32179 | 0.34914 | 0.57098 | 0.24292 | 0.16743 | 0.74053 | 0.77109 |  | 0.31869 | 0.36364 | 0.37065 | 0.23618 | 0.017985
445 | 2004-01-19 | 13:00 | 0.34786 | 0.30784 | 0.64054 | 0.23632 | 0.15058 | 0.78386 | 0.798 |  | 0.38771 | 0.30054 | 0.34401 | 0.27927 | 0.05465
446 | 2004-01-19 | 14:00 | 0.35752 | 0.31601 | 0.70315 | 0.26152 | 0.15422 | 0.79922 | 0.85692 |  | 0.39513 | 0.30857 | 0.34827 | 0.30966 | 0.16572
447 | 2004-01-19 | 15:00 | 0.34423 | 0.32514 | 0.71538 | 0.31955 | 0.17031 | 0.81301 | 0.85967 |  | 0.33051 | 0.34582 | 0.33736 | 0.33291 | 0.27866
448 | 2004-01-19 | 16:00 | 0.32937 | 0.30214 | 0.70171 | 0.29878 | 0.19566 | 0.82194 | 0.84027 |  | 0.32618 | 0.31055 | 0.33292 | 0.36754 | 0.29312
449 | 2004-01-19 | 17:00 | 0.31844 | 0.17165 | 0.68422 | 0.20642 | 0.2192 | 0.81352 | 0.82619 |  | 0.31558 | 0.2778 | 0.34263 | 0.36005 | 0.27981
450 | 2004-01-19 | 18:00 | 0.31109 | 0.080945 | 0.7154 | 0.12078 | 0.22415 | 0.81087 | 0.83904 |  | 0.3003 | 0.31673 | 0.34221 | 0.30634 | 0.28079
451 | 2004-01-19 | 19:00 | 0.28954 | 0.065403 | 0.71191 | 0.094931 | 0.20814 | 0.7851 | 0.84308 |  | 0.30017 | 0.33446 | 0.33274 | 0.29114 | 0.22589
452 | 2004-01-19 | 20:00 | 0.28338 | 0.021584 | 0.73536 | 0.08035 | 0.16765 | 0.77165 | 0.84682 |  | 0.33219 | 0.33003 | 0.30627 | 0.27354 | 0.11542
453 | 2004-01-19 | 21:00 | 0.3243 | 0.017267 | 0.77009 | 0.081537 | 0.13811 | 0.79707 | 0.85617 |  | 0.36339 | 0.34331 | 0.25622 | 0.24601 | 0.040141
454 | 2004-01-19 | 22:00 | 0.34747 | 0.016065 | 0.80037 | 0.11134 | 0.14007 | 0.81469 | 0.87296 |  | 0.4018 | 0.33517 | 0.2112 | 0.21689 | 0.021094
455 | 2004-01-19 | 23:00 | 0.32757 | 0 | 0.79248 | 0.12471 | 0.15297 | 0.81843 | 0.87452 |  | 0.43097 | 0.30079 | 0.18204 | 0.20553 | 0.026013
456 | 2004-01-20 | 00:00 | 0.31982 | 0 | 0.8145 | 0.12317 | 0.1866 | 0.84741 | 0.86869 |  | 0.47885 | 0.31201 | 0.16996 | 0.21118 | 0.033249
457 | 2004-01-20 | 01:00 | 0.34447 | 0 | 0.84599 | 0.11752 | 0.19989 | 0.84512 | 0.85903 |  | 0.4735 | 0.35344 | 0.17992 | 0.22669 | 0.045624
458 | 2004-01-20 | 02:00 | 0.35556 | 0 | 0.80831 | 0.14326 | 0.20208 | 0.78987 | 0.82312 |  | 0.43785 | 0.37591 | 0.20219 | 0.25392 | 0.049279
459 | 2004-01-20 | 03:00 | 0.35395 | 0 | 0.76831 | 0.18678 | 0.19596 | 0.7658 | 0.7883 |  | 0.49233 | 0.35985 | 0.21502 | 0.26814 | 0.055105
460 | 2004-01-20 | 04:00 | 0.36164 | 0 | 0.75617 | 0.18442 | 0.18199 | 0.76041 | 0.80082 |  | 0.5274 | 0.3348 | 0.21948 | 0.27252 | 0.075437
461 | 2004-01-20 | 05:00 | 0.30178 | 0.051046 | 0.71525 | 0.17763 | 0.18329 | 0.72228 | 0.81082 |  | 0.53201 | 0.3663 | 0.21905 | 0.27375 | 0.10084
462 | 2004-01-20 | 06:00 | 0.24935 | 0.086546 | 0.66071 | 0.15593 | 0.18435 | 0.66134 | 0.8001 |  | 0.49611 | 0.40341 | 0.21605 | 0.25626 | 0.10191
463 | 2004-01-20 | 07:00 | 0.23401 | 0.26863 | 0.64928 | 0.12093 | 0.19512 | 0.64184 | 0.81435 |  | 0.49437 | 0.40977 | 0.21205 | 0.23121 | 0.096225
464 | 2004-01-20 | 08:00 | 0.21959 | 0.35646 | 0.63459 | 0.099646 | 0.20077 | 0.63955 | 0.82458 |  | 0.47436 | 0.39195 | 0.21126 | 0.23265 | 0.086883
465 | 2004-01-20 | 09:00 | 0.18097 | 0.41613 | 0.59286 | 0.095215 | 0.19647 | 0.60891 | 0.79957 |  | 0.43267 | 0.34714 | 0.21424 | 0.23725 | 0.066754
466 | 2004-01-20 | 10:00 | 0.15557 | 0.39362 | 0.55014 | 0.078794 | 0.20489 | 0.59044 | 0.79994 |  | 0.35784 | 0.31535 | 0.21426 | 0.23273 | 0.05251
467 | 2004-01-20 | 11:00 | 0.1502 | 0.32745 | 0.50936 | 0.060459 | 0.20605 | 0.58724 | 0.81727 |  | 0.32364 | 0.25106 | 0.21906 | 0.22895 | 0.051501
468 | 2004-01-20 | 12:00 | 0.15081 | 0.33947 | 0.46294 | 0.049245 | 0.19234 | 0.59138 | 0.83232 |  | 0.25109 | 0.19185 | 0.22548 | 0.22321 | 0.062035
469 | 2004-01-20 | 13:00 | 0.16524 | 0.4399 | 0.52358 | 0.044689 | 0.18685 | 0.6477 | 0.83987 |  | 0.2345 | 0.15903 | 0.23267 | 0.20588 | 0.071545
470 | 2004-01-20 | 14:00 | 0.20017 | 0.3532 | 0.65087 | 0.035527 | 0.18467 | 0.72425 | 0.85806 |  | 0.28829 | 0.14846 | 0.23713 | 0.20378 | 0.07943
471 | 2004-01-20 | 15:00 | 0.17713 | 0.25935 | 0.68754 | 0.032661 | 0.17415 | 0.70747 | 0.86141 |  | 0.32575 | 0.12834 | 0.24598 | 0.19935 | 0.091058
472 | 2004-01-20 | 16:00 | 0.14447 | 0.33697 | 0.71639 | 0.035505 | 0.17525 | 0.66617 | 0.8623 |  | 0.31359 | 0.10563 | 0.2515 | 0.17514 | 0.097726
473 | 2004-01-20 | 17:00 | 0.14534 | 0.10107 | 0.74567 | 0.035893 | 0.18702 | 0.6294 | 0.86848 |  | 0.31017 | 0.085279 | 0.25189 | 0.16117 | 0.10441
474 | 2004-01-20 | 18:00 | 0.13916 | 0.031881 | 0.75672 | 0.029219 | 0.19822 | 0.62729 | 0.87924 |  | 0.31131 | 0.066781 | 0.25436 | 0.13007 | 0.12242
475 | 2004-01-20 | 19:00 | 0.1248 | 0.037753 | 0.74258 | 0.026715 | 0.20915 | 0.62123 | 0.87242 |  | 0.31006 | 0.05547 | 0.24693 | 0.11514 | 0.12571
476 | 2004-01-20 | 20:00 | 0.10578 | 0.044226 | 0.73577 | 0.025967 | 0.20281 | 0.60299 | 0.87474 |  | 0.28754 | 0.049572 | 0.23197 | 0.13502 | 0.11017
477 | 2004-01-20 | 21:00 | 0.10234 | 0.057424 | 0.73465 | 0.02116 | 0.21822 | 0.59304 | 0.87625 |  | 0.27429 | 0.050783 | 0.21755 | 0.15807 | 0.11789
478 | 2004-01-20 | 22:00 | 0.10955 | 0.065217 | 0.73127 | 0.021622 | 0.23911 | 0.58829 | 0.87353 |  | 0.27491 | 0.051658 | 0.2095 | 0.16286 | 0.12815
479 | 2004-01-20 | 23:00 | 0.11498 | 0.090301 | 0.73456 | 0.027843 | 0.26902 | 0.58808 | 0.85784 |  | 0.26207 | 0.057447 | 0.21146 | 0.15303 | 0.11831
480 | 2004-01-21 | 00:00 | 0.094983 | 0.12021 | 0.68515 | 0.039407 | 0.30821 | 0.57195 | 0.84225 |  | 0.18372 | 0.063715 | 0.2155 | 0.15221 | 0.11134
481 | 2004-01-21 | 01:00 | 0.10056 | 0.14364 | 0.66894 | 0.038017 | 0.30481 | 0.57722 | 0.82712 |  | 0.19404 | 0.097354 | 0.21558 | 0.16561 | 0.1176
482 | 2004-01-21 | 02:00 | 0.11792 | 0.20129 | 0.65094 | 0.055577 | 0.33573 | 0.62336 | 0.80843 |  | 0.24038 | 0.11804 | 0.22059 | 0.18615 | 0.12568
483 | 2004-01-21 | 03:00 | 0.1116 | 0.31659 | 0.60253 | 0.08699 | 0.37539 | 0.60474 | 0.78267 |  | 0.29727 | 0.10342 | 0.23425 | 0.20549 | 0.12278
484 | 2004-01-21 | 04:00 | 0.10281 | 0.42457 | 0.54881 | 0.11952 | 0.44644 | 0.56234 | 0.77377 |  | 0.28387 | 0.094719 | 0.24003 | 0.21054 | 0.13488
485 | 2004-01-21 | 05:00 | 0.099548 | 0.36747 | 0.49172 | 0.15456 | 0.5438 | 0.49439 | 0.74771 |  | 0.25825 | 0.10611 | 0.23665 | 0.2006 | 0.15169
486 | 2004-01-21 | 06:00 | 0.11239 | 0.37636 | 0.4608 | 0.21127 | 0.63714 | 0.40332 | 0.70836 |  | 0.25016 | 0.11149 | 0.23069 | 0.19682 | 0.17403
487 | 2004-01-21 | 07:00 | 0.15011 | 0.30623 | 0.4232 | 0.30301 | 0.70185 | 0.3361 | 0.66329 |  | 0.25996 | 0.11203 | 0.22358 | 0.20016 | 0.20336
488 | 2004-01-21 | 08:00 | 0.22508 | 0.22209 | 0.39722 | 0.40326 | 0.75248 | 0.29694 | 0.59595 |  | 0.20417 | 0.1185 | 0.22016 | 0.20574 | 0.20352
489 | 2004-01-21 | 09:00 | 0.30171 | 0.40038 | 0.37531 | 0.46553 | 0.79298 | 0.2816 | 0.55552 |  | 0.13748 | 0.13806 | 0.21488 | 0.21609 | 0.21301
490 | 2004-01-21 | 10:00 | 0.3325 | 0.46993 | 0.34649 | 0.51713 | 0.81293 | 0.26083 | 0.54791 |  | 0.10101 | 0.15965 | 0.21217 | 0.22989 | 0.23144
491 | 2004-01-21 | 11:00 | 0.34772 | 0.40916 | 0.33281 | 0.54461 | 0.80937 | 0.29327 | 0.55114 |  | 0.098204 | 0.18615 | 0.20998 | 0.24216 | 0.24045
492 | 2004-01-21 | 12:00 | 0.36472 | 0.31094 | 0.33404 | 0.60635 | 0.76566 | 0.37428 | 0.57962 |  | 0.1602 | 0.20757 | 0.19828 | 0.24973 | 0.27733
493 | 2004-01-21 | 13:00 | 0.44025 | 0.25948 | 0.37729 | 0.55019 | 0.72785 | 0.41891 | 0.61256 |  | 0.1533 | 0.20499 | 0.19175 | 0.2623 | 0.3228
494 | 2004-01-21 | 14:00 | 0.54597 | 0.26931 | 0.31862 | 0.59866 | 0.71543 | 0.40587 | 0.55951 |  | 0.13627 | 0.24681 | 0.1887 | 0.27713 | 0.32275
495 | 2004-01-21 | 15:00 | 0.55637 | 0.28232 | 0.23211 | 0.7297 | 0.69392 | 0.29383 | 0.43864 |  | 0.10496 | 0.28975 | 0.19338 | 0.29898 | 0.33501
496 | 2004-01-21 | 16:00 | 0.63004 | 0.229 | 0.17956 | 0.79406 | 0.71956 | 0.21677 | 0.35617 |  | 0.07486 | 0.28595 | 0.20014 | 0.29198 | 0.35203
497 | 2004-01-21 | 17:00 | 0.74912 | 0.14521 | 0.14272 | 0.8443 | 0.72145 | 0.21073 | 0.25112 |  | 0.11827 | 0.22012 | 0.2003 | 0.24789 | 0.37734
498 | 2004-01-21 | 18:00 | 0.79536 | 0.19182 | 0.10161 | 0.88868 | 0.72285 | 0.22543 | 0.14819 |  | 0.16737 | 0.15735 | 0.20578 | 0.2039 | 0.38452
499 | 2004-01-21 | 19:00 | 0.81589 | 0.17017 | 0.10208 | 0.89522 | 0.7138 | 0.26935 | 0.10529 |  | 0.19999 | 0.12283 | 0.21269 | 0.18529 | 0.3539
500 | 2004-01-21 | 20:00 | 0.83652 | 0.1842 | 0.13143 | 0.89076 | 0.70634 | 0.31576 | 0.086172 |  | 0.22739 | 0.11688 | 0.20995 | 0.17225 | 0.34323
501 | 2004-01-21 | 21:00 | 0.85551 | 0.11967 | 0.15518 | 0.89052 | 0.71659 | 0.35483 | 0.086223 |  | 0.23999 | 0.12503 | 0.20293 | 0.16186 | 0.37016
502 | 2004-01-21 | 22:00 | 0.86823 | 0.13043 | 0.19 | 0.89211 | 0.72292 | 0.4339 | 0.11073 |  | 0.24503 | 0.12813 | 0.202 | 0.15412 | 0.38463
503 | 2004-01-21 | 23:00 | 0.88694 | 0.16627 | 0.28146 | 0.89716 | 0.72776 | 0.55489 | 0.14377 |  | 0.27049 | 0.14116 | 0.21398 | 0.14349 | 0.40156
504 | 2004-01-22 | 00:00 | 0.89129 | 0.12472 | 0.3619 | 0.89902 | 0.72674 | 0.60706 | 0.15964 |  | 0.27903 | 0.16966 | 0.23016 | 0.12871 | 0.39871
505 | 2004-01-22 | 01:00 | 0.89729 | 0.10691 | 0.41952 | 0.8908 | 0.71755 | 0.66814 | 0.15038 |  | 0.34962 | 0.19807 | 0.27421 | 0.17009 | 0.50683
506 | 2004-01-22 | 02:00 | 0.89822 | 0.1165 | 0.5433 | 0.87889 | 0.71163 | 0.77316 | 0.098456 |  | 0.43874 | 0.27941 | 0.4238 | 0.21211 | 0.5839
507 | 2004-01-22 | 03:00 | 0.88959 | 0.12629 | 0.57955 | 0.88725 | 0.69921 | 0.82406 | 0.098397 |  | 0.4349 | 0.32043 | 0.47699 | 0.21848 | 0.52189
508 | 2004-01-22 | 04:00 | 0.86859 | 0.094106 | 0.57039 | 0.89533 | 0.68776 | 0.84801 | 0.17876 |  | 0.41601 | 0.36433 | 0.42145 | 0.25328 | 0.51703
509 | 2004-01-22 | 05:00 | 0.86619 | 0.059324 | 0.59812 | 0.89894 | 0.65699 | 0.84797 | 0.23765 |  | 0.43576 | 0.4515 | 0.38774 | 0.23436 | 0.4397
510 | 2004-01-22 | 06:00 | 0.85112 | 0.086832 | 0.64594 | 0.90675 | 0.60135 | 0.84163 | 0.31638 |  | 0.47674 | 0.5087 | 0.37716 | 0.2203 | 0.4762
511 | 2004-01-22 | 07:00 | 0.84525 | 0.060822 | 0.64976 | 0.90971 | 0.52848 | 0.81227 | 0.41394 |  | 0.49183 | 0.54729 | 0.34304 | 0.1901 | 0.5477
512 | 2004-01-22 | 08:00 | 0.86767 | 0.052208 | 0.66885 | 0.90407 | 0.48099 | 0.75852 | 0.48602 |  | 0.49013 | 0.54988 | 0.30744 | 0.18122 | 0.56367
513 | 2004-01-22 | 09:00 | 0.88556 | 0.042677 | 0.65319 | 0.89904 | 0.45565 | 0.67141 | 0.53123 |  | 0.48151 | 0.54293 | 0.32145 | 0.18586 | 0.62226
514 | 2004-01-22 | 10:00 | 0.87132 | 0.076285 | 0.59958 | 0.89856 | 0.40594 | 0.5797 | 0.57342 |  | 0.47712 | 0.519 | 0.337 | 0.18724 | 0.64391
515 | 2004-01-22 | 11:00 | 0.85743 | 0.11449 | 0.55541 | 0.88429 | 0.32169 | 0.59658 | 0.60562 |  | 0.48406 | 0.46411 | 0.3293 | 0.19486 | 0.64676
516 | 2004-01-22 | 12:00 | 0.85873 | 0.088048 | 0.57601 | 0.84836 | 0.24346 | 0.66013 | 0.62909 |  | 0.48424 | 0.40647 | 0.32373 | 0.20155 | 0.67103
517 | 2004-01-22 | 13:00 | 0.86539 | 0.12967 | 0.66775 | 0.77543 | 0.20512 | 0.70776 | 0.65117 |  | 0.48552 | 0.36968 | 0.32218 | 0.21562 | 0.69527
518 | 2004-01-22 | 14:00 | 0.88243 | 0.17816 | 0.71106 | 0.77179 | 0.21645 | 0.76136 | 0.67657 |  | 0.53475 | 0.33128 | 0.34829 | 0.22991 | 0.67336
519 | 2004-01-22 | 15:00 | 0.88485 | 0.24438 | 0.74478 | 0.79934 | 0.22799 | 0.83045 | 0.69063 |  | 0.47287 | 0.30781 | 0.40087 | 0.23013 | 0.64341
520 | 2004-01-22 | 16:00 | 0.8741 | 0.31481 | 0.7594 | 0.81378 | 0.2374 | 0.84608 | 0.66347 |  | 0.45183 | 0.23018 | 0.44387 | 0.21761 | 0.61114
521 | 2004-01-22 | 17:00 | 0.87902 | 0.24305 | 0.75958 | 0.8032 | 0.25528 | 0.84919 | 0.62713 |  | 0.4957 | 0.14188 | 0.46598 | 0.19859 | 0.59603
522 | 2004-01-22 | 18:00 | 0.87909 | 0.32919 | 0.77014 | 0.78676 | 0.27787 | 0.85479 | 0.61498 |  | 0.52655 | 0.1008 | 0.4785 | 0.15869 | 0.52937
523 | 2004-01-22 | 19:00 | 0.86922 | 0.41918 | 0.80553 | 0.79036 | 0.29105 | 0.85626 | 0.62405 |  | 0.56078 | 0.083529 | 0.48255 | 0.15072 | 0.49128
524 | 2004-01-22 | 20:00 | 0.85694 | 0.39843 | 0.81736 | 0.76225 | 0.29555 | 0.85693 | 0.65594 |  | 0.6045 | 0.078923 | 0.4801 | 0.17337 | 0.46889
525 | 2004-01-22 | 21:00 | 0.87357 | 0.42666 | 0.83669 | 0.71555 | 0.29709 | 0.85199 | 0.69644 |  | 0.62929 | 0.079347 | 0.47483 | 0.19857 | 0.50211
526 | 2004-01-22 | 22:00 | 0.8822 | 0.49225 | 0.84859 | 0.72307 | 0.32116 | 0.84444 | 0.73799 |  | 0.66825 | 0.064018 | 0.46951 | 0.21771 | 0.57081
527 | 2004-01-22 | 23:00 | 0.87383 | 0.5384 | 0.87041 | 0.72491 | 0.37083 | 0.84219 | 0.78439 |  | 0.72567 | 0.049114 | 0.45695 | 0.22832 | 0.61318
528 | 2004-01-23 | 00:00 | 0.8383 | 0.56947 | 0.907 | 0.68387 | 0.4268 | 0.80643 | 0.76109 |  | 0.74184 | 0.04677 | 0.46634 | 0.21935 | 0.65417
529 | 2004-01-23 | 01:00 | 0.80805 | 0.64164 | 0.91209 | 0.54045 | 0.42962 | 0.80423 | 0.76196 |  | 0.79966 | 0.06655 | 0.48152 | 0.245 | 0.69185
530 | 2004-01-23 | 02:00 | 0.78418 | 0.61957 | 0.89535 | 0.4557 | 0.44973 | 0.82503 | 0.76484 |  | 0.80356 | 0.12043 | 0.52162 | 0.30397 | 0.69779
531 | 2004-01-23 | 03:00 | 0.72799 | 0.59265 | 0.86492 | 0.43575 | 0.47431 | 0.82817 | 0.77379 |  | 0.7437 | 0.24388 | 0.57048 | 0.3531 | 0.66248
532 | 2004-01-23 | 04:00 | 0.69434 | 0.49437 | 0.85464 | 0.41954 | 0.51121 | 0.8297 | 0.784 |  | 0.73325 | 0.37849 | 0.60418 | 0.38938 | 0.60498
533 | 2004-01-23 | 05:00 | 0.64313 | 0.45718 | 0.8312 | 0.37919 | 0.5625 | 0.82203 | 0.73376 |  | 0.68783 | 0.50103 | 0.62895 | 0.40542 | 0.58455
534 | 2004-01-23 | 06:00 | 0.54902 | 0.51619 | 0.76088 | 0.32683 | 0.60138 | 0.80637 | 0.70388 |  | 0.62229 | 0.58133 | 0.64869 | 0.41293 | 0.5644
535 | 2004-01-23 | 07:00 | 0.46544 | 0.433 | 0.67472 | 0.26087 | 0.633 | 0.78466 | 0.65764 |  | 0.55843 | 0.62992 | 0.67053 | 0.43215 | 0.55453
536 | 2004-01-23 | 08:00 | 0.41025 | 0.4819 | 0.62218 | 0.23352 | 0.64836 | 0.76073 | 0.64907 |  | 0.50959 | 0.65558 | 0.69039 | 0.43964 | 0.54664
537 | 2004-01-23 | 09:00 | 0.40493 | 0.53403 | 0.59722 | 0.21121 | 0.63294 | 0.73378 | 0.67032 |  | 0.46323 | 0.69007 | 0.70082 | 0.44206 | 0.54524
538 | 2004-01-23 | 10:00 | 0.38283 | 0.49091 | 0.56365 | 0.19618 | 0.64079 | 0.72035 | 0.67516 |  | 0.43013 | 0.71768 | 0.69957 | 0.4571 | 0.52016
539 | 2004-01-23 | 11:00 | 0.33591 | 0.49571 | 0.52994 | 0.18866 | 0.63864 | 0.697 | 0.68729 |  | 0.37527 | 0.74745 | 0.69097 | 0.48221 | 0.49398
540 | 2004-01-23 | 12:00 | 0.33743 | 0.60948 | 0.50452 | 0.20474 | 0.64496 | 0.75086 | 0.8008 |  | 0.33369 | 0.77779 | 0.68813 | 0.50725 | 0.48426
541 | 2004-01-23 | 13:00 | 0.32649 | 0.63284 | 0.57467 | 0.27446 | 0.66002 | 0.76547 | 0.84762 |  | 0.39077 | 0.80312 | 0.69806 | 0.53434 | 0.44538
542 | 2004-01-23 | 14:00 | 0.3608 | 0.5944 | 0.69 | 0.42231 | 0.65559 | 0.76424 | 0.85475 |  | 0.45129 | 0.80469 | 0.71317 | 0.55913 | 0.42726
543 | 2004-01-23 | 15:00 | 0.41357 | 0.56296 | 0.72308 | 0.55564 | 0.63967 | 0.74166 | 0.83953 |  | 0.46045 | 0.82028 | 0.71743 | 0.56828 | 0.39133
544 | 2004-01-23 | 16:00 | 0.45207 | 0.59296 | 0.7476 | 0.6577 | 0.63915 | 0.72306 | 0.83289 |  | 0.43787 | 0.81512 | 0.71042 | 0.56362 | 0.33069
545 | 2004-01-23 | 17:00 | 0.48407 | 0.4528 | 0.76468 | 0.69438 | 0.61428 | 0.71675 | 0.81788 |  | 0.43998 | 0.77851 | 0.70212 | 0.54251 | 0.2716
546 | 2004-01-23 | 18:00 | 0.49251 | 0.24107 | 0.7583 | 0.68351 | 0.56756 | 0.66752 | 0.8116 |  | 0.44896 | 0.73713 | 0.68671 | 0.46853 | 0.19974
547 | 2004-01-23 | 19:00 | 0.48727 | 0.30962 | 0.73127 | 0.653 | 0.53214 | 0.59992 | 0.82398 |  | 0.4284 | 0.69082 | 0.67538 | 0.39372 | 0.14718
548 | 2004-01-23 | 20:00 | 0.47486 | 0.32608 | 0.6962 | 0.63624 | 0.51645 | 0.55134 | 0.82811 |  | 0.41038 | 0.61215 | 0.65127 | 0.37428 | 0.09702
549 | 2004-01-23 | 21:00 | 0.48662 | 0.25166 | 0.66058 | 0.63012 | 0.48963 | 0.52154 | 0.83292 |  | 0.39687 | 0.50753 | 0.61499 | 0.37091 | 0.072998
550 | 2004-01-23 | 22:00 | 0.48827 | 0.23361 | 0.56483 | 0.63424 | 0.46503 | 0.49403 | 0.84457 |  | 0.38305 | 0.40936 | 0.59306 | 0.35563 | 0.071607
551 | 2004-01-23 | 23:00 | 0.47196 | 0.21424 | 0.41521 | 0.66157 | 0.45142 | 0.43784 | 0.83779 |  | 0.38875 | 0.33906 | 0.57124 | 0.32322 | 0.070399
552 | 2004-01-24 | 00:00 | 0.48097 | 0.21607 | 0.26514 | 0.72935 | 0.4426 | 0.37136 | 0.8209 |  | 0.38141 | 0.33602 | 0.54565 | 0.28496 | 0.063411
553 | 2004-01-24 | 01:00 | 0.47999 | 0.29889 | 0.25112 | 0.67514 | 0.39566 | 0.36543 | 0.79533 |  | 0.41039 | 0.41074 | 0.52316 | 0.26866 | 0.052275
554 | 2004-01-24 | 02:00 | 0.46845 | 0.34843 | 0.20534 | 0.63803 | 0.38015 | 0.3408 | 0.75354 |  | 0.43337 | 0.4632 | 0.50461 | 0.27345 | 0.043549
555 | 2004-01-24 | 03:00 | 0.44898 | 0.39705 | 0.20889 | 0.64231 | 0.31622 | 0.34088 | 0.71717 |  | 0.50845 | 0.4574 | 0.48719 | 0.28268 | 0.053879
556 | 2004-01-24 | 04:00 | 0.44531 | 0.2962 | 0.21909 | 0.60548 | 0.25936 | 0.34729 | 0.72315 |  | 0.61572 | 0.41509 | 0.47657 | 0.2861 | 0.059484
557 | 2004-01-24 | 05:00 | 0.42938 | 0.2343 | 0.19362 | 0.57263 | 0.26288 | 0.31966 | 0.6911 |  | 0.67667 | 0.38899 | 0.47226 | 0.28842 | 0.052671
558 | 2004-01-24 | 06:00 | 0.38597 | 0.31487 | 0.16046 | 0.53584 | 0.27879 | 0.25938 | 0.63339 |  | 0.71164 | 0.40459 | 0.47459 | 0.28846 | 0.064651
559 | 2004-01-24 | 07:00 | 0.35846 | 0.37215 | 0.13361 | 0.51951 | 0.24724 | 0.20307 | 0.56461 |  | 0.72409 | 0.44022 | 0.4767 | 0.2786 | 0.068141
560 | 2004-01-24 | 08:00 | 0.39909 | 0.47983 | 0.14149 | 0.53319 | 0.22958 | 0.17817 | 0.48194 |  | 0.72239 | 0.45608 | 0.47784 | 0.2693 | 0.083963
561 | 2004-01-24 | 09:00 | 0.43753 | 0.49293 | 0.15092 | 0.5962 | 0.25394 | 0.16248 | 0.42619 |  | 0.7075 | 0.43815 | 0.48083 | 0.26074 | 0.11149
562 | 2004-01-24 | 10:00 | 0.4105 | 0.45363 | 0.12156 | 0.61914 | 0.30294 | 0.14766 | 0.42628 |  | 0.67376 | 0.41317 | 0.48407 | 0.24409 | 0.15002
563 | 2004-01-24 | 11:00 | 0.36994 | 0.40743 | 0.10708 | 0.55625 | 0.32928 | 0.14427 | 0.43967 |  | 0.62399 | 0.42358 | 0.49255 | 0.2365 | 0.20634
564 | 2004-01-24 | 12:00 | 0.32487 | 0.36248 | 0.153 | 0.47949 | 0.32088 | 0.20107 | 0.46456 |  | 0.57277 | 0.44266 | 0.50056 | 0.2363 | 0.26522
565 | 2004-01-24 | 13:00 | 0.33614 | 0.32756 | 0.23267 | 0.39236 | 0.27131 | 0.23096 | 0.51075 |  | 0.55252 | 0.42978 | 0.5113 | 0.23691 | 0.32439
566 | 2004-01-24 | 14:00 | 0.3674 | 0.28133 | 0.25479 | 0.32331 | 0.25324 | 0.26706 | 0.54886 |  | 0.53485 | 0.41244 | 0.51282 | 0.23745 | 0.34477
567 | 2004-01-24 | 15:00 | 0.32758 | 0.24589 | 0.22285 | 0.2944 | 0.28336 | 0.3472 | 0.5242 |  | 0.48639 | 0.39719 | 0.51608 | 0.23832 | 0.29598
568 | 2004-01-24 | 16:00 | 0.27464 | 0.31321 | 0.24009 | 0.29174 | 0.34073 | 0.4243 | 0.51191 |  | 0.44068 | 0.38207 | 0.52079 | 0.24054 | 0.27209
569 | 2004-01-24 | 17:00 | 0.25127 | 0.2996 | 0.33871 | 0.22847 | 0.38869 | 0.47411 | 0.55525 |  | 0.42848 | 0.31699 | 0.5166 | 0.23972 | 0.29846
570 | 2004-01-24 | 18:00 | 0.23534 | 0.24222 | 0.44093 | 0.18009 | 0.4351 | 0.5158 | 0.59926 |  | 0.42775 | 0.29277 | 0.51007 | 0.228 | 0.29544
571 | 2004-01-24 | 19:00 | 0.17384 | 0.14516 | 0.5283 | 0.14675 | 0.47141 | 0.61042 | 0.63983 |  | 0.41961 | 0.28373 | 0.4955 | 0.23166 | 0.28953
572 | 2004-01-24 | 20:00 | 0.12694 | 0.21167 | 0.59156 | 0.084519 | 0.49284 | 0.69045 | 0.68427 |  | 0.40311 | 0.29972 | 0.48015 | 0.25855 | 0.29457
573 | 2004-01-24 | 21:00 | 0.12147 | 0.27584 | 0.63888 | 0.053592 | 0.48787 | 0.74806 | 0.71337 |  | 0.39446 | 0.33769 | 0.47284 | 0.29539 | 0.34302
574 | 2004-01-24 | 22:00 | 0.15072 | 0.25996 | 0.6638 | 0.058609 | 0.50575 | 0.78022 | 0.73416 |  | 0.40685 | 0.37139 | 0.47154 | 0.33185 | 0.37646
575 | 2004-01-24 | 23:00 | 0.1827 | 0.24769 | 0.67596 | 0.099969 | 0.56676 | 0.74848 | 0.77189 |  | 0.42994 | 0.42602 | 0.47554 | 0.34943 | 0.4034
576 | 2004-01-25 | 00:00 | 0.17513 | 0.36976 | 0.59371 | 0.15482 | 0.66522 | 0.76719 | 0.80872 |  | 0.37518 | 0.48309 | 0.48564 | 0.33904 | 0.45088
577 | 2004-01-25 | 01:00 | 0.21647 | 0.46244 | 0.65522 | 0.14671 | 0.73938 | 0.77764 | 0.81628 |  | 0.39286 | 0.50244 | 0.41764 | 0.40151 | 0.51092
578 | 2004-01-25 | 02:00 | 0.24892 | 0.47818 | 0.69746 | 0.16921 | 0.74407 | 0.80491 | 0.7947 |  | 0.40745 | 0.56612 | 0.39296 | 0.542 | 0.69341
579 | 2004-01-25 | 03:00 | 0.22029 | 0.49479 | 0.65041 | 0.22939 | 0.7242 | 0.79622 | 0.76201 |  | 0.45731 | 0.56543 | 0.45143 | 0.6419 | 0.79199
580 | 2004-01-25 | 04:00 | 0.24806 | 0.39678 | 0.63699 | 0.22278 | 0.72496 | 0.74125 | 0.75703 |  | 0.43507 | 0.52612 | 0.55837 | 0.65742 | 0.81448
581 | 2004-01-25 | 05:00 | 0.28891 | 0.40294 | 0.61417 | 0.27508 | 0.73115 | 0.63456 | 0.75184 |  | 0.50156 | 0.52561 | 0.6357 | 0.59951 | 0.82137
582 | 2004-01-25 | 06:00 | 0.29667 | 0.48509 | 0.57074 | 0.34581 | 0.7316 | 0.50452 | 0.73885 |  | 0.50496 | 0.48811 | 0.63663 | 0.58379 | 0.77093
583 | 2004-01-25 | 07:00 | 0.2968 | 0.49456 | 0.52356 | 0.42159 | 0.73185 | 0.40943 | 0.75419 |  | 0.49132 | 0.45775 | 0.6339 | 0.58554 | 0.7676
584 | 2004-01-25 | 08:00 | 0.33604 | 0.55168 | 0.42396 | 0.47813 | 0.7233 | 0.34394 | 0.74531 |  | 0.51516 | 0.43294 | 0.63197 | 0.60748 | 0.76657
585 | 2004-01-25 | 09:00 | 0.37277 | 0.61484 | 0.32788 | 0.55732 | 0.72421 | 0.26667 | 0.69688 |  | 0.51245 | 0.41196 | 0.63946 | 0.61225 | 0.74737
586 | 2004-01-25 | 10:00 | 0.3802 | 0.57303 | 0.25981 | 0.63079 | 0.72194 | 0.20224 | 0.66973 |  | 0.43794 | 0.40006 | 0.63283 | 0.58462 | 0.73392
587 | 2004-01-25 | 11:00 | 0.38145 | 0.55977 | 0.22167 | 0.63874 | 0.68591 | 0.1748 | 0.66566 |  | 0.42283 | 0.38361 | 0.64339 | 0.56762 | 0.75633
588 | 2004-01-25 | 12:00 | 0.41425 | 0.48674 | 0.21227 | 0.64967 | 0.65358 | 0.14803 | 0.69801 |  | 0.38695 | 0.36462 | 0.65806 | 0.57906 | 0.78095
589 | 2004-01-25 | 13:00 | 0.47635 | 0.49057 | 0.19526 | 0.6932 | 0.5945 | 0.20182 | 0.69939 |  | 0.39985 | 0.37946 | 0.65459 | 0.55084 | 0.77777
590 | 2004-01-25 | 14:00 | 0.55003 | 0.56913 | 0.14974 | 0.74553 | 0.58422 | 0.24413 | 0.69439 |  | 0.4154 | 0.38916 | 0.65592 | 0.54089 | 0.7548
591 | 2004-01-25 | 15:00 | 0.59894 | 0.64056 | 0.098512 | 0.7885 | 0.59622 | 0.25344 | 0.66658 |  | 0.44745 | 0.3993 | 0.67473 | 0.54704 | 0.74436
592 | 2004-01-25 | 16:00 | 0.60996 | 0.71174 | 0.077213 | 0.79067 | 0.59953 | 0.21637 | 0.60647 |  | 0.50225 | 0.36797 | 0.68883 | 0.53957 | 0.7436
593 | 2004-01-25 | 17:00 | 0.58319 | 0.72131 | 0.073472 | 0.80725 | 0.56919 | 0.1894 | 0.52303 |  | 0.5202 | 0.32401 | 0.68031 | 0.53205 | 0.72999
594 | 2004-01-25 | 18:00 | 0.58298 | 0.66465 | 0.093313 | 0.8246 | 0.52752 | 0.14238 | 0.41775 |  | 0.52171 | 0.30834 | 0.65211 | 0.52309 | 0.69301
595 | 2004-01-25 | 19:00 | 0.61296 | 0.65118 | 0.12053 | 0.84652 | 0.51508 | 0.11027 | 0.3685 |  | 0.53946 | 0.26955 | 0.61481 | 0.51021 | 0.64972
596 | 2004-01-25 | 20:00 | 0.66476 | 0.51104 | 0.15859 | 0.85303 | 0.49878 | 0.081595 | 0.36533 |  | 0.55844 | 0.23787 | 0.58391 | 0.49721 | 0.58712
597 | 2004-01-25 | 21:00 | 0.72647 | 0.43955 | 0.24942 | 0.85237 | 0.49239 | 0.096122 | 0.38955 |  | 0.62977 | 0.21386 | 0.55677 | 0.49135 | 0.53943
598 | 2004-01-25 | 22:00 | 0.77861 | 0.33045 | 0.3256 | 0.86821 | 0.48707 | 0.17698 | 0.42986 |  | 0.6897 | 0.19111 | 0.52397 | 0.48206 | 0.48058
599 | 2004-01-25 | 23:00 | 0.80637 | 0.36279 | 0.36395 | 0.87297 | 0.48698 | 0.26266 | 0.44849 |  | 0.72155 | 0.17481 | 0.49524 | 0.46857 | 0.39282
600 | 2004-01-26 | 00:00 | 0.80822 | 0.35024 | 0.3737 | 0.86871 | 0.48779 | 0.30958 | 0.4969 |  | 0.64736 | 0.18897 | 0.47201 | 0.4491 | 0.2768
601 | 2004-01-26 | 01:00 | 0.80635 | 0.40709 | 0.34718 | 0.83088 | 0.44591 | 0.36821 | 0.49471 |  | 0.64083 | 0.22751 | 0.45142 | 0.44538 | 0.2441
602 | 2004-01-26 | 02:00 | 0.80834 | 0.41486 | 0.34238 | 0.85216 | 0.40596 | 0.40298 | 0.4648 |  | 0.57412 | 0.2738 | 0.43432 | 0.44122 | 0.26524
603 | 2004-01-26 | 03:00 | 0.79098 | 0.42288 | 0.34486 | 0.84021 | 0.38462 | 0.43104 | 0.51989 |  | 0.5496 | 0.30756 | 0.42889 | 0.44628 | 0.26349
604 | 2004-01-26 | 04:00 | 0.75565 | 0.41076 | 0.35706 | 0.81491 | 0.38782 | 0.40101 | 0.53304 |  | 0.4886 | 0.34365 | 0.44601 | 0.47036 | 0.23211
605 | 2004-01-26 | 05:00 | 0.74964 | 0.45429 | 0.37406 | 0.78208 | 0.36415 | 0.31549 | 0.44332 |  | 0.46001 | 0.39939 | 0.44524 | 0.51368 | 0.19916
606 | 2004-01-26 | 06:00 | 0.74532 | 0.40819 | 0.37704 | 0.74783 | 0.34459 | 0.27659 | 0.4467 |  | 0.41441 | 0.45795 | 0.43994 | 0.53234 | 0.19859
607 | 2004-01-26 | 07:00 | 0.69067 | 0.35821 | 0.35844 | 0.682 | 0.34907 | 0.28004 | 0.4238 |  | 0.36576 | 0.5056 | 0.4371 | 0.56657 | 0.22717
608 | 2004-01-26 | 08:00 | 0.6688 | 0.29605 | 0.43733 | 0.56253 | 0.35089 | 0.35382 | 0.37652 |  | 0.3892 | 0.51553 | 0.44268 | 0.58603 | 0.25946
609 | 2004-01-26 | 09:00 | 0.64731 | 0.13383 | 0.49619 | 0.52258 | 0.38425 | 0.4269 | 0.3916 |  | 0.38243 | 0.54811 | 0.44146 | 0.6268 | 0.24809
610 | 2004-01-26 | 10:00 | 0.57295 | 0.091736 | 0.51033 | 0.50912 | 0.41808 | 0.46932 | 0.41609 |  | 0.37847 | 0.59467 | 0.44428 | 0.7079 | 0.20312
611 | 2004-01-26 | 11:00 | 0.51643 | 0.076299 | 0.47019 | 0.45476 | 0.42976 | 0.50589 | 0.41913 |  | 0.34883 | 0.64459 | 0.45054 | 0.76305 | 0.1218
612 | 2004-01-26 | 12:00 | 0.58476 | 0.065222 | 0.41428 | 0.39823 | 0.44272 | 0.55608 | 0.39432 |  | 0.3813 | 0.65095 | 0.45739 | 0.76709 | 0.061867
613 | 2004-01-26 | 13:00 | 0.57947 | 0.11525 | 0.43898 | 0.42098 | 0.42766 | 0.56287 | 0.42845 |  | 0.35311 | 0.71101 | 0.46282 | 0.76028 | 0.04411
614 | 2004-01-26 | 14:00 | 0.48194 | 0.091602 | 0.47489 | 0.44586 | 0.44601 | 0.52251 | 0.38914 |  | 0.33332 | 0.75606 | 0.46756 | 0.74676 | 0.038254
615 | 2004-01-26 | 15:00 | 0.44159 | 0.069011 | 0.48147 | 0.37066 | 0.43255 | 0.46533 | 0.30187 |  | 0.31605 | 0.78004 | 0.46762 | 0.74451 | 0.029781
616 | 2004-01-26 | 16:00 | 0.43504 | 0.078881 | 0.49881 | 0.30524 | 0.44421 | 0.44254 | 0.26062 |  | 0.29155 | 0.75566 | 0.46519 | 0.73221 | 0.02375
617 | 2004-01-26 | 17:00 | 0.38549 | 0.11551 | 0.50062 | 0.2656 | 0.47099 | 0.43715 | 0.2377 |  | 0.28634 | 0.74493 | 0.46205 | 0.69485 | 0.013788
618 | 2004-01-26 | 18:00 | 0.3608 | 0.27438 | 0.51462 | 0.20998 | 0.50599 | 0.4416 | 0.24058 |  | 0.26071 | 0.76517 | 0.45585 | 0.65901 | 0.015287
619 | 2004-01-26 | 19:00 | 0.36391 | 0.35792 | 0.55754 | 0.17577 | 0.55682 | 0.46518 | 0.2405 |  | 0.22869 | 0.74418 | 0.44747 | 0.65406 | 0.017394
620 | 2004-01-26 | 20:00 | 0.36518 | 0.2274 | 0.61337 | 0.1714 | 0.58691 | 0.51476 | 0.26376 |  | 0.22997 | 0.73302 | 0.43691 | 0.67257 | 0.019179
621 | 2004-01-26 | 21:00 | 0.38573 | 0.24065 | 0.65672 | 0.17249 | 0.62761 | 0.58974 | 0.30388 |  | 0.25206 | 0.72454 | 0.423 | 0.71164 | 0.021638
622 | 2004-01-26 | 22:00 | 0.39372 | 0.22184 | 0.70033 | 0.17553 | 0.64916 | 0.66058 | 0.34714 |  | 0.29108 | 0.6939 | 0.41131 | 0.73347 | 0.024871
623 | 2004-01-26 | 23:00 | 0.38313 | 0.22501 | 0.70253 | 0.18324 | 0.65547 | 0.68936 | 0.38479 |  | 0.31846 | 0.63378 | 0.40489 | 0.71028 | 0.02873
624 | 2004-01-27 | 00:00 | 0.39414 | 0.28228 | 0.71036 | 0.1964 | 0.6817 | 0.74305 | 0.41568 |  | 0.36854 | 0.53999 | 0.39779 | 0.62903 | 0.034109
625 | 2004-01-27 | 01:00 | 0.39349 | 0.25868 | 0.6537 | 0.19482 | 0.68252 | 0.74268 | 0.45567 |  | 0.34679 | 0.48555 | 0.39243 | 0.50004 | 0.045945
626 | 2004-01-27 | 02:00 | 0.36391 | 0.34358 | 0.56906 | 0.23019 | 0.68948 | 0.68674 | 0.44334 |  | 0.41504 | 0.4622 | 0.39138 | 0.44611 | 0.066577
627 | 2004-01-27 | 03:00 | 0.34609 | 0.45298 | 0.5431 | 0.23735 | 0.66493 | 0.65481 | 0.39195 |  | 0.42365 | 0.42899 | 0.3929 | 0.44093 | 0.090015
628 | 2004-01-27 | 04:00 | 0.34416 | 0.66893 | 0.57131 | 0.20685 | 0.61945 | 0.67161 | 0.38416 |  | 0.42734 | 0.37666 | 0.38967 | 0.43999 | 0.11121
629 | 2004-01-27 | 05:00 | 0.35014 | 0.7647 | 0.55656 | 0.18821 | 0.59082 | 0.67485 | 0.39888 |  | 0.40099 | 0.35673 | 0.38919 | 0.46198 | 0.13208
630 | 2004-01-27 | 06:00 | 0.32155 | 0.89667 | 0.56633 | 0.21219 | 0.59798 | 0.69259 | 0.41622 |  | 0.36766 | 0.34096 | 0.38833 | 0.46586 | 0.17292
631 | 2004-01-27 | 07:00 | 0.29002 | 0.87969 | 0.57716 | 0.24534 | 0.57962 | 0.72423 | 0.38415 |  | 0.32763 | 0.31233 | 0.39093 | 0.44721 | 0.20854
632 | 2004-01-27 | 08:00 | 0.26591 | 0.87773 | 0.61067 | 0.28902 | 0.54661 | 0.73397 | 0.36003 |  | 0.33016 | 0.31603 | 0.39368 | 0.43062 | 0.21002
633 | 2004-01-27 | 09:00 | 0.26692 | 0.84142 | 0.61046 | 0.3403 | 0.53004 | 0.75046 | 0.34943 |  | 0.30898 | 0.31556 | 0.39642 | 0.40769 | 0.22535
634 | 2004-01-27 | 10:00 | 0.28387 | 0.8 | 0.59192 | 0.39242 | 0.51066 | 0.75021 | 0.34967 |  | 0.30854 | 0.28991 | 0.39858 | 0.39101 | 0.24977
635 | 2004-01-27 | 11:00 | 0.3235 | 0.7648 | 0.57152 | 0.42907 | 0.44872 | 0.74671 | 0.37055 |  | 0.31781 | 0.28399 | 0.39393 | 0.38669 | 0.29924
636 | 2004-01-27 | 12:00 | 0.45646 | 0.68907 | 0.49752 | 0.46228 | 0.39025 | 0.74617 | 0.3891 |  | 0.28129 | 0.3036 | 0.38587 | 0.38518 | 0.31879
637 | 2004-01-27 | 13:00 | 0.51313 | 0.642 | 0.47219 | 0.48886 | 0.38737 | 0.75011 | 0.39041 |  | 0.31868 | 0.28407 | 0.37682 | 0.388 | 0.32695
638 | 2004-01-27 | 14:00 | 0.55638 | 0.58158 | 0.51057 | 0.62197 | 0.42279 | 0.76159 | 0.37805 |  | 0.29483 | 0.31609 | 0.36703 | 0.38681 | 0.36512
639 | 2004-01-27 | 15:00 | 0.60615 | 0.49235 | 0.50713 | 0.77337 | 0.43273 | 0.74586 | 0.31033 |  | 0.26149 | 0.36108 | 0.35769 | 0.40447 | 0.38853
640 | 2004-01-27 | 16:00 | 0.61325 | 0.50271 | 0.49087 | 0.78864 | 0.39936 | 0.69779 | 0.25366 |  | 0.25296 | 0.3465 | 0.3481 | 0.45697 | 0.37162
641 | 2004-01-27 | 17:00 | 0.64257 | 0.50287 | 0.48104 | 0.78094 | 0.36195 | 0.69689 | 0.21571 |  | 0.26745 | 0.25335 | 0.33831 | 0.48055 | 0.33823
642 | 2004-01-27 | 18:00 | 0.69291 | 0.47033 | 0.47872 | 0.80253 | 0.34466 | 0.69811 | 0.2037 |  | 0.34607 | 0.2004 | 0.32753 | 0.44307 | 0.25806
643 | 2004-01-27 | 19:00 | 0.74725 | 0.45527 | 0.41957 | 0.82522 | 0.31331 | 0.64882 | 0.20943 |  | 0.4241 | 0.18522 | 0.31683 | 0.45686 | 0.24632
644 | 2004-01-27 | 20:00 | 0.81855 | 0.3893 | 0.43144 | 0.833 | 0.28492 | 0.64221 | 0.22028 |  | 0.51008 | 0.16876 | 0.30094 | 0.47464 | 0.22105
645 | 2004-01-27 | 21:00 | 0.85341 | 0.46488 | 0.4178 | 0.83768 | 0.27276 | 0.65749 | 0.26217 |  | 0.60634 | 0.16507 | 0.28215 | 0.44897 | 0.19527
646 | 2004-01-27 | 22:00 | 0.86506 | 0.46462 | 0.36427 | 0.84561 | 0.27999 | 0.69139 | 0.29385 |  | 0.68448 | 0.1756 | 0.27003 | 0.42462 | 0.20659
647 | 2004-01-27 | 23:00 | 0.85904 | 0.48697 | 0.4602 | 0.85423 | 0.32847 | 0.68075 | 0.30684 |  | 0.72111 | 0.17618 | 0.26254 | 0.43866 | 0.21852
648 | 2004-01-28 | 00:00 | 0.84804 | 0.49309 | 0.45671 | 0.85462 | 0.39083 | 0.55997 | 0.30155 |  | 0.69389 | 0.19547 | 0.25812 | 0.39644 | 0.2897
649 | 2004-01-28 | 01:00 | 0.84541 | 0.46015 | 0.52768 | 0.80697 | 0.38593 | 0.48383 | 0.29305 |  | 0.71786 | 0.25823 | 0.36255 | 0.40144 | 0.26494
650 | 2004-01-28 | 02:00 | 0.86129 | 0.32957 | 0.58063 | 0.79445 | 0.43156 | 0.45804 | 0.27521 |  | 0.72198 | 0.35538 | 0.55928 | 0.48214 | 0.1829
651 | 2004-01-28 | 03:00 | 0.8807 | 0.19183 | 0.58628 | 0.81307 | 0.44585 | 0.45801 | 0.27092 |  | 0.7586 | 0.45221 | 0.57905 | 0.51081 | 0.20752
652 | 2004-01-28 | 04:00 | 0.88159 | 0.25528 | 0.58075 | 0.79988 | 0.43804 | 0.49813 | 0.2765 |  | 0.7749 | 0.47934 | 0.54069 | 0.52015 | 0.22241
653 | 2004-01-28 | 05:00 | 0.87359 | 0.2617 | 0.59747 | 0.77092 | 0.43463 | 0.57442 | 0.25577 |  | 0.73144 | 0.5591 | 0.50537 | 0.53563 | 0.25396
654 | 2004-01-28 | 06:00 | 0.85511 | 0.38692 | 0.62059 | 0.68105 | 0.45282 | 0.63356 | 0.24048 |  | 0.70142 | 0.65859 | 0.48317 | 0.55152 | 0.3807
655 | 2004-01-28 | 07:00 | 0.83175 | 0.445 | 0.65735 | 0.62401 | 0.4809 | 0.66998 | 0.25388 |  | 0.67045 | 0.68912 | 0.48149 | 0.5865 | 0.47002
656 | 2004-01-28 | 08:00 | 0.81549 | 0.45351 | 0.70127 | 0.65275 | 0.54592 | 0.64348 | 0.23089 |  | 0.64656 | 0.71183 | 0.47236 | 0.58835 | 0.47484
657 | 2004-01-28 | 09:00 | 0.77711 | 0.46919 | 0.69448 | 0.68851 | 0.55249 | 0.59082 | 0.17796 |  | 0.63309 | 0.70161 | 0.4612 | 0.5774 | 0.43877
658 | 2004-01-28 | 10:00 | 0.71818 | 0.44046 | 0.6868 | 0.67787 | 0.52306 | 0.55094 | 0.15512 |  | 0.59163 | 0.67324 | 0.45614 | 0.57309 | 0.41465
659 | 2004-01-28 | 11:00 | 0.66912 | 0.21202 | 0.67957 | 0.57778 | 0.48049 | 0.55794 | 0.16529 |  | 0.54496 | 0.62965 | 0.4481 | 0.55724 | 0.37096
660 | 2004-01-28 | 12:00 | 0.66619 | 0.28381 | 0.66617 | 0.46119 | 0.43425 | 0.6663 | 0.22659 |  | 0.55906 | 0.55262 | 0.45693 | 0.51659 | 0.38076
661 | 2004-01-28 | 13:00 | 0.64034 | 0.42164 | 0.72838 | 0.4501 | 0.39254 | 0.7369 | 0.30242 |  | 0.58588 | 0.50138 | 0.46196 | 0.44871 | 0.34792
662 | 2004-01-28 | 14:00 | 0.68746 | 0.28495 | 0.76594 | 0.47771 | 0.40019 | 0.76975 | 0.36276 |  | 0.5938 | 0.46222 | 0.45861 | 0.41836 | 0.21402
663 | 2004-01-28 | 15:00 | 0.74756 | 0.15415 | 0.77932 | 0.55931 | 0.38529 | 0.80289 | 0.39896 |  | 0.63748 | 0.44637 | 0.45968 | 0.41326 | 0.15551
664 | 2004-01-28 | 16:00 | 0.7666 | 0.10521 | 0.8007 | 0.58563 | 0.36627 | 0.81497 | 0.43048 |  | 0.66482 | 0.41079 | 0.47379 | 0.40268 | 0.16494
665 | 2004-01-28 | 17:00 | 0.74626 | 0.12981 | 0.81423 | 0.52967 | 0.37601 | 0.81272 | 0.40897 |  | 0.66975 | 0.33792 | 0.4949 | 0.38603 | 0.11186
666 | 2004-01-28 | 18:00 | 0.71821 | 0.19085 | 0.85433 | 0.49283 | 0.34136 | 0.82284 | 0.39158 |  | 0.66963 | 0.2975 | 0.51572 | 0.34618 | 0.074194
667 | 2004-01-28 | 19:00 | 0.71206 | 0.23059 | 0.89558 | 0.50383 | 0.26381 | 0.86842 | 0.40377 |  | 0.67684 | 0.28933 | 0.5348 | 0.3258 | 0.076067
668 | 2004-01-28 | 20:00 | 0.72586 | 0.29193 | 0.91134 | 0.52563 | 0.21322 | 0.90292 | 0.40249 |  | 0.65687 | 0.28422 | 0.5483 | 0.32707 | 0.077516
669 | 2004-01-28 | 21:00 | 0.74749 | 0.27983 | 0.92065 | 0.53377 | 0.1879 | 0.92231 | 0.48392 |  | 0.66037 | 0.27227 | 0.56991 | 0.32679 | 0.078901
670 | 2004-01-28 | 22:00 | 0.78435 | 0.18783 | 0.92281 | 0.55999 | 0.19194 | 0.93751 | 0.62482 |  | 0.67232 | 0.25746 | 0.59324 | 0.33025 | 0.073366
671 | 2004-01-28 | 23:00 | 0.8189 | 0.22345 | 0.91546 | 0.59947 | 0.19808 | 0.94277 | 0.69454 |  | 0.70314 | 0.2456 | 0.60189 | 0.31827 | 0.079172
672 | 2004-01-29 | 00:00 | 0.79616 | 0.32792 | 0.92793 | 0.63697 | 0.19282 | 0.94499 | 0.71318 |  | 0.70183 | 0.25313 | 0.60392 | 0.33452 | 0.08523
673 | 2004-01-29 | 01:00 | 0.76793 | 0.3614 | 0.9191 | 0.53667 | 0.19264 | 0.93737 | 0.75004 |  | 0.69876 | 0.27626 | 0.60754 | 0.40542 | 0.086795
674 | 2004-01-29 | 02:00 | 0.74247 | 0.43719 | 0.90624 | 0.50955 | 0.21839 | 0.92695 | 0.76391 |  | 0.68961 | 0.31868 | 0.61368 | 0.46597 | 0.085616
675 | 2004-01-29 | 03:00 | 0.73414 | 0.50148 | 0.89323 | 0.51309 | 0.21719 | 0.91214 | 0.74302 |  | 0.68545 | 0.3301 | 0.62552 | 0.49761 | 0.084209
676 | 2004-01-29 | 04:00 | 0.73552 | 0.52175 | 0.87856 | 0.47005 | 0.19488 | 0.89747 | 0.75383 |  | 0.71403 | 0.32528 | 0.63755 | 0.51995 | 0.092662
677 | 2004-01-29 | 05:00 | 0.67825 | 0.45131 | 0.84375 | 0.38486 | 0.18616 | 0.90227 | 0.78812 |  | 0.74225 | 0.33697 | 0.64109 | 0.52824 | 0.10362
678 | 2004-01-29 | 06:00 | 0.62886 | 0.40067 | 0.79659 | 0.31112 | 0.16737 | 0.89888 | 0.82263 |  | 0.72241 | 0.34201 | 0.63641 | 0.52762 | 0.094188
679 | 2004-01-29 | 07:00 | 0.58525 | 0.29859 | 0.78043 | 0.26453 | 0.13284 | 0.90161 | 0.84312 |  | 0.69807 | 0.34783 | 0.63354 | 0.5567 | 0.08549
680 | 2004-01-29 | 08:00 | 0.52107 | 0.46239 | 0.77013 | 0.24543 | 0.11981 | 0.91105 | 0.82249 |  | 0.67279 | 0.34864 | 0.62808 | 0.6174 | 0.074578
681 | 2004-01-29 | 09:00 | 0.45062 | 0.6098 | 0.73772 | 0.21793 | 0.11404 | 0.89957 | 0.80686 |  | 0.62895 | 0.34753 | 0.61237 | 0.66781 | 0.085383
682 | 2004-01-29 | 10:00 | 0.3725 | 0.64894 | 0.68325 | 0.20205 | 0.10533 | 0.90622 | 0.79471 |  | 0.61076 | 0.35761 | 0.59668 | 0.71042 | 0.11944
683 | 2004-01-29 | 11:00 | 0.31662 | 0.65358 | 0.6422 | 0.15849 | 0.098507 | 0.91441 | 0.82838 |  | 0.62082 | 0.36639 | 0.57663 | 0.71863 | 0.13252
684 | 2004-01-29 | 12:00 | 0.28342 | 0.64937 | 0.63626 | 0.1255 | 0.085636 | 0.92243 | 0.84124 |  | 0.59434 | 0.34284 | 0.55596 | 0.70787 | 0.14035
685 | 2004-01-29 | 13:00 | 0.28605 | 0.58324 | 0.6816 | 0.13786 | 0.092022 | 0.92775 | 0.88774 |  | 0.56049 | 0.29995 | 0.53317 | 0.68814 | 0.13283
686 | 2004-01-29 | 14:00 | 0.29059 | 0.55936 | 0.7206 | 0.13754 | 0.10718 | 0.92342 | 0.91023 |  | 0.55172 | 0.29963 | 0.51899 | 0.66978 | 0.12874
687 | 2004-01-29 | 15:00 | 0.28731 | 0.53799 | 0.74191 | 0.13793 | 0.11945 | 0.91744 | 0.90958 |  | 0.49319 | 0.34718 | 0.50299 | 0.66487 | 0.10659
688 | 2004-01-29 | 16:00 | 0.27941 | 0.51337 | 0.77931 | 0.15499 | 0.096064 | 0.92218 | 0.91194 |  | 0.435 | 0.36349 | 0.48932 | 0.62231 | 0.080448
689 | 2004-01-29 | 17:00 | 0.25223 | 0.56493 | 0.79098 | 0.14764 | 0.088956 | 0.93014 | 0.91155 |  | 0.4054 | 0.33796 | 0.47835 | 0.55703 | 0.064326
690 | 2004-01-29 | 18:00 | 0.21443 | 0.50495 | 0.8005 | 0.14511 | 0.11043 | 0.92954 | 0.9164 |  | 0.38322 | 0.37518 | 0.4673 | 0.44352 | 0.057572
691 | 2004-01-29 | 19:00 | 0.1977 | 0.54171 | 0.80064 | 0.14622 | 0.12895 | 0.92352 | 0.91983 |  | 0.39043 | 0.47951 | 0.45846 | 0.41329 | 0.051644
692 | 2004-01-29 | 20:00 | 0.21294 | 0.60363 | 0.76817 | 0.15435 | 0.13618 | 0.9107 | 0.92117 |  | 0.40075 | 0.55059 | 0.44817 | 0.39927 | 0.053309
693 | 2004-01-29 | 21:00 | 0.23522 | 0.53158 | 0.71443 | 0.19885 | 0.14865 | 0.90884 | 0.91062 |  | 0.37578 | 0.5461 | 0.43638 | 0.39859 | 0.051787
694 | 2004-01-29 | 22:00 | 0.23855 | 0.49645 | 0.62053 | 0.23577 | 0.15918 | 0.90743 | 0.90438 |  | 0.39474 | 0.46044 | 0.42978 | 0.38216 | 0.054469
695 | 2004-01-29 | 23:00 | 0.24795 | 0.48367 | 0.56124 | 0.25271 | 0.17913 | 0.90487 | 0.89496 |  | 0.46704 | 0.36811 | 0.43512 | 0.33576 | 0.068375
696 | 2004-01-30 | 00:00 | 0.25606 | 0.44596 | 0.57003 | 0.30335 | 0.19493 | 0.89117 | 0.89238 |  | 0.50668 | 0.318 | 0.43805 | 0.28385 | 0.08332
697 | 2004-01-30 | 01:00 | 0.29559 | 0.44387 | 0.53309 | 0.33476 | 0.18568 | 0.87513 | 0.8849 |  | 0.56668 | 0.3214 | 0.44467 | 0.26454 | 0.092959
698 | 2004-01-30 | 02:00 | 0.39143 | 0.45938 | 0.50682 | 0.39352 | 0.25206 | 0.89667 | 0.87228 |  | 0.64534 | 0.32729 | 0.46576 | 0.26879 | 0.089768
699 | 2004-01-30 | 03:00 | 0.40172 | 0.4633 | 0.38227 | 0.45093 | 0.28291 | 0.8626 | 0.85511 |  | 0.63287 | 0.29586 | 0.50494 | 0.2685 | 0.086733
700 | 2004-01-30 | 04:00 | 0.36232 | 0.45628 | 0.32535 | 0.47294 | 0.2566 | 0.8332 | 0.83584 |  | 0.66543 | 0.27019 | 0.52466 | 0.2644 | 0.089321
701 | 2004-01-30 | 05:00 | 0.35239 | 0.46391 | 0.2914 | 0.46958 | 0.23349 | 0.79231 | 0.80324 |  | 0.67644 | 0.23108 | 0.53686 | 0.27122 | 0.084768
702 | 2004-01-30 | 06:00 | 0.33966 | 0.47557 | 0.29937 | 0.49748 | 0.21443 | 0.76453 | 0.78702 |  | 0.64328 | 0.19881 | 0.5345 | 0.29461 | 0.081065
703 | 2004-01-30 | 07:00 | 0.33282 | 0.45645 | 0.30425 | 0.51809 | 0.18685 | 0.75587 | 0.79632 |  | 0.55393 | 0.20707 | 0.52454 | 0.34206 | 0.079418
704 | 2004-01-30 | 08:00 | 0.36048 | 0.51575 | 0.29816 | 0.53002 | 0.18931 | 0.79156 | 0.7821 |  | 0.46227 | 0.22426 | 0.51309 | 0.40944 | 0.098561
705 | 2004-01-30 | 09:00 | 0.3971 | 0.53523 | 0.27688 | 0.54856 | 0.20637 | 0.79344 | 0.76018 |  | 0.42816 | 0.26322 | 0.5031 | 0.46347 | 0.12867
706 | 2004-01-30 | 10:00 | 0.33875 | 0.49588 | 0.22946 | 0.52851 | 0.20729 | 0.76365 | 0.73882 |  | 0.39318 | 0.31422 | 0.51317 | 0.50149 | 0.13569
707 | 2004-01-30 | 11:00 | 0.29004 | 0.49165 | 0.22964 | 0.40769 | 0.17965 | 0.73749 | 0.73477 |  | 0.35521 | 0.39133 | 0.52406 | 0.52062 | 0.16251
708 | 2004-01-30 | 12:00 | 0.35316 | 0.55074 | 0.32885 | 0.33608 | 0.16185 | 0.81443 | 0.70847 |  | 0.4082 | 0.46647 | 0.54878 | 0.53357 | 0.17773
709 | 2004-01-30 | 13:00 | 0.43354 | 0.48328 | 0.40498 | 0.37057 | 0.16906 | 0.84661 | 0.74795 |  | 0.42667 | 0.50369 | 0.57364 | 0.54447 | 0.17747
710 | 2004-01-30 | 14:00 | 0.52799 | 0.4582 | 0.45105 | 0.34972 | 0.18465 | 0.85996 | 0.73692 |  | 0.38209 | 0.52073 | 0.58902 | 0.55607 | 0.17515
711 | 2004-01-30 | 15:00 | 0.62464 | 0.45767 | 0.49746 | 0.45722 | 0.19049 | 0.86267 | 0.70198 |  | 0.3399 | 0.53258 | 0.59875 | 0.5595 | 0.1769
712 | 2004-01-30 | 16:00 | 0.62665 | 0.45811 | 0.56942 | 0.51649 | 0.17173 | 0.86503 | 0.72202 |  | 0.37783 | 0.48636 | 0.61557 | 0.55251 | 0.19181
713 | 2004-01-30 | 17:00 | 0.58069 | 0.45702 | 0.61924 | 0.45918 | 0.17027 | 0.8671 | 0.67459 |  | 0.38727 | 0.36068 | 0.64895 | 0.52281 | 0.20387
714 | 2004-01-30 | 18:00 | 0.5787 | 0.45274 | 0.64132 | 0.3954 | 0.17943 | 0.84708 | 0.58617 |  | 0.37324 | 0.25343 | 0.67417 | 0.45531 | 0.22459
715 | 2004-01-30 | 19:00 | 0.58653 | 0.43915 | 0.65985 | 0.36828 | 0.2044 | 0.85481 | 0.5587 |  | 0.37933 | 0.18944 | 0.68584 | 0.42925 | 0.24205
716 | 2004-01-30 | 20:00 | 0.59078 | 0.42997 | 0.64817 | 0.35385 | 0.22484 | 0.85442 | 0.52124 |  | 0.36246 | 0.16845 | 0.70709 | 0.43906 | 0.24208
717 | 2004-01-30 | 21:00 | 0.58634 | 0.36638 | 0.68576 | 0.35515 | 0.22701 | 0.83232 | 0.46418 |  | 0.35811 | 0.18499 | 0.73579 | 0.44794 | 0.26741
718 | 2004-01-30 | 22:00 | 0.56116 | 0.33752 | 0.75866 | 0.33846 | 0.24276 | 0.83946 | 0.4808 |  | 0.38464 | 0.18723 | 0.7425 | 0.44804 | 0.3387
719 | 2004-01-30 | 23:00 | 0.56953 | 0.25082 | 0.79149 | 0.30891 | 0.29202 | 0.85567 | 0.493 |  | 0.41542 | 0.18592 | 0.73391 | 0.44228 | 0.45414
720 | 2004-01-31 | 00:00 | 0.56362 | 0.15124 | 0.76646 | 0.35384 | 0.35271 | 0.84914 | 0.46546 |  | 0.51758 | 0.21898 | 0.71974 | 0.39832 | 0.44584
721 | 2004-01-31 | 01:00 | 0.60158 | 0.072254 | 0.73041 | 0.37795 | 0.38603 | 0.83251 | 0.49089 |  | 0.49279 | 0.33547 | 0.74465 | 0.48729 | 0.53029
722 | 2004-01-31 | 02:00 | 0.60579 | 0.043816 | 0.71923 | 0.39506 | 0.41271 | 0.83293 | 0.51518 |  | 0.48791 | 0.44524 | 0.78039 | 0.50488 | 0.69224
723 | 2004-01-31 | 03:00 | 0.55659 | 0.042269 | 0.73402 | 0.41423 | 0.42138 | 0.81905 | 0.49879 |  | 0.42944 | 0.47549 | 0.73118 | 0.49376 | 0.9278
724 | 2004-01-31 | 04:00 | 0.52586 | 0.039753 | 0.74822 | 0.40034 | 0.40859 | 0.79395 | 0.44511 |  | 0.43019 | 0.53711 | 0.68926 | 0.47757 | 0.87678
725 | 2004-01-31 | 05:00 | 0.4558 | 0.015304 | 0.75094 | 0.38973 | 0.40735 | 0.76633 | 0.41382 |  | 0.46131 | 0.5929 | 0.67154 | 0.52378 | 0.77518
726 | 2004-01-31 | 06:00 | 0.38397 | 0.03702 | 0.73457 | 0.33808 | 0.41621 | 0.75358 | 0.40313 |  | 0.49131 | 0.60264 | 0.72906 | 0.60993 | 0.70588
727 | 2004-01-31 | 07:00 | 0.33003 | 0.14537 | 0.66389 | 0.26327 | 0.40998 | 0.71583 | 0.39221 |  | 0.53985 | 0.5959 | 0.75495 | 0.64367 | 0.71295
728 | 2004-01-31 | 08:00 | 0.28836 | 0.40586 | 0.61018 | 0.19114 | 0.42563 | 0.69093 | 0.40624 |  | 0.54619 | 0.61803 | 0.75102 | 0.67225 | 0.67011
729 | 2004-01-31 | 09:00 | 0.266 | 0.28246 | 0.56955 | 0.15705 | 0.47227 | 0.66684 | 0.40232 |  | 0.4954 | 0.63016 | 0.68821 | 0.67679 | 0.66258
730 | 2004-01-31 | 10:00 | 0.24275 | 0.30281 | 0.51767 | 0.12814 | 0.50172 | 0.60806 | 0.36979 |  | 0.42072 | 0.5883 | 0.68167 | 0.62961 | 0.69102
731 | 2004-01-31 | 11:00 | 0.23256 | 0.32965 | 0.50363 | 0.11289 | 0.51787 | 0.5873 | 0.36276 |  | 0.34579 | 0.50102 | 0.74237 | 0.56265 | 0.72921
732 | 2004-01-31 | 12:00 | 0.25866 | 0.33651 | 0.55865 | 0.11197 | 0.53536 | 0.64925 | 0.47194 |  | 0.41586 | 0.43785 | 0.74807 | 0.53255 | 0.73843
733 | 2004-01-31 | 13:00 | 0.27809 | 0.30465 | 0.61933 | 0.14033 | 0.48602 | 0.6786 | 0.55412 |  | 0.36684 | 0.39127 | 0.74657 | 0.49093 | 0.72402
734 | 2004-01-31 | 14:00 | 0.25716 | 0.24482 | 0.64861 | 0.13591 | 0.43481 | 0.73333 | 0.59797 |  | 0.30896 | 0.36291 | 0.73591 | 0.46365 | 0.70305
735 | 2004-01-31 | 15:00 | 0.21924 | 0.18965 | 0.61474 | 0.13547 | 0.40958 | 0.77386 | 0.60038 |  | 0.25008 | 0.34384 | 0.7163 | 0.47893 | 0.68646
736 | 2004-01-31 | 16:00 | 0.19735 | 0.079635 | 0.58263 | 0.13731 | 0.39277 | 0.77867 | 0.59858 |  | 0.22155 | 0.29762 | 0.70364 | 0.54401 | 0.65321
737 | 2004-01-31 | 17:00 | 0.17134 | 0.018818 | 0.57862 | 0.10223 | 0.3584 | 0.77866 | 0.62321 |  | 0.21328 | 0.25133 | 0.68946 | 0.53677 | 0.63218
738 | 2004-01-31 | 18:00 | 0.14328 | 0 | 0.58093 | 0.076342 | 0.30274 | 0.76598 | 0.6537 |  | 0.18939 | 0.23287 | 0.69154 | 0.51716 | 0.59986
739 | 2004-01-31 | 19:00 | 0.12587 | 0 | 0.57397 | 0.064507 | 0.24178 | 0.72983 | 0.6635 |  | 0.17015 | 0.20778 | 0.66814 | 0.5227 | 0.59945
740 | 2004-01-31 | 20:00 | 0.12483 | 0 | 0.60975 | 0.06208 | 0.19396 | 0.70276 | 0.69569 |  | 0.17703 | 0.1918 | 0.6274 | 0.51793 | 0.57973
741 | 2004-01-31 | 21:00 | 0.13625 | 0.079602 | 0.65947 | 0.061279 | 0.14949 | 0.70047 | 0.71047 |  | 0.18309 | 0.20571 | 0.58199 | 0.47972 | 0.57334
742 | 2004-01-31 | 22:00 | 0.14746 | 0.079877 | 0.66778 | 0.068298 | 0.12245 | 0.71268 | 0.73834 |  | 0.17544 | 0.21771 | 0.52945 | 0.432 | 0.58069
743 | 2004-01-31 | 23:00 | 0.1437 | 0.053683 | 0.66938 | 0.086216 | 0.11741 | 0.70866 | 0.76443 |  | 0.18741 | 0.22911 | 0.47625 | 0.39963 | 0.59735
744 | 2004-02-01 | 00:00 | 0.12349 | 0.076979 | 0.60658 | 0.11007 | 0.12876 | 0.66688 | 0.73044 |  | 0.18623 | 0.25907 | 0.41899 | 0.36722 | 0.58727
745 | 2004-02-01 | 01:00 | 0.14442 | 0.0661 | 0.58997 | 0.16824 | 0.16629 | 0.66929 | 0.72196 |  | 0.20866 | 0.29699 | 0.36393 | 0.34554 | 0.56185
746 | 2004-02-01 | 02:00 | 0.14836 | 0.13365 | 0.56039 | 0.20989 | 0.15999 | 0.67869 | 0.73516 |  | 0.21689 | 0.33619 | 0.33633 | 0.37034 | 0.53082
747 | 2004-02-01 | 03:00 | 0.16043 | 0.22702 | 0.48132 | 0.25019 | 0.13865 | 0.64346 | 0.72135 |  | 0.24343 | 0.35376 | 0.32943 | 0.36375 | 0.50776
748 | 2004-02-01 | 04:00 | 0.19367 | 0.17784 | 0.43587 | 0.30283 | 0.14069 | 0.60915 | 0.71542 |  | 0.23528 | 0.35495 | 0.32829 | 0.33015 | 0.48067
749 | 2004-02-01 | 05:00 | 0.2178 | 0.27955 | 0.43425 | 0.34905 | 0.14283 | 0.56436 | 0.71359 |  | 0.26238 | 0.30296 | 0.32903 | 0.31798 | 0.4106
750 | 2004-02-01 | 06:00 | 0.24027 | 0.32639 | 0.42273 | 0.36546 | 0.12551 | 0.45598 | 0.69162 |  | 0.34776 | 0.25599 | 0.32353 | 0.31742 | 0.32411
751 | 2004-02-01 | 07:00 | 0.26536 | 0.30058 | 0.40889 | 0.40665 | 0.10831 | 0.35649 | 0.68145 |  | 0.41147 | 0.24136 | 0.32708 | 0.32807 | 0.25468
752 | 2004-02-01 | 08:00 | 0.27901 | 0.36241 | 0.36213 | 0.41862 | 0.089274 | 0.2877 | 0.6589 |  | 0.44804 | 0.22576 | 0.33986 | 0.33818 | 0.21416
753 | 2004-02-01 | 09:00 | 0.28786 | 0.45707 | 0.3081 | 0.41451 | 0.064434 | 0.2398 | 0.60273 |  | 0.44142 | 0.23179 | 0.34487 | 0.35069 | 0.21406
754 | 2004-02-01 | 10:00 | 0.29613 | 0.42535 | 0.26915 | 0.44726 | 0.055199 | 0.23797 | 0.57147 |  | 0.37494 | 0.24965 | 0.34191 | 0.34904 | 0.23771
755 | 2004-02-01 | 11:00 | 0.30823 | 0.43845 | 0.25152 | 0.41615 | 0.059771 | 0.23941 | 0.5718 |  | 0.33204 | 0.27198 | 0.33725 | 0.33868 | 0.29026
756 | 2004-02-01 | 12:00 | 0.32462 | 0.45554 | 0.24215 | 0.37172 | 0.070741 | 0.24419 | 0.61212 |  | 0.27392 | 0.25867 | 0.32646 | 0.32317 | 0.33969
757 | 2004-02-01 | 13:00 | 0.4047 | 0.47234 | 0.32207 | 0.36043 | 0.078038 | 0.25201 | 0.62594 |  | 0.25876 | 0.25638 | 0.31808 | 0.3292 | 0.32606
758 | 2004-02-01 | 14:00 | 0.46664 | 0.42596 | 0.30971 | 0.44704 | 0.094151 | 0.24215 | 0.61227 |  | 0.26252 | 0.29609 | 0.31521 | 0.33883 | 0.2799
759 | 2004-02-01 | 15:00 | 0.49797 | 0.37098 | 0.25423 | 0.52718 | 0.10933 | 0.24213 | 0.5888 |  | 0.28003 | 0.32149 | 0.30298 | 0.34247 | 0.24117
760 | 2004-02-01 | 16:00 | 0.48593 | 0.35827 | 0.22226 | 0.57525 | 0.10122 | 0.21606 | 0.54177 |  | 0.26446 | 0.31952 | 0.28815 | 0.35317 | 0.20377
761 | 2004-02-01 | 17:00 | 0.42008 | 0.42132 | 0.19003 | 0.62276 | 0.09641 | 0.17705 | 0.48124 |  | 0.23663 | 0.34843 | 0.27422 | 0.36582 | 0.14562
762 | 2004-02-01 | 18:00 | 0.3669 | 0.39986 | 0.16966 | 0.60454 | 0.085985 | 0.14772 | 0.44571 |  | 0.25618 | 0.34683 | 0.26201 | 0.38744 | 0.10638
763 | 2004-02-01 | 19:00 | 0.35351 | 0.24817 | 0.16133 | 0.56056 | 0.069937 | 0.11919 | 0.40811 |  | 0.2961 | 0.33901 | 0.25728 | 0.38232 | 0.089106
764 | 2004-02-01 | 20:00 | 0.39341 | 0.26821 | 0.18539 | 0.54466 | 0.06129 | 0.115 | 0.4201 |  | 0.32598 | 0.36128 | 0.25348 | 0.38962 | 0.083515
765 | 2004-02-01 | 21:00 | 0.46815 | 0.24327 | 0.22901 | 0.56765 | 0.05871 | 0.12512 | 0.47469 |  | 0.34669 | 0.3912 | 0.24996 | 0.41114 | 0.088217
766 | 2004-02-01 | 22:00 | 0.52176 | 0.28729 | 0.30752 | 0.58626 | 0.06446 | 0.13974 | 0.50437 |  | 0.37876 | 0.41636 | 0.2523 | 0.43234 | 0.096203
767 | 2004-02-01 | 23:00 | 0.53961 | 0.28422 | 0.34804 | 0.59029 | 0.07598 | 0.15861 | 0.5148 |  | 0.39149 | 0.43016 | 0.25742 | 0.45459 | 0.099564
768 | 2004-02-02 | 00:00 | 0.49818 | 0.17737 | 0.26785 | 0.64479 | 0.087785 | 0.19864 | 0.52423 |  | 0.3623 | 0.44324 | 0.25568 | 0.45882 | 0.093286
769 | 2004-02-02 | 01:00 | 0.51416 | 0.1612 | 0.28231 | 0.73495 | 0.086921 | 0.22728 | 0.52291 |  | 0.38465 | 0.45935 | 0.24627 | 0.43801 | 0.088461
770 | 2004-02-02 | 02:00 | 0.58027 | 0.11743 | 0.2756 | 0.79467 | 0.091589 | 0.19977 | 0.51296 |  | 0.4246 | 0.43365 | 0.23811 | 0.40438 | 0.089958
771 | 2004-02-02 | 03:00 | 0.62754 | 0.11447 | 0.26111 | 0.80749 | 0.094265 | 0.19065 | 0.46471 |  | 0.45405 | 0.3681 | 0.25041 | 0.38335 | 0.090667
772 | 2004-02-02 | 04:00 | 0.64808 | 0.095666 | 0.27409 | 0.80814 | 0.09572 | 0.18551 | 0.44195 |  | 0.45162 | 0.28858 | 0.27593 | 0.3737 | 0.10466
773 | 2004-02-02 | 05:00 | 0.63716 | 0.054557 | 0.29063 | 0.81037 | 0.088645 | 0.15048 | 0.42876 |  | 0.46586 | 0.24526 | 0.29385 | 0.37368 | 0.1188
774 | 2004-02-02 | 06:00 | 0.64952 | 0.071445 | 0.29928 | 0.79164 | 0.076809 | 0.13964 | 0.37812 |  | 0.50941 | 0.23614 | 0.309 | 0.36857 | 0.13585
775 | 2004-02-02 | 07:00 | 0.66379 | 0.14747 | 0.30257 | 0.77687 | 0.080482 | 0.18212 | 0.33215 |  | 0.50993 | 0.27911 | 0.31256 | 0.36166 | 0.15358
776 | 2004-02-02 | 08:00 | 0.67146 | 0.36542 | 0.28858 | 0.73951 | 0.089137 | 0.23665 | 0.30387 |  | 0.486 | 0.34032 | 0.31139 | 0.36359 | 0.17003
777 | 2004-02-02 | 09:00 | 0.6867 | 0.41688 | 0.30027 | 0.66277 | 0.10421 | 0.26244 | 0.26469 |  | 0.51252 | 0.37405 | 0.31531 | 0.37998 | 0.17971
778 | 2004-02-02 | 10:00 | 0.65897 | 0.47058 | 0.26982 | 0.58625 | 0.10775 | 0.27225 | 0.24355 |  | 0.50733 | 0.42989 | 0.32678 | 0.38524 | 0.19167
779 | 2004-02-02 | 11:00 | 0.60173 | 0.50736 | 0.22962 | 0.47033 | 0.11588 | 0.29301 | 0.25265 |  | 0.47023 | 0.45788 | 0.33214 | 0.38232 | 0.20966
780 | 2004-02-02 | 12:00 | 0.59636 | 0.43445 | 0.23174 | 0.36454 | 0.13932 | 0.30595 | 0.29085 |  | 0.37143 | 0.45721 | 0.32745 | 0.39387 | 0.21786
781 | 2004-02-02 | 13:00 | 0.61197 | 0.36898 | 0.25393 | 0.33827 | 0.18679 | 0.34542 | 0.31518 |  | 0.359 | 0.4256 | 0.32832 | 0.41384 | 0.23254
782 | 2004-02-02 | 14:00 | 0.62953 | 0.36031 | 0.26698 | 0.35811 | 0.22394 | 0.34049 | 0.28474 |  | 0.34947 | 0.41759 | 0.3352 | 0.44294 | 0.26166
783 | 2004-02-02 | 15:00 | 0.63809 | 0.35135 | 0.28063 | 0.39847 | 0.23752 | 0.36223 | 0.21169 |  | 0.33094 | 0.46994 | 0.3357 | 0.4696 | 0.2816
784 | 2004-02-02 | 16:00 | 0.61456 | 0.32876 | 0.29153 | 0.41191 | 0.27186 | 0.39709 | 0.11203 |  | 0.34494 | 0.45704 | 0.33582 | 0.46815 | 0.30435
785 | 2004-02-02 | 17:00 | 0.54002 | 0.21185 | 0.26629 | 0.40299 | 0.30795 | 0.36366 | 0.057798 |  | 0.36315 | 0.35545 | 0.3387 | 0.41903 | 0.34922
786 | 2004-02-02 | 18:00 | 0.44505 | 0.16708 | 0.24851 | 0.41654 | 0.30707 | 0.30407 | 0.045075 |  | 0.39234 | 0.32455 | 0.33711 | 0.34133 | 0.37232
787 | 2004-02-02 | 19:00 | 0.45703 | 0.079999 | 0.2624 | 0.44744 | 0.2787 | 0.31836 | 0.044167 |  | 0.42699 | 0.30951 | 0.32845 | 0.35615 | 0.39949
788 | 2004-02-02 | 20:00 | 0.55703 | 0.057029 | 0.34431 | 0.49201 | 0.26842 | 0.41646 | 0.048143 |  | 0.49186 | 0.28934 | 0.31391 | 0.36008 | 0.41458
789 | 2004-02-02 | 21:00 | 0.64341 | 0.068163 | 0.45519 | 0.49466 | 0.26404 | 0.52677 | 0.059385 |  | 0.55578 | 0.27428 | 0.29654 | 0.34281 | 0.41577
790 | 2004-02-02 | 22:00 | 0.7024 | 0.094646 | 0.56975 | 0.45923 | 0.27303 | 0.57173 | 0.06817 |  | 0.63385 | 0.2591 | 0.27925 | 0.30736 | 0.39291
791 | 2004-02-02 | 23:00 | 0.71171 | 0.14101 | 0.62216 | 0.39937 | 0.31582 | 0.57915 | 0.066035 |  | 0.66256 | 0.24293 | 0.26021 | 0.24992 | 0.39929
792 | 2004-02-03 | 00:00 | 0.71935 | 0.14103 | 0.58934 | 0.34301 | 0.37339 | 0.55422 | 0.061452 |  | 0.62752 | 0.23867 | 0.2474 | 0.26676 | 0.37439
793 | 2004-02-03 | 01:00 | 0.70449 | 0.12891 | 0.59633 | 0.36207 | 0.42415 | 0.58025 | 0.063667 |  | 0.59223 | 0.25667 | 0.26407 | 0.34915 | 0.42166
794 | 2004-02-03 | 02:00 | 0.67332 | 0.10628 | 0.6183 | 0.32354 | 0.44716 | 0.63027 | 0.06201 |  | 0.58666 | 0.26412 | 0.39545 | 0.32051 | 0.58208
795 | 2004-02-03 | 03:00 | 0.6761 | 0.10422 | 0.62388 | 0.25748 | 0.4284 | 0.68987 | 0.062645 |  | 0.53255 | 0.25931 | 0.44107 | 0.27913 | 0.69464
796 | 2004-02-03 | 04:00 | 0.69876 | 0.093998 | 0.64138 | 0.22453 | 0.41899 | 0.72776 | 0.082501 |  | 0.53246 | 0.26642 | 0.4135 | 0.2661 | 0.69109
797 | 2004-02-03 | 05:00 | 0.67115 | 0.13802 | 0.65062 | 0.2513 | 0.41795 | 0.72417 | 0.097262 |  | 0.61408 | 0.28073 | 0.39335 | 0.24363 | 0.58387
798 | 2004-02-03 | 06:00 | 0.61556 | 0.095648 | 0.64646 | 0.32946 | 0.41811 | 0.71451 | 0.098335 |  | 0.55799 | 0.34279 | 0.31653 | 0.27143 | 0.63999
799 | 2004-02-03 | 07:00 | 0.57333 | 0.082812 | 0.66649 | 0.41578 | 0.41832 | 0.69078 | 0.12456 |  | 0.46856 | 0.42284 | 0.27151 | 0.29558 | 0.66631
800 | 2004-02-03 | 08:00 | 0.55754 | 0.043474 | 0.69936 | 0.46647 | 0.4083 | 0.69396 | 0.22001 |  | 0.41733 | 0.48192 | 0.27309 | 0.3014 | 0.64957
801 | 2004-02-03 | 09:00 | 0.55965 | 0.094327 | 0.73511 | 0.53759 | 0.40036 | 0.72937 | 0.33899 |  | 0.51281 | 0.57413 | 0.26387 | 0.34177 | 0.58381
802 | 2004-02-03 | 10:00 | 0.54159 | 0.020887 | 0.71654 | 0.64683 | 0.41144 | 0.7637 | 0.41048 |  | 0.61107 | 0.6169 | 0.25571 | 0.31313 | 0.56075
803 | 2004-02-03 | 11:00 | 0.52209 | 0.10599 | 0.70964 | 0.70916 | 0.39359 | 0.79354 | 0.466 |  | 0.55789 | 0.61685 | 0.23378 | 0.28456 | 0.62466
804 | 2004-02-03 | 12:00 | 0.54667 | 0.36507 | 0.73114 | 0.70563 | 0.37599 | 0.85074 | 0.56516 |  | 0.50043 | 0.61547 | 0.21429 | 0.2684 | 0.65206
805 | 2004-02-03 | 13:00 | 0.58529 | 0.31007 | 0.76684 | 0.73701 | 0.35234 | 0.84098 | 0.59188 |  | 0.52783 | 0.58552 | 0.19866 | 0.27188 | 0.7057
806 | 2004-02-03 | 14:00 | 0.64168 | 0.30655 | 0.78573 | 0.75572 | 0.35377 | 0.83268 | 0.58685 |  | 0.59023 | 0.5922 | 0.17241 | 0.28329 | 0.70624
807 | 2004-02-03 | 15:00 | 0.68583 | 0.33304 | 0.67353 | 0.78692 | 0.35369 | 0.82877 | 0.5777 |  | 0.61218 | 0.61535 | 0.16042 | 0.32104 | 0.69849
808 | 2004-02-03 | 16:00 | 0.69193 | 0.36156 | 0.62701 | 0.80094 | 0.31239 | 0.79603 | 0.52549 |  | 0.6567 | 0.63049 | 0.15506 | 0.36284 | 0.63978
809 | 2004-02-03 | 17:00 | 0.69903 | 0.39585 | 0.66747 | 0.7745 | 0.25226 | 0.7248 | 0.50713 |  | 0.67352 | 0.61655 | 0.15405 | 0.36913 | 0.60515
810 | 2004-02-03 | 18:00 | 0.70947 | 0.43629 | 0.66624 | 0.72506 | 0.18297 | 0.67139 | 0.50042 |  | 0.62647 | 0.61281 | 0.15505 | 0.34752 | 0.58796
811 | 2004-02-03 | 19:00 | 0.69335 | 0.38427 | 0.6943 | 0.72297 | 0.11976 | 0.58944 | 0.50888 |  | 0.51259 | 0.62069 | 0.13768 | 0.29161 | 0.61448
812 | 2004-02-03 | 20:00 | 0.6752 | 0.35476 | 0.74492 | 0.69442 | 0.096465 | 0.51702 | 0.58062 |  | 0.50655 | 0.65042 | 0.11388 | 0.28974 | 0.66316
813 | 2004-02-03 | 21:00 | 0.67094 | 0.41783 | 0.78843 | 0.63382 | 0.09646 | 0.59925 | 0.68492 |  | 0.5496 | 0.69215 | 0.098572 | 0.34001 | 0.69558
814 | 2004-02-03 | 22:00 | 0.6586 | 0.49324 | 0.78143 | 0.57709 | 0.11049 | 0.64746 | 0.7493 |  | 0.56855 | 0.69891 | 0.093955 | 0.37464 | 0.6806
815 | 2004-02-03 | 23:00 | 0.64232 | 0.5959 | 0.76525 | 0.54218 | 0.13592 | 0.74268 | 0.79042 |  | 0.57933 | 0.71292 | 0.083108 | 0.38195 | 0.63681
816 | 2004-02-04 | 00:00 | 0.61295 | 0.57468 | 0.7184 | 0.57276 | 0.16829 | 0.7405 | 0.80833 |  | 0.58422 | 0.74697 | 0.085843 | 0.4297 | 0.60105
817 | 2004-02-04 | 01:00 | 0.62276 | 0.42472 | 0.77555 | 0.58208 | 0.18721 | 0.69753 | 0.81042 |  | 0.50711 | 0.782 | 0.09157 | 0.45595 | 0.59474
818 | 2004-02-04 | 02:00 | 0.64198 | 0.40434 | 0.80819 | 0.54255 | 0.21202 | 0.71723 | 0.75008 |  | 0.41695 | 0.78989 | 0.10199 | 0.49549 | 0.58962
819 | 2004-02-04 | 03:00 | 0.64408 | 0.39863 | 0.78041 | 0.49614 | 0.23874 | 0.77751 | 0.66722 |  | 0.47889 | 0.80258 | 0.12029 | 0.51512 | 0.57844
820 | 2004-02-04 | 04:00 | 0.61236 | 0.23999 | 0.7953 | 0.43398 | 0.26827 | 0.83782 | 0.60176 |  | 0.50654 | 0.83633 | 0.13438 | 0.52068 | 0.5939
821 | 2004-02-04 | 05:00 | 0.51229 | 0.24276 | 0.82423 | 0.37087 | 0.28644 | 0.84983 | 0.64264 |  | 0.52416 | 0.84601 | 0.13956 | 0.54203 | 0.59475
822 | 2004-02-04 | 06:00 | 0.40156 | 0.42501 | 0.81314 | 0.29315 | 0.28619 | 0.84722 | 0.68647 |  | 0.50137 | 0.84546 | 0.13774 | 0.56566 | 0.6165
823 | 2004-02-04 | 07:00 | 0.34299 | 0.40002 | 0.74487 | 0.20908 | 0.28221 | 0.8689 | 0.72915 |  | 0.42845 | 0.84197 | 0.13222 | 0.55466 | 0.63107
824 | 2004-02-04 | 08:00 | 0.31164 | 0.48625 | 0.63716 | 0.18282 | 0.28588 | 0.89601 | 0.69879 |  | 0.37412 | 0.82872 | 0.12679 | 0.55903 | 0.6285
825 | 2004-02-04 | 09:00 | 0.27158 | 0.33902 | 0.56451 | 0.17022 | 0.30467 | 0.90396 | 0.6442 |  | 0.34894 | 0.82113 | 0.1245 | 0.56452 | 0.6179
826 | 2004-02-04 | 10:00 | 0.21986 | 0.30383 | 0.49765 | 0.14742 | 0.34167 | 0.88788 | 0.66053 |  | 0.33443 | 0.82739 | 0.12821 | 0.54664 | 0.60891
827 | 2004-02-04 | 11:00 | 0.18904 | 0.36625 | 0.44727 | 0.12826 | 0.3649 | 0.87012 | 0.72154 |  | 0.32995 | 0.8303 | 0.12953 | 0.52989 | 0.60469
828 | 2004-02-04 | 12:00 | 0.14536 | 0.35155 | 0.36317 | 0.11932 | 0.36939 | 0.8356 | 0.74962 |  | 0.33018 | 0.8135 | 0.13205 | 0.51373 | 0.59093
829 | 2004-02-04 | 13:00 | 0.15509 | 0.26964 | 0.41098 | 0.10919 | 0.41615 | 0.86638 | 0.79803 |  | 0.30188 | 0.78633 | 0.14128 | 0.50454 | 0.56914
830 | 2004-02-04 | 14:00 | 0.18791 | 0.14905 | 0.49722 | 0.10501 | 0.4438 | 0.90995 | 0.8095 |  | 0.237 | 0.78059 | 0.15176 | 0.48578 | 0.56143
831 | 2004-02-04 | 15:00 | 0.19878 | 0.059947 | 0.52878 | 0.11317 | 0.47455 | 0.92597 | 0.82088 |  | 0.18892 | 0.78447 | 0.17008 | 0.46697 | 0.56769
832 | 2004-02-04 | 16:00 | 0.18212 | 0.054613 | 0.51729 | 0.12721 | 0.52024 | 0.93106 | 0.86069 |  | 0.15372 | 0.7869 | 0.19452 | 0.45244 | 0.5984
833 | 2004-02-04 | 17:00 | 0.15137 | 0.13129 | 0.47301 | 0.10184 | 0.5429 | 0.91408 | 0.87637 |  | 0.13399 | 0.76966 | 0.19767 | 0.41864 | 0.61539
834 | 2004-02-04 | 18:00 | 0.11833 | 0.10917 | 0.42975 | 0.073686 | 0.52187 | 0.87152 | 0.87118 |  | 0.1072 | 0.71563 | 0.19574 | 0.39113 | 0.59527
835 | 2004-02-04 | 19:00 | 0.092623 | 0.11634 | 0.39547 | 0.061206 | 0.46642 | 0.80375 | 0.87156 |  | 0.087655 | 0.65792 | 0.18921 | 0.36236 | 0.56858
836 | 2004-02-04 | 20:00 | 0.098021 | 0.030436 | 0.41201 | 0.070136 | 0.42644 | 0.73612 | 0.86599 |  | 0.096629 | 0.63399 | 0.17096 | 0.33083 | 0.53258
837 | 2004-02-04 | 21:00 | 0.12227 | 0.04048 | 0.45195 | 0.11827 | 0.39847 | 0.72961 | 0.86322 |  | 0.11868 | 0.62174 | 0.16716 | 0.33975 | 0.5033
838 | 2004-02-04 | 22:00 | 0.17352 | 0.069714 | 0.50104 | 0.17461 | 0.40894 | 0.77442 | 0.87148 |  | 0.16951 | 0.60987 | 0.17757 | 0.33211 | 0.48277
839 | 2004-02-04 | 23:00 | 0.21937 | 0.10263 | 0.52536 | 0.23174 | 0.46779 | 0.79495 | 0.86737 |  | 0.25347 | 0.59907 | 0.18376 | 0.33844 | 0.4664
840 | 2004-02-05 | 00:00 | 0.21038 | 0.1068 | 0.52942 | 0.27141 | 0.53654 | 0.80835 | 0.86928 |  | 0.27348 | 0.5975 | 0.18733 | 0.34292 | 0.47249
841 | 2004-02-05 | 01:00 | 0.22304 | 0.11677 | 0.5148 | 0.27514 | 0.55229 | 0.79701 | 0.86684 |  | 0.27428 | 0.58698 | 0.18799 | 0.32819 | 0.49447
842 | 2004-02-05 | 02:00 | 0.24061 | 0.17052 | 0.54968 | 0.34326 | 0.59385 | 0.81562 | 0.86046 |  | 0.32111 | 0.57351 | 0.19626 | 0.3161 | 0.47456
843 | 2004-02-05 | 03:00 | 0.26191 | 0.25049 | 0.57953 | 0.43383 | 0.62918 | 0.8441 | 0.85918 |  | 0.3382 | 0.54645 | 0.21862 | 0.32438 | 0.43465
844 | 2004-02-05 | 04:00 | 0.35042 | 0.31509 | 0.51941 | 0.46493 | 0.63696 | 0.81673 | 0.83439 |  | 0.35923 | 0.52916 | 0.24519 | 0.34111 | 0.40364
845 | 2004-02-05 | 05:00 | 0.38904 | 0.22685 | 0.4192 | 0.50717 | 0.64558 | 0.75525 | 0.79783 |  | 0.38217 | 0.4562 | 0.266 | 0.34519 | 0.36729
846 | 2004-02-05 | 06:00 | 0.39301 | 0.39161 | 0.34608 | 0.53185 | 0.62657 | 0.69135 | 0.80676 |  | 0.40245 | 0.36699 | 0.28096 | 0.3552 | 0.35571
847 | 2004-02-05 | 07:00 | 0.42036 | 0.32522 | 0.30623 | 0.5274 | 0.5853 | 0.62474 | 0.83158 |  | 0.43325 | 0.3343 | 0.28479 | 0.36036 | 0.37334
848 | 2004-02-05 | 08:00 | 0.44973 | 0.25763 | 0.26849 | 0.56521 | 0.57592 | 0.52565 | 0.83405 |  | 0.51022 | 0.29352 | 0.28122 | 0.35862 | 0.38467
849 | 2004-02-05 | 09:00 | 0.49193 | 0.34126 | 0.25648 | 0.65456 | 0.54218 | 0.43377 | 0.83508 |  | 0.57575 | 0.25064 | 0.2731 | 0.3497 | 0.34103
850 | 2004-02-05 | 10:00 | 0.50259 | 0.28701 | 0.24716 | 0.67441 | 0.48824 | 0.37074 | 0.83662 |  | 0.57467 | 0.2495 | 0.27382 | 0.34777 | 0.25887
851 | 2004-02-05 | 11:00 | 0.51218 | 0.29321 | 0.23373 | 0.64838 | 0.40541 | 0.32017 | 0.82619 |  | 0.55847 | 0.22227 | 0.28734 | 0.35796 | 0.20827
852 | 2004-02-05 | 12:00 | 0.52377 | 0.24272 | 0.18734 | 0.67051 | 0.31692 | 0.32999 | 0.81761 |  | 0.49384 | 0.17808 | 0.29888 | 0.36236 | 0.1817
853 | 2004-02-05 | 13:00 | 0.67028 | 0.24292 | 0.21763 | 0.75701 | 0.26681 | 0.34263 | 0.80299 |  | 0.44375 | 0.13167 | 0.30613 | 0.36905 | 0.16462
854 | 2004-02-05 | 14:00 | 0.7092 | 0.23669 | 0.1863 | 0.7671 | 0.2927 | 0.31215 | 0.78786 |  | 0.38886 | 0.11912 | 0.31243 | 0.38846 | 0.15009
855 | 2004-02-05 | 15:00 | 0.65319 | 0.23405 | 0.093757 | 0.76015 | 0.30971 | 0.22945 | 0.75091 |  | 0.38373 | 0.12998 | 0.31498 | 0.40747 | 0.1508
856 | 2004-02-05 | 16:00 | 0.63723 | 0.3114 | 0.084802 | 0.73264 | 0.30737 | 0.16849 | 0.72121 |  | 0.39421 | 0.098243 | 0.31218 | 0.39419 | 0.14583
857 | 2004-02-05 | 17:00 | 0.64809 | 0.34298 | 0.10001 | 0.69002 | 0.28469 | 0.12719 | 0.67575 |  | 0.39794 | 0.069501 | 0.30519 | 0.328 | 0.13975
858 | 2004-02-05 | 18:00 | 0.65424 | 0.34128 | 0.13562 | 0.64463 | 0.24635 | 0.1116 | 0.60434 |  | 0.43399 | 0.061466 | 0.29698 | 0.30781 | 0.14813
859 | 2004-02-05 | 19:00 | 0.69931 | 0.31652 | 0.20197 | 0.69278 | 0.21823 | 0.13636 | 0.5491 |  | 0.50918 | 0.060251 | 0.2741 | 0.31139 | 0.15424
860 | 2004-02-05 | 20:00 | 0.74724 | 0.42107 | 0.26445 | 0.75598 | 0.20739 | 0.20341 | 0.51491 |  | 0.53249 | 0.072549 | 0.2511 | 0.30957 | 0.17594
861 | 2004-02-05 | 21:00 | 0.80271 | 0.52562 | 0.31851 | 0.79662 | 0.23633 | 0.2641 | 0.48667 |  | 0.53925 | 0.088759 | 0.24453 | 0.30525 | 0.17884
862 | 2004-02-05 | 22:00 | 0.86796 | 0.4873 | 0.36075 | 0.79679 | 0.25202 | 0.27027 | 0.48755 |  | 0.59178 | 0.10002 | 0.2437 | 0.33931 | 0.19072
863 | 2004-02-05 | 23:00 | 0.89356 | 0.40698 | 0.37255 | 0.76278 | 0.27787 | 0.30281 | 0.49549 |  | 0.62237 | 0.11374 | 0.23912 | 0.3502 | 0.18966
864 | 2004-02-06 | 00:00 | 0.86622 | 0.43398 | 0.40765 | 0.71468 | 0.35057 | 0.32693 | 0.51352 |  | 0.67544 | 0.15588 | 0.23876 | 0.31559 | 0.1929
865 | 2004-02-06 | 01:00 | 0.83602 | 0.52946 | 0.4919 | 0.59852 | 0.40215 | 0.35345 | 0.50231 |  | 0.63985 | 0.24241 | 0.22288 | 0.36813 | 0.22567
866 | 2004-02-06 | 02:00 | 0.79611 | 0.58882 | 0.54587 | 0.56893 | 0.43199 | 0.41142 | 0.45707 |  | 0.65188 | 0.30051 | 0.26823 | 0.39473 | 0.32123
867 | 2004-02-06 | 03:00 | 0.76646 | 0.65119 | 0.57067 | 0.48016 | 0.39981 | 0.45936 | 0.39668 |  | 0.69499 | 0.32295 | 0.31512 | 0.44238 | 0.39677
868 | 2004-02-06 | 04:00 | 0.75279 | 0.7044 | 0.59055 | 0.44507 | 0.36744 | 0.51501 | 0.36854 |  | 0.63843 | 0.27182 | 0.28975 | 0.4953 | 0.31907
869 | 2004-02-06 | 05:00 | 0.71712 | 0.59755 | 0.57768 | 0.37657 | 0.34902 | 0.55794 | 0.36047 |  | 0.62306 | 0.25743 | 0.20607 | 0.56145 | 0.29997
870 | 2004-02-06 | 06:00 | 0.73077 | 0.50943 | 0.5973 | 0.3254 | 0.36841 | 0.63416 | 0.34924 |  | 0.6217 | 0.30279 | 0.15459 | 0.63403 | 0.26452
871 | 2004-02-06 | 07:00 | 0.73927 | 0.36055 | 0.66431 | 0.33094 | 0.4022 | 0.66721 | 0.3 |  | 0.60661 | 0.37284 | 0.13274 | 0.6859 | 0.23325
872 | 2004-02-06 | 08:00 | 0.75813 | 0.21491 | 0.71047 | 0.39056 | 0.42394 | 0.68712 | 0.23155 |  | 0.55029 | 0.46135 | 0.12054 | 0.69329 | 0.21626
873 | 2004-02-06 | 09:00 | 0.7385 | 0.37034 | 0.73465 | 0.44838 | 0.45253 | 0.71915 | 0.18033 |  | 0.58704 | 0.48939 | 0.11911 | 0.66796 | 0.25026
874 | 2004-02-06 | 10:00 | 0.64667 | 0.31979 | 0.74103 | 0.46312 | 0.47049 | 0.75238 | 0.16677 |  | 0.571 | 0.44007 | 0.12132 | 0.6463 | 0.35539
875 | 2004-02-06 | 11:00 | 0.53088 | 0.38923 | 0.74142 | 0.46662 | 0.50199 | 0.78819 | 0.21854 |  | 0.52637 | 0.40008 | 0.13978 | 0.62429 | 0.37119
876 | 2004-02-06 | 12:00 | 0.41916 | 0.4103 | 0.78344 | 0.43421 | 0.54099 | 0.84671 | 0.30467 |  | 0.49918 | 0.39508 | 0.1538 | 0.5727 | 0.39576
877 | 2004-02-06 | 13:00 | 0.46136 | 0.34115 | 0.81429 | 0.45963 | 0.56589 | 0.87045 | 0.32902 |  | 0.53027 | 0.41715 | 0.17376 | 0.5043 | 0.35543
878 | 2004-02-06 | 14:00 | 0.56445 | 0.44194 | 0.81229 | 0.53579 | 0.5658 | 0.88249 | 0.32587 |  | 0.51773 | 0.4054 | 0.18762 | 0.46353 | 0.28751
879 | 2004-02-06 | 15:00 | 0.62955 | 0.5414 | 0.81627 | 0.5646 | 0.54591 | 0.88807 | 0.3439 |  | 0.50317 | 0.39539 | 0.1957 | 0.41797 | 0.22683
880 | 2004-02-06 | 16:00 | 0.62872 | 0.70795 | 0.79042 | 0.47755 | 0.48478 | 0.89697 | 0.39261 |  | 0.50353 | 0.38261 | 0.2087 | 0.36727 | 0.15901
881 | 2004-02-06 | 17:00 | 0.62428 | 0.75316 | 0.68372 | 0.35404 | 0.45678 | 0.88593 | 0.41757 |  | 0.50833 | 0.44355 | 0.22105 | 0.32033 | 0.13748
882 | 2004-02-06 | 18:00 | 0.52385 | 0.57286 | 0.55404 | 0.32945 | 0.50995 | 0.84449 | 0.42944 |  | 0.49998 | 0.5049 | 0.21985 | 0.32149 | 0.13177
883 | 2004-02-06 | 19:00 | 0.40936 | 0.48819 | 0.49027 | 0.31363 | 0.56482 | 0.78351 | 0.43492 |  | 0.54471 | 0.48435 | 0.20714 | 0.30333 | 0.12075
884 | 2004-02-06 | 20:00 | 0.38404 | 0.52166 | 0.48261 | 0.29044 | 0.57628 | 0.80235 | 0.44341 |  | 0.59842 | 0.47668 | 0.19398 | 0.26844 | 0.11123
885 | 2004-02-06 | 21:00 | 0.4195 | 0.5495 | 0.48183 | 0.31169 | 0.58012 | 0.78058 | 0.46147 |  | 0.58967 | 0.49032 | 0.18629 | 0.24886 | 0.10186
886 | 2004-02-06 | 22:00 | 0.44319 | 0.60761 | 0.48134 | 0.34671 | 0.58388 | 0.75298 | 0.47056 |  | 0.60342 | 0.44539 | 0.18346 | 0.24903 | 0.11985
887 | 2004-02-06 | 23:00 | 0.46455 | 0.75449 | 0.45353 | 0.37841 | 0.59176 | 0.76222 | 0.44869 |  | 0.64636 | 0.372 | 0.17659 | 0.24356 | 0.13492
888 | 2004-02-07 | 00:00 | 0.46542 | 0.74608 | 0.47436 | 0.41583 | 0.63102 | 0.82023 | 0.47741 |  | 0.64768 | 0.31303 | 0.16518 | 0.23058 | 0.13958
889 | 2004-02-07 | 01:00 | 0.40111 | 0.65471 | 0.58157 | 0.37298 | 0.6503 | 0.81102 | 0.4728 |  | 0.65546 | 0.31578 | 0.1568 | 0.18953 | 0.13674
890 | 2004-02-07 | 02:00 | 0.37194 | 0.63917 | 0.47722 | 0.40362 | 0.6768 | 0.76746 | 0.38934 |  | 0.65721 | 0.26099 | 0.15604 | 0.1751 | 0.14413
891 | 2004-02-07 | 03:00 | 0.34841 | 0.62103 | 0.35213 | 0.41509 | 0.67883 | 0.72346 | 0.31336 |  | 0.65849 | 0.21617 | 0.17935 | 0.18866 | 0.17114
892 | 2004-02-07 | 04:00 | 0.36078 | 0.58359 | 0.3756 | 0.36056 | 0.65169 | 0.70824 | 0.23222 |  | 0.73405 | 0.21638 | 0.21639 | 0.20534 | 0.16903
893 | 2004-02-07 | 05:00 | 0.38017 | 0.56226 | 0.3757 | 0.36377 | 0.61316 | 0.65873 | 0.18064 |  | 0.76003 | 0.24283 | 0.25049 | 0.2402 | 0.16593
894 | 2004-02-07 | 06:00 | 0.37928 | 0.41983 | 0.29577 | 0.40091 | 0.57934 | 0.55762 | 0.14834 |  | 0.744 | 0.2673 | 0.28494 | 0.29001 | 0.17977
895 | 2004-02-07 | 07:00 | 0.40558 | 0.45061 | 0.27359 | 0.42822 | 0.5808 | 0.51019 | 0.12812 |  | 0.7291 | 0.3049 | 0.30814 | 0.34487 | 0.17847
896 | 2004-02-07 | 08:00 | 0.43222 | 0.47821 | 0.34508 | 0.44186 | 0.54077 | 0.45102 | 0.18269 |  | 0.7505 | 0.32242 | 0.34048 | 0.38832 | 0.18703
897 | 2004-02-07 | 09:00 | 0.38385 | 0.42067 | 0.37801 | 0.43315 | 0.46239 | 0.40997 | 0.23106 |  | 0.69474 | 0.29588 | 0.37154 | 0.40095 | 0.20669
898 | 2004-02-07 | 10:00 | 0.33731 | 0.36273 | 0.36841 | 0.38215 | 0.44973 | 0.44267 | 0.2655 |  | 0.64935 | 0.25487 | 0.41211 | 0.39549 | 0.22425
899 | 2004-02-07 | 11:00 | 0.32377 | 0.49358 | 0.41418 | 0.30664 | 0.45334 | 0.5255 | 0.3317 |  | 0.57129 | 0.22906 | 0.45378 | 0.38984 | 0.26207
900 | 2004-02-07 | 12:00 | 0.34641 | 0.48795 | 0.44372 | 0.26168 | 0.44434 | 0.55219 | 0.35767 |  | 0.53224 | 0.19836 | 0.48233 | 0.37946 | 0.26519
901 | 2004-02-07 | 13:00 | 0.44463 | 0.5088 | 0.57446 | 0.32512 | 0.43787 | 0.66131 | 0.4303 |  | 0.56776 | 0.18704 | 0.52133 | 0.35196 | 0.27679
902 | 2004-02-07 | 14:00 | 0.48789 | 0.51257 | 0.63967 | 0.36529 | 0.45881 | 0.74158 | 0.45737 |  | 0.52956 | 0.19814 | 0.53167 | 0.31841 | 0.29797
903 | 2004-02-07 | 15:00 | 0.48413 | 0.5189 | 0.71857 | 0.4131 | 0.46034 | 0.78674 | 0.43362 |  | 0.49675 | 0.21219 | 0.52207 | 0.28214 | 0.34616
904 | 2004-02-07 | 16:00 | 0.45835 | 0.58255 | 0.81383 | 0.45029 | 0.40437 | 0.83437 | 0.44524 |  | 0.54927 | 0.18699 | 0.5203 | 0.24988 | 0.37354
905 | 2004-02-07 | 17:00 | 0.42761 | 0.52372 | 0.80671 | 0.45764 | 0.34171 | 0.85512 | 0.47318 |  | 0.53758 | 0.15799 | 0.51972 | 0.22196 | 0.33785
906 | 2004-02-07 | 18:00 | 0.36827 | 0.4962 | 0.75511 | 0.41105 | 0.33315 | 0.82265 | 0.54359 |  | 0.52239 | 0.19916 | 0.51402 | 0.20171 | 0.33523
907 | 2004-02-07 | 19:00 | 0.29131 | 0.52899 | 0.72351 | 0.30661 | 0.32577 | 0.77565 | 0.6252 |  | 0.48344 | 0.21144 | 0.50324 | 0.18707 | 0.36512
908 | 2004-02-07 | 20:00 | 0.25803 | 0.49137 | 0.74501 | 0.20973 | 0.32226 | 0.73717 | 0.70181 |  | 0.48982 | 0.19394 | 0.47003 | 0.19107 | 0.39047
909 | 2004-02-07 | 21:00 | 0.26529 | 0.5015 | 0.79215 | 0.1846 | 0.33733 | 0.72045 | 0.74964 |  | 0.5109 | 0.20448 | 0.43571 | 0.20504 | 0.45478
910 | 2004-02-07 | 22:00 | 0.30577 | 0.55234 | 0.82747 | 0.21365 | 0.36357 | 0.71775 | 0.79396 |  | 0.54616 | 0.24786 | 0.39576 | 0.22888 | 0.51886
911 | 2004-02-07 | 23:00 | 0.33394 | 0.6102 | 0.833 | 0.25762 | 0.41873 | 0.73248 | 0.82866 |  | 0.5552 | 0.30906 | 0.36842 | 0.27092 | 0.55519
912 | 2004-02-08 | 00:00 | 0.31723 | 0.50595 | 0.81375 | 0.26675 | 0.46848 | 0.75216 | 0.84053 |  | 0.48463 | 0.41034 | 0.3326 | 0.33329 | 0.57214
913 | 2004-02-08 | 01:00 | 0.387 | 0.48809 | 0.82066 | 0.25998 | 0.53786 | 0.79988 | 0.84476 |  | 0.52062 | 0.48394 | 0.31549 | 0.41776 | 0.60571
914 | 2004-02-08 | 02:00 | 0.42748 | 0.36341 | 0.81149 | 0.29326 | 0.59619 | 0.83226 | 0.81966 |  | 0.55119 | 0.56608 | 0.32631 | 0.49884 | 0.62951
915 | 2004-02-08 | 03:00 | 0.33674 | 0.26809 | 0.7627 | 0.29204 | 0.65141 | 0.81141 | 0.78825 |  | 0.57814 | 0.62779 | 0.34751 | 0.56135 | 0.60899
916 | 2004-02-08 | 04:00 | 0.2448 | 0.26532 | 0.73907 | 0.23456 | 0.71752 | 0.76524 | 0.78644 |  | 0.60777 | 0.68017 | 0.35406 | 0.60255 | 0.58501
917 | 2004-02-08 | 05:00 | 0.24917 | 0.16669 | 0.73437 | 0.21786 | 0.77937 | 0.69389 | 0.76157 |  | 0.59719 | 0.72443 | 0.35934 | 0.6399 | 0.60781
918 | 2004-02-08 | 06:00 | 0.23732 | 0.20127 | 0.71665 | 0.28161 | 0.8139 | 0.65217 | 0.76119 |  | 0.57446 | 0.76157 | 0.36412 | 0.65272 | 0.60575
919 | 2004-02-08 | 07:00 | 0.19938 | 0.19122 | 0.68888 | 0.26434 | 0.84008 | 0.62317 | 0.7828 |  | 0.52679 | 0.7941 | 0.36415 | 0.65767 | 0.60556
920 | 2004-02-08 | 08:00 | 0.19852 | 0.21502 | 0.69937 | 0.24709 | 0.85905 | 0.57662 | 0.77318 |  | 0.4784 | 0.80893 | 0.35766 | 0.6346 | 0.52345
921 | 2004-02-08 | 09:00 | 0.20463 | 0.23219 | 0.711 | 0.27367 | 0.86082 | 0.52422 | 0.78835 |  | 0.42318 | 0.82266 | 0.35028 | 0.60799 | 0.43793
922 | 2004-02-08 | 10:00 | 0.20459 | 0.18286 | 0.65981 | 0.30286 | 0.85382 | 0.48451 | 0.79983 |  | 0.33849 | 0.8386 | 0.35063 | 0.5935 | 0.35585
923 | 2004-02-08 | 11:00 | 0.21465 | 0.12969 | 0.58728 | 0.30133 | 0.81808 | 0.46496 | 0.788 |  | 0.23637 | 0.85256 | 0.34824 | 0.58372 | 0.37122
924 | 2004-02-08 | 12:00 | 0.23336 | 0.090125 | 0.5734 | 0.32405 | 0.78231 | 0.5355 | 0.84437 |  | 0.20552 | 0.8574 | 0.34144 | 0.57922 | 0.4674
925 | 2004-02-08 | 13:00 | 0.31439 | 0.061273 | 0.57476 | 0.33661 | 0.77405 | 0.62674 | 0.88692 |  | 0.25864 | 0.85986 | 0.3446 | 0.57354 | 0.45179
926 | 2004-02-08 | 14:00 | 0.3775 | 0.10169 | 0.6296 | 0.39741 | 0.78184 | 0.68431 | 0.90685 |  | 0.27225 | 0.86102 | 0.35422 | 0.55975 | 0.50792
927 | 2004-02-08 | 15:00 | 0.38366 | 0.15544 | 0.63499 | 0.48451 | 0.78956 | 0.70358 | 0.91155 |  | 0.28318 | 0.85897 | 0.35592 | 0.56993 | 0.58401
928 | 2004-02-08 | 16:00 | 0.39257 | 0.21867 | 0.54578 | 0.58105 | 0.7899 | 0.69051 | 0.90757 |  | 0.19847 | 0.85184 | 0.36796 | 0.58344 | 0.59785
929 | 2004-02-08 | 17:00 | 0.46347 | 0.2128 | 0.42053 | 0.65974 | 0.78021 | 0.68049 | 0.88776 |  | 0.10752 | 0.85309 | 0.38266 | 0.55056 | 0.58589
930 | 2004-02-08 | 18:00 | 0.55473 | 0.15984 | 0.35655 | 0.75928 | 0.78047 | 0.67234 | 0.85356 |  | 0.074536 | 0.84436 | 0.39358 | 0.49828 | 0.59396
931 | 2004-02-08 | 19:00 | 0.60816 | 0.24755 | 0.29333 | 0.82515 | 0.78437 | 0.60858 | 0.82426 |  | 0.087604 | 0.82038 | 0.39234 | 0.48395 | 0.53025
932 | 2004-02-08 | 20:00 | 0.66758 | 0.20328 | 0.24156 | 0.85064 | 0.78408 | 0.58164 | 0.78432 |  | 0.094731 | 0.78934 | 0.38475 | 0.50015 | 0.46105
933 | 2004-02-08 | 21:00 | 0.72452 | 0.3693 | 0.23646 | 0.87962 | 0.78359 | 0.59677 | 0.75146 |  | 0.089461 | 0.75425 | 0.40327 | 0.50372 | 0.50443
934 | 2004-02-08 | 22:00 | 0.72347 | 0.58827 | 0.26203 | 0.90131 | 0.76793 | 0.6035 | 0.72394 |  | 0.12338 | 0.7084 | 0.42591 | 0.49881 | 0.51724
935 | 2004-02-08 | 23:00 | 0.69928 | 0.62676 | 0.30635 | 0.89492 | 0.75258 | 0.63283 | 0.72907 |  | 0.21911 | 0.64183 | 0.44401 | 0.47465 | 0.47782
936 | 2004-02-09 | 00:00 | 0.69917 | 0.58475 | 0.37316 | 0.90635 | 0.74185 | 0.66757 | 0.76525 |  | 0.28815 | 0.5655 | 0.45422 | 0.57101 | 0.38762
937 | 2004-02-09 | 01:00 | 0.72598 | 0.54097 | 0.3992 | 0.92221 | 0.70461 | 0.66507 | 0.77715 |  | 0.3446 | 0.55605 | 0.49427 | 0.71159 | 0.33814
938 | 2004-02-09 | 02:00 | 0.73697 | 0.49932 | 0.45829 | 0.92854 | 0.72767 | 0.67408 | 0.81298 |  | 0.38249 | 0.62153 | 0.56656 | 0.77031 | 0.3991
939 | 2004-02-09 | 03:00 | 0.78126 | 0.4585 | 0.4803 | 0.92692 | 0.75658 | 0.70365 | 0.81478 |  | 0.42245 | 0.65751 | 0.62104 | 0.80792 | 0.41014
940 | 2004-02-09 | 04:00 | 0.8295 | 0.50867 | 0.47313 | 0.92578 | 0.78843 | 0.70961 | 0.776 |  | 0.43475 | 0.65335 | 0.62391 | 0.80912 | 0.36321
941 | 2004-02-09 | 05:00 | 0.84613 | 0.61019 | 0.50829 | 0.92162 | 0.81093 | 0.70195 | 0.77301 |  | 0.4331 | 0.58122 | 0.56837 | 0.77487 | 0.36576
942 | 2004-02-09 | 06:00 | 0.87273 | 0.54021 | 0.53538 | 0.92422 | 0.80544 | 0.73196 | 0.76412 |  | 0.43905 | 0.47259 | 0.52748 | 0.71677 | 0.42811
943 | 2004-02-09 | 07:00 | 0.88948 | 0.52359 | 0.51686 | 0.92231 | 0.8222 | 0.75512 | 0.72125 |  | 0.43907 | 0.39517 | 0.48769 | 0.7648 | 0.515
944 | 2004-02-09 | 08:00 | 0.90219 | 0.40382 | 0.55495 | 0.92389 | 0.85046 | 0.77305 | 0.71805 |  | 0.42366 | 0.33229 | 0.47791 | 0.77202 | 0.59477
945 | 2004-02-09 | 09:00 | 0.90891 | 0.32764 | 0.59036 | 0.92347 | 0.85485 | 0.7585 | 0.6738 |  | 0.4226 | 0.27833 | 0.43216 | 0.74782 | 0.57848
946 | 2004-02-09 | 10:00 | 0.90291 | 0.33965 | 0.59846 | 0.91844 | 0.84859 | 0.75317 | 0.57773 |  | 0.42994 | 0.24295 | 0.42871 | 0.70556 | 0.5731
947 | 2004-02-09 | 11:00 | 0.89491 | 0.3482 | 0.61973 | 0.89763 | 0.79969 | 0.76403 | 0.55965 |  | 0.42462 | 0.21793 | 0.42901 | 0.65987 | 0.53035
948 | 2004-02-09 | 12:00 | 0.90407 | 0.33039 | 0.65207 | 0.861 | 0.73352 | 0.75765 | 0.53615 |  | 0.4217 | 0.17426 | 0.42861 | 0.61343 | 0.49256
949 | 2004-02-09 | 13:00 | 0.91355 | 0.26038 | 0.68473 | 0.8397 | 0.69201 | 0.75374 | 0.52728 |  | 0.4401 | 0.1648 | 0.43268 | 0.53334 | 0.47014
950 | 2004-02-09 | 14:00 | 0.91458 | 0.29722 | 0.69628 | 0.82425 | 0.68263 | 0.77777 | 0.55888 |  | 0.42301 | 0.1628 | 0.42352 | 0.48551 | 0.38318
951 | 2004-02-09 | 15:00 | 0.91082 | 0.33516 | 0.72964 | 0.82293 | 0.73009 | 0.79302 | 0.56923 |  | 0.39766 | 0.18224 | 0.40342 | 0.43212 | 0.36846
952 | 2004-02-09 | 16:00 | 0.90343 | 0.31139 | 0.75417 | 0.79858 | 0.7535 | 0.78896 | 0.54189 |  | 0.34259 | 0.17169 | 0.39083 | 0.37966 | 0.37206
953 | 2004-02-09 | 17:00 | 0.86708 | 0.25372 | 0.71874 | 0.75146 | 0.73017 | 0.78418 | 0.52698 |  | 0.27495 | 0.13735 | 0.37198 | 0.30401 | 0.33671
954 | 2004-02-09 | 18:00 | 0.80796 | 0.13207 | 0.62316 | 0.6753 | 0.70856 | 0.7661 | 0.51929 |  | 0.22299 | 0.10676 | 0.34419 | 0.29075 | 0.295
955 | 2004-02-09 | 19:00 | 0.77721 | 0.14819 | 0.55183 | 0.61447 | 0.70233 | 0.76231 | 0.51583 |  | 0.2052 | 0.091744 | 0.31817 | 0.31392 | 0.23526
956 | 2004-02-09 | 20:00 | 0.76605 | 0.10975 | 0.5929 | 0.59787 | 0.64686 | 0.77256 | 0.53734 |  | 0.21097 | 0.085842 | 0.30001 | 0.32482 | 0.21937
957 | 2004-02-09 | 21:00 | 0.75379 | 0.027997 | 0.66884 | 0.61227 | 0.57285 | 0.76668 | 0.58226 |  | 0.25211 | 0.079447 | 0.29969 | 0.32697 | 0.26739
958 | 2004-02-09 | 22:00 | 0.72202 | 0 | 0.73783 | 0.66119 | 0.53602 | 0.76617 | 0.62275 |  | 0.30936 | 0.070441 | 0.29164 | 0.32206 | 0.30367
959 | 2004-02-09 | 23:00 | 0.68264 | 0.057158 | 0.72703 | 0.66417 | 0.53587 | 0.76389 | 0.66226 |  | 0.37347 | 0.068699 | 0.27887 | 0.29993 | 0.32319
960 | 2004-02-10 | 00:00 | 0.74337 | 0.19685 | 0.66677 | 0.65829 | 0.56562 | 0.73507 | 0.67925 |  | 0.33213 | 0.074978 | 0.27478 | 0.2714 | 0.37607
961 | 2004-02-10 | 01:00 | 0.77565 | 0.36563 | 0.61435 | 0.67822 | 0.62693 | 0.70786 | 0.65965 |  | 0.3492 | 0.12903 | 0.27365 | 0.22403 | 0.43618
962 | 2004-02-10 | 02:00 | 0.77779 | 0.25925 | 0.58756 | 0.76465 | 0.64859 | 0.69182 | 0.65835 |  | 0.35979 | 0.18014 | 0.26077 | 0.21502 | 0.46886
963 | 2004-02-10 | 03:00 | 0.78172 | 0.22302 | 0.59638 | 0.81627 | 0.63452 | 0.71779 | 0.69582 |  | 0.41563 | 0.20217 | 0.28514 | 0.23213 | 0.48704
964 | 2004-02-10 | 04:00 | 0.80045 | 0.12836 | 0.57427 | 0.8257 | 0.62853 | 0.72042 | 0.73424 |  | 0.4055 | 0.22857 | 0.32426 | 0.24172 | 0.51033
965 | 2004-02-10 | 05:00 | 0.78294 | 0.13229 | 0.51867 | 0.82818 | 0.57173 | 0.69758 | 0.74763 |  | 0.39019 | 0.21676 | 0.35617 | 0.24298 | 0.4983
966 | 2004-02-10 | 06:00 | 0.75869 | 0.20166 | 0.48873 | 0.80051 | 0.5196 | 0.66767 | 0.73955 |  | 0.38388 | 0.19905 | 0.39121 | 0.24065 | 0.51691
967 | 2004-02-10 | 07:00 | 0.73586 | 0.3652 | 0.46752 | 0.73635 | 0.5058 | 0.64769 | 0.68775 |  | 0.38595 | 0.18448 | 0.41376 | 0.2387 | 0.54925
968 | 2004-02-10 | 08:00 | 0.68217 | 0.32173 | 0.45229 | 0.67051 | 0.46877 | 0.66078 | 0.58493 |  | 0.3587 | 0.17192 | 0.43187 | 0.22477 | 0.587
969 | 2004-02-10 | 09:00 | 0.60158 | 0.17933 | 0.41672 | 0.59308 | 0.46197 | 0.66244 | 0.46396 |  | 0.31043 | 0.17961 | 0.44921 | 0.23154 | 0.5973
970 | 2004-02-10 | 10:00 | 0.51302 | 0.093948 | 0.36904 | 0.52228 | 0.46299 | 0.63671 | 0.38429 |  | 0.32466 | 0.17957 | 0.45491 | 0.24994 | 0.61029
971 | 2004-02-10 | 11:00 | 0.45588 | 0.079964 | 0.32509 | 0.45204 | 0.43442 | 0.61731 | 0.34767 |  | 0.27627 | 0.16198 | 0.46652 | 0.2613 | 0.62153
972 | 2004-02-10 | 12:00 | 0.43254 | 0.073395 | 0.27125 | 0.42361 | 0.40539 | 0.67418 | 0.34071 |  | 0.18263 | 0.14212 | 0.4795 | 0.27248 | 0.62858
973 | 2004-02-10 | 13:00 | 0.44993 | 0.10538 | 0.32189 | 0.44388 | 0.38548 | 0.68714 | 0.37983 |  | 0.1659 | 0.14436 | 0.49755 | 0.28691 | 0.64946
974 | 2004-02-10 | 14:00 | 0.55099 | 0.09999 | 0.31723 | 0.4478 | 0.38932 | 0.70395 | 0.41711 |  | 0.15437 | 0.13275 | 0.50311 | 0.29389 | 0.63819
975 | 2004-02-10 | 15:00 | 0.64257 | 0.097108 | 0.27161 | 0.48896 | 0.41253 | 0.68154 | 0.39383 |  | 0.15252 | 0.10909 | 0.5075 | 0.29901 | 0.60976
976 | 2004-02-10 | 16:00 | 0.67932 | 0.16742 | 0.28288 | 0.49506 | 0.46091 | 0.66772 | 0.38257 |  | 0.15396 | 0.11164 | 0.51435 | 0.32019 | 0.55465
977 | 2004-02-10 | 17:00 | 0.69034 | 0.1272 | 0.32268 | 0.51224 | 0.49801 | 0.65785 | 0.34254 |  | 0.15747 | 0.10257 | 0.52112 | 0.34169 | 0.56575
978 | 2004-02-10 | 18:00 | 0.70265 | 0.13899 | 0.35975 | 0.57813 | 0.52403 | 0.63663 | 0.29146 |  | 0.17222 | 0.12688 | 0.52036 | 0.34384 | 0.53478
979 | 2004-02-10 | 19:00 | 0.72576 | 0.21922 | 0.38562 | 0.5947 | 0.54924 | 0.59082 | 0.25496 |  | 0.19615 | 0.20868 | 0.50861 | 0.3873 | 0.45224
980 | 2004-02-10 | 20:00 | 0.74572 | 0.31073 | 0.42193 | 0.57327 | 0.56662 | 0.62449 | 0.24864 |  | 0.24785 | 0.27467 | 0.48733 | 0.3952 | 0.42775
981 | 2004-02-10 | 21:00 | 0.74701 | 0.41417 | 0.44542 | 0.53017 | 0.5827 | 0.64609 | 0.25926 |  | 0.29779 | 0.29128 | 0.47843 | 0.38202 | 0.50463
982 | 2004-02-10 | 22:00 | 0.6902 | 0.4514 | 0.46059 | 0.43301 | 0.60819 | 0.64439 | 0.23558 |  | 0.33637 | 0.27695 | 0.48478 | 0.36826 | 0.56439
983 | 2004-02-10 | 23:00 | 0.59216 | 0.41968 | 0.51627 | 0.3008 | 0.64678 | 0.64337 | 0.23041 |  | 0.35691 | 0.25888 | 0.48367 | 0.35654 | 0.59041
984 | 2004-02-11 | 00:00 | 0.41503 | 0.36547 | 0.65158 | 0.23393 | 0.7035 | 0.70302 | 0.29663 |  | 0.38978 | 0.28343 | 0.48322 | 0.34735 | 0.61896
985 | 2004-02-11 | 01:00 | 0.35979 | 0.37192 | 0.66513 | 0.2342 | 0.73705 | 0.70498 | 0.33088 |  | 0.3747 | 0.36343 | 0.48474 | 0.34743 | 0.62816
986 | 2004-02-11 | 02:00 | 0.45001 | 0.45897 | 0.64642 | 0.23804 | 0.78443 | 0.71578 | 0.33693 |  | 0.45395 | 0.44312 | 0.48136 | 0.38065 | 0.59631
987 | 2004-02-11 | 03:00 | 0.53567 | 0.54261 | 0.59977 | 0.26787 | 0.77891 | 0.71055 | 0.33186 |  | 0.55894 | 0.50199 | 0.48324 | 0.42309 | 0.48143
988 | 2004-02-11 | 04:00 | 0.49397 | 0.6495 | 0.59429 | 0.27703 | 0.78153 | 0.70966 | 0.2965 |  | 0.5616 | 0.57084 | 0.47885 | 0.43848 | 0.39828
989 | 2004-02-11 | 05:00 | 0.38535 | 0.77428 | 0.60331 | 0.26295 | 0.78594 | 0.71849 | 0.26608 |  | 0.50632 | 0.60574 | 0.47552 | 0.43063 | 0.37333
990 | 2004-02-11 | 06:00 | 0.29555 | 0.80398 | 0.60322 | 0.25355 | 0.77665 | 0.72677 | 0.2831 |  | 0.4452 | 0.62429 | 0.4749 | 0.41552 | 0.38952
991 | 2004-02-11 | 07:00 | 0.23647 | 0.72169 | 0.60674 | 0.2833 | 0.78398 | 0.72561 | 0.31374 |  | 0.41647 | 0.61054 | 0.46716 | 0.41589 | 0.37708
992 | 2004-02-11 | 08:00 | 0.1982 | 0.77313 | 0.57833 | 0.32796 | 0.77839 | 0.72214 | 0.34921 |  | 0.36163 | 0.56791 | 0.46091 | 0.4592 | 0.34094
993 | 2004-02-11 | 09:00 | 0.20011 | 0.8116 | 0.56764 | 0.39059 | 0.74826 | 0.71158 | 0.339 |  | 0.30613 | 0.50854 | 0.46337 | 0.52821 | 0.31302
994 | 2004-02-11 | 10:00 | 0.21235 | 0.88604 | 0.53084 | 0.45978 | 0.72076 | 0.68635 | 0.3727 |  | 0.27094 | 0.43385 | 0.47532 | 0.55089 | 0.29204
995 | 2004-02-11 | 11:00 | 0.23974 | 0.92807 | 0.43859 | 0.46561 | 0.67765 | 0.65244 | 0.41749 |  | 0.23123 | 0.39293 | 0.46182 | 0.53364 | 0.28515
996 | 2004-02-11 | 12:00 | 0.31478 | 0.91016 | 0.30855 | 0.45162 | 0.62665 | 0.5942 | 0.47233 |  | 0.2013 | 0.36403 | 0.43127 | 0.51041 | 0.26762
997 | 2004-02-11 | 13:00 | 0.34451 | 0.87895 | 0.35419 | 0.4727 | 0.59689 | 0.61661 | 0.58223 |  | 0.19061 | 0.29912 | 0.39367 | 0.49942 | 0.2588
998 | 2004-02-11 | 14:00 | 0.36666 | 0.88267 | 0.41705 | 0.50496 | 0.64037 | 0.6385 | 0.65849 |  | 0.14551 | 0.30457 | 0.37511 | 0.49127 | 0.24835
999 | 2004-02-11 | 15:00 | 0.33938 | 0.87776 | 0.37002 | 0.52595 | 0.68687 | 0.57942 | 0.68742 |  | 0.092905 | 0.33123 | 0.36334 | 0.48583 | 0.22788
1000 | 2004-02-11 | 16:00 | 0.3079 | 0.91572 | 0.35942 | 0.44637 | 0.69818 | 0.53668 | 0.71565 |  | 0.066697 | 0.29041 | 0.34923 | 0.46539 | 0.17258
1001 | 2004-02-11 | 17:00 | 0.28832 | 0.82138 | 0.37127 | 0.27691 | 0.70327 | 0.5337 | 0.72184 |  | 0.06231 | 0.29819 | 0.32468 | 0.43354 | 0.1478
1002 | 2004-02-11 | 18:00 | 0.24518 | 0.7575 | 0.31373 | 0.1808 | 0.72726 | 0.50788 | 0.72919 |  | 0.060082 | 0.32169 | 0.30075 | 0.46881 | 0.13803
1003 | 2004-02-11 | 19:00 | 0.19666 | 0.63888 | 0.29066 | 0.12537 | 0.74719 | 0.47977 | 0.74981 |  | 0.052435 | 0.34276 | 0.27875 | 0.48923 | 0.12193
1004 | 2004-02-11 | 20:00 | 0.20295 | 0.56868 | 0.29267 | 0.098375 | 0.75058 | 0.45535 | 0.75091 |  | 0.041653 | 0.37223 | 0.26559 | 0.47729 | 0.11276
1005 | 2004-02-11 | 21:00 | 0.23072 | 0.445 | 0.28287 | 0.10391 | 0.73589 | 0.42446 | 0.77111 |  | 0.037269 | 0.40517 | 0.26215 | 0.45781 | 0.12505
1006 | 2004-02-11 | 22:00 | 0.24004 | 0.37923 | 0.25777 | 0.14676 | 0.73071 | 0.38168 | 0.78695 |  | 0.037632 | 0.42083 | 0.26027 | 0.44036 | 0.14649
1007 | 2004-02-11 | 23:00 | 0.26934 | 0.76284 | 0.20178 | 0.19123 | 0.74256 | 0.3291 | 0.77809 |  | 0.046075 | 0.43451 | 0.25385 | 0.41184 | 0.16139
1008 | 2004-02-12 | 00:00 | 0.31235 | 0.88719 | 0.18349 | 0.23367 | 0.75312 | 0.27246 | 0.78144 |  | 0.03839 | 0.46359 | 0.24101 | 0.3854 | 0.19096
1009 | 2004-02-12 | 01:00 | 0.39563 | 0.90422 | 0.15634 | 0.27028 | 0.75598 | 0.2652 | 0.7166 |  | 0.045426 | 0.53021 | 0.2448 | 0.40921 | 0.14273
1010 | 2004-02-12 | 02:00 | 0.35286 | 0.91508 | 0.16585 | 0.30736 | 0.74853 | 0.27785 | 0.64794 |  | 0.098151 | 0.54928 | 0.30521 | 0.45429 | 0.075755
1011 | 2004-02-12 | 03:00 | 0.33362 | 0.92636 | 0.17435 | 0.31254 | 0.74005 | 0.28179 | 0.58758 |  | 0.15107 | 0.52237 | 0.30384 | 0.48745 | 0.19408
1012 | 2004-02-12 | 04:00 | 0.37545 | 0.94901 | 0.16395 | 0.36981 | 0.71074 | 0.34861 | 0.53299 |  | 0.18352 | 0.50776 | 0.27117 | 0.49501 | 0.32619
1013 | 2004-02-12 | 05:00 | 0.39135 | 0.92821 | 0.17237 | 0.39681 | 0.65893 | 0.3966 | 0.45728 |  | 0.13029 | 0.47896 | 0.23167 | 0.43727 | 0.26166
1014 | 2004-02-12 | 06:00 | 0.36606 | 0.61397 | 0.19521 | 0.40181 | 0.568 | 0.41281 | 0.38387 |  | 0.086826 | 0.42779 | 0.19639 | 0.38023 | 0.24203
1015 | 2004-02-12 | 07:00 | 0.33303 | 0.66559 | 0.22699 | 0.36905 | 0.51477 | 0.41948 | 0.33617 |  | 0.062357 | 0.43105 | 0.17153 | 0.3595 | 0.15708
1016 | 2004-02-12 | 08:00 | 0.28476 | 0.6151 | 0.2642 | 0.37816 | 0.48682 | 0.42533 | 0.30465 |  | 0.09573 | 0.46181 | 0.16754 | 0.37913 | 0.13756
1017 | 2004-02-12 | 09:00 | 0.23581 | 0.57305 | 0.26366 | 0.36725 | 0.44161 | 0.45316 | 0.26376 |  | 0.16381 | 0.53709 | 0.20095 | 0.39181 | 0.15046
1018 | 2004-02-12 | 10:00 | 0.20291 | 0.56764 | 0.22312 | 0.35282 | 0.41225 | 0.47829 | 0.21555 |  | 0.13304 | 0.5204 | 0.23951 | 0.3783 | 0.24932
1019 | 2004-02-12 | 11:00 | 0.19105 | 0.51338 | 0.23436 | 0.35813 | 0.36242 | 0.51281 | 0.21247 |  | 0.11478 | 0.45282 | 0.26321 | 0.36101 | 0.36179
1020 | 2004-02-12 | 12:00 | 0.1919 | 0.5011 | 0.29782 | 0.331 | 0.30048 | 0.45766 | 0.24639 |  | 0.14961 | 0.34857 | 0.28928 | 0.35681 | 0.40569
1021 | 2004-02-12 | 13:00 | 0.24215 | 0.4736 | 0.30654 | 0.27969 | 0.25627 | 0.48436 | 0.29371 |  | 0.23777 | 0.32249 | 0.31983 | 0.36431 | 0.39142
1022 | 2004-02-12 | 14:00 | 0.26954 | 0.44212 | 0.22317 | 0.32015 | 0.25393 | 0.45122 | 0.33148 |  | 0.29723 | 0.28334 | 0.35172 | 0.35622 | 0.36369
1023 | 2004-02-12 | 15:00 | 0.2527 | 0.40813 | 0.2037 | 0.33994 | 0.28888 | 0.42052 | 0.32915 |  | 0.28573 | 0.24457 | 0.36841 | 0.33881 | 0.3297
1024 | 2004-02-12 | 16:00 | 0.25775 | 0.45852 | 0.21855 | 0.29646 | 0.35089 | 0.45242 | 0.35065 |  | 0.24184 | 0.22737 | 0.37629 | 0.31973 | 0.30049
1025 | 2004-02-12 | 17:00 | 0.2349 | 0.56495 | 0.20976 | 0.22485 | 0.37091 | 0.41982 | 0.37464 |  | 0.20426 | 0.21672 | 0.38772 | 0.28491 | 0.26774
1026 | 2004-02-12 | 18:00 | 0.21036 | 0.64913 | 0.2044 | 0.15855 | 0.39446 | 0.38331 | 0.38148 |  | 0.23459 | 0.18392 | 0.38156 | 0.24854 | 0.27316
1027 | 2004-02-12 | 19:00 | 0.21234 | 0.4652 | 0.22946 | 0.13558 | 0.42623 | 0.3909 | 0.38177 |  | 0.25074 | 0.14821 | 0.36113 | 0.19783 | 0.26313
1028 | 2004-02-12 | 20:00 | 0.22016 | 0.24672 | 0.26292 | 0.15603 | 0.44323 | 0.41979 | 0.34943 |  | 0.2436 | 0.12096 | 0.33505 | 0.16417 | 0.25664
1029 | 2004-02-12 | 21:00 | 0.25901 | 0.34175 | 0.30205 | 0.19399 | 0.43694 | 0.45484 | 0.30767 |  | 0.25886 | 0.093275 | 0.3004 | 0.14159 | 0.27984
1030 | 2004-02-12 | 22:00 | 0.31097 | 0.45058 | 0.36635 | 0.24247 | 0.45121 | 0.48631 | 0.31932 |  | 0.29692 | 0.073882 | 0.27225 | 0.1333 | 0.3157
1031 | 2004-02-12 | 23:00 | 0.33438 | 0.59791 | 0.45787 | 0.30765 | 0.48268 | 0.52359 | 0.35094 |  | 0.33002 | 0.0646 | 0.26434 | 0.13364 | 0.35114
1032 | 2004-02-13 | 00:00 | 0.30839 | 0.44187 | 0.53169 | 0.35674 | 0.52604 | 0.52147 | 0.30587 |  | 0.32128 | 0.064991 | 0.26157 | 0.13639 | 0.3717
1033 | 2004-02-13 | 01:00 | 0.36795 | 0.34375 | 0.55068 | 0.38265 | 0.66583 | 0.57568 | 0.35552 |  | 0.3368 | 0.10186 | 0.26568 | 0.14272 | 0.38933
1034 | 2004-02-13 | 02:00 | 0.44338 | 0.29631 | 0.55985 | 0.41939 | 0.72012 | 0.6287 | 0.44301 |  | 0.36236 | 0.11373 | 0.285 | 0.14689 | 0.38087
1035 | 2004-02-13 | 03:00 | 0.45631 | 0.28958 | 0.54055 | 0.45258 | 0.72454 | 0.65485 | 0.48668 |  | 0.33494 | 0.12042 | 0.30878 | 0.15669 | 0.37818
1036 | 2004-02-13 | 04:00 | 0.4651 | 0.20679 | 0.52862 | 0.45515 | 0.75398 | 0.68211 | 0.51265 |  | 0.33839 | 0.14677 | 0.32797 | 0.17589 | 0.35512
1037 | 2004-02-13 | 05:00 | 0.45404 | 0.16026 | 0.50974 | 0.47312 | 0.7789 | 0.69749 | 0.53321 |  | 0.35364 | 0.20582 | 0.3412 | 0.19734 | 0.3174
1038 | 2004-02-13 | 06:00 | 0.44031 | 0.36125 | 0.54876 | 0.49888 | 0.79828 | 0.77377 | 0.56584 |  | 0.35334 | 0.29437 | 0.35032 | 0.21974 | 0.29151
1039 | 2004-02-13 | 07:00 | 0.4501 | 0.21013 | 0.57478 | 0.50026 | 0.80258 | 0.82319 | 0.63116 |  | 0.36406 | 0.35724 | 0.35143 | 0.22942 | 0.25678
1040 | 2004-02-13 | 08:00 | 0.48776 | 0.1203 | 0.60349 | 0.50654 | 0.80149 | 0.85782 | 0.67906 |  | 0.37844 | 0.41399 | 0.35758 | 0.24675 | 0.2273
1041 | 2004-02-13 | 09:00 | 0.51957 | 0.163 | 0.59173 | 0.53018 | 0.8 | 0.89036 | 0.71503 |  | 0.37563 | 0.42752 | 0.35044 | 0.25365 | 0.21045
1042 | 2004-02-13 | 10:00 | 0.49855 | 0.18346 | 0.53874 | 0.54286 | 0.77485 | 0.89176 | 0.73228 |  | 0.35619 | 0.41129 | 0.35193 | 0.24681 | 0.21673
1043 | 2004-02-13 | 11:00 | 0.48362 | 0.13957 | 0.48812 | 0.54186 | 0.73569 | 0.88075 | 0.73217 |  | 0.30786 | 0.43271 | 0.34848 | 0.23607 | 0.21306
1044 | 2004-02-13 | 12:00 | 0.51465 | 0.10425 | 0.4135 | 0.53877 | 0.70729 | 0.87323 | 0.74979 |  | 0.28075 | 0.43409 | 0.3399 | 0.22613 | 0.21295
1045 | 2004-02-13 | 13:00 | 0.52854 | 0.15012 | 0.43143 | 0.50827 | 0.72108 | 0.89126 | 0.75313 |  | 0.28687 | 0.38892 | 0.3294 | 0.21025 | 0.22011
1046 | 2004-02-13 | 14:00 | 0.55933 | 0.16416 | 0.46436 | 0.53631 | 0.72459 | 0.92248 | 0.75011 |  | 0.26186 | 0.40596 | 0.32151 | 0.19767 | 0.21275
1047 | 2004-02-13 | 15:00 | 0.59275 | 0.19933 | 0.50161 | 0.62412 | 0.71562 | 0.93779 | 0.76818 |  | 0.2511 | 0.4458 | 0.3126 | 0.18541 | 0.19354
1048 | 2004-02-13 | 16:00 | 0.62008 | 0.20779 | 0.51934 | 0.68454 | 0.70953 | 0.9364 | 0.75515 |  | 0.22906 | 0.37695 | 0.30072 | 0.16907 | 0.18636
1049 | 2004-02-13 | 17:00 | 0.67148 | 0.2923 | 0.52333 | 0.68596 | 0.67944 | 0.92445 | 0.71913 |  | 0.20052 | 0.30404 | 0.29067 | 0.1413 | 0.18647
1050 | 2004-02-13 | 18:00 | 0.68607 | 0.21421 | 0.51958 | 0.71823 | 0.62903 | 0.91551 | 0.71463 |  | 0.20105 | 0.2864 | 0.27393 | 0.10698 | 0.1672
1051 | 2004-02-13 | 19:00 | 0.69292 | 0.13767 | 0.51183 | 0.70505 | 0.57705 | 0.9099 | 0.69325 |  | 0.18644 | 0.26946 | 0.23942 | 0.094126 | 0.1382
1052 | 2004-02-13 | 20:00 | 0.71371 | 0.11307 | 0.54855 | 0.68897 | 0.51107 | 0.91529 | 0.6553 |  | 0.199 | 0.23206 | 0.19627 | 0.1016 | 0.11591
1053 | 2004-02-13 | 21:00 | 0.73778 | 0.1418 | 0.62457 | 0.69976 | 0.44889 | 0.9121 | 0.6457 |  | 0.22316 | 0.2125 | 0.1712 | 0.10253 | 0.11795
1054 | 2004-02-13 | 22:00 | 0.74318 | 0.073212 | 0.66217 | 0.7232 | 0.41442 | 0.90407 | 0.66981 |  | 0.23362 | 0.21119 | 0.15364 | 0.0999 | 0.11426
1055 | 2004-02-13 | 23:00 | 0.75087 | 0.09092 | 0.6674 | 0.74183 | 0.43004 | 0.89711 | 0.67782 |  | 0.2634 | 0.19605 | 0.14557 | 0.096605 | 0.10657
1056 | 2004-02-14 | 00:00 | 0.77208 | 0.073457 | 0.6096 | 0.76875 | 0.48217 | 0.90084 | 0.66943 |  | 0.23126 | 0.20777 | 0.14201 | 0.093665 | 0.092754
1057 | 2004-02-14 | 01:00 | 0.78854 | 0.042779 | 0.64623 | 0.82308 | 0.5188 | 0.91348 | 0.69211 |  | 0.24897 | 0.28759 | 0.12729 | 0.09655 | 0.084516
1058 | 2004-02-14 | 02:00 | 0.7978 | 0.053095 | 0.73257 | 0.86049 | 0.52628 | 0.9214 | 0.76383 |  | 0.32153 | 0.36413 | 0.12472 | 0.10551 | 0.067347
1059 | 2004-02-14 | 03:00 | 0.80164 | 0.066441 | 0.76478 | 0.86594 | 0.50307 | 0.9217 | 0.80831 |  | 0.3495 | 0.36716 | 0.13487 | 0.108 | 0.057159
1060 | 2004-02-14 | 04:00 | 0.80991 | 0.11869 | 0.74601 | 0.8677 | 0.48433 | 0.91119 | 0.8145 |  | 0.33336 | 0.36777 | 0.15266 | 0.11808 | 0.072203
1061 | 2004-02-14 | 05:00 | 0.78706 | 0.060276 | 0.71163 | 0.85791 | 0.43631 | 0.90771 | 0.78905 |  | 0.3243 | 0.34665 | 0.17226 | 0.11564 | 0.10734
1062 | 2004-02-14 | 06:00 | 0.75925 | 0 | 0.66746 | 0.81631 | 0.38222 | 0.90135 | 0.75158 |  | 0.30654 | 0.31856 | 0.18172 | 0.11345 | 0.11783
1063 | 2004-02-14 | 07:00 | 0.73513 | 0 | 0.62538 | 0.76844 | 0.35167 | 0.89187 | 0.70427 |  | 0.27816 | 0.30072 | 0.18942 | 0.12372 | 0.10529
1064 | 2004-02-14 | 08:00 | 0.71884 | 0 | 0.6209 | 0.71587 | 0.35564 | 0.87831 | 0.64916 |  | 0.27142 | 0.26315 | 0.19837 | 0.1551 | 0.087247
1065 | 2004-02-14 | 09:00 | 0.68247 | 0.034191 | 0.59069 | 0.65745 | 0.36745 | 0.86012 | 0.61832 |  | 0.25721 | 0.22845 | 0.2054 | 0.21258 | 0.082896
1066 | 2004-02-14 | 10:00 | 0.58504 | 0.053334 | 0.53422 | 0.58794 | 0.35838 | 0.84531 | 0.62053 |  | 0.21909 | 0.20065 | 0.21133 | 0.27883 | 0.080639
1067 | 2004-02-14 | 11:00 | 0.45701 | 0.041505 | 0.47544 | 0.45884 | 0.31059 | 0.83837 | 0.63108 |  | 0.18345 | 0.18459 | 0.22571 | 0.33341 | 0.069041
1068 | 2004-02-14 | 12:00 | 0.32725 | 0.032458 | 0.50976 | 0.35199 | 0.27016 | 0.81768 | 0.62743 |  | 0.21084 | 0.17307 | 0.25042 | 0.36359 | 0.051949
1069 | 2004-02-14 | 13:00 | 0.34131 | 0.046895 | 0.62505 | 0.34437 | 0.24834 | 0.85936 | 0.68304 |  | 0.24436 | 0.19011 | 0.28189 | 0.37547 | 0.04578
1070 | 2004-02-14 | 14:00 | 0.30627 | 0.062685 | 0.59393 | 0.32104 | 0.27701 | 0.89167 | 0.7409 |  | 0.23677 | 0.21984 | 0.30877 | 0.37642 | 0.055188
1071 | 2004-02-14 | 15:00 | 0.21002 | 0.078895 | 0.5405 | 0.25527 | 0.26784 | 0.89651 | 0.73693 |  | 0.17243 | 0.27082 | 0.31703 | 0.37158 | 0.1007
1072 | 2004-02-14 | 16:00 | 0.15795 | 0.037313 | 0.45703 | 0.15757 | 0.24656 | 0.87764 | 0.7326 |  | 0.12222 | 0.22293 | 0.31904 | 0.36295 | 0.089879
1073 | 2004-02-14 | 17:00 | 0.12412 | 0.041808 | 0.35868 | 0.12969 | 0.22335 | 0.81694 | 0.70433 |  | 0.09926 | 0.15926 | 0.32748 | 0.28125 | 0.083355
1074 | 2004-02-14 | 18:00 | 0.11109 | 0.080647 | 0.2997 | 0.13031 | 0.18311 | 0.73223 | 0.68156 |  | 0.076176 | 0.18457 | 0.33194 | 0.26475 | 0.05469
1075 | 2004-02-14 | 19:00 | 0.10533 | 0.18064 | 0.23688 | 0.11317 | 0.1564 | 0.64771 | 0.64937 |  | 0.069091 | 0.22335 | 0.3202 | 0.25034 | 0.023152
1076 | 2004-02-14 | 20:00 | 0.11317 | 0.17193 | 0.2444 | 0.093773 | 0.14627 | 0.58618 | 0.61822 |  | 0.058789 | 0.21876 | 0.28764 | 0.23297 | 0.025774
1077 | 2004-02-14 | 21:00 | 0.11521 | 0.21856 | 0.2845 | 0.095464 | 0.15123 | 0.57103 | 0.62109 |  | 0.055903 | 0.20328 | 0.25139 | 0.21386 | 0.023722
1078 | 2004-02-14 | 22:00 | 0.13122 | 0.20353 | 0.29518 | 0.12129 | 0.16357 | 0.54605 | 0.61385 |  | 0.075412 | 0.21841 | 0.22324 | 0.19559 | 0.023872
1079 | 2004-02-14 | 23:00 | 0.18786 | 0.17376 | 0.26928 | 0.16902 | 0.16254 | 0.4967 | 0.5752 |  | 0.17775 | 0.20419 | 0.20194 | 0.16619 | 0.037707
1080 | 2004-02-15 | 00:00 | 0.25035 | 0.21416 | 0.28802 | 0.23792 | 0.15399 | 0.44704 | 0.58435 |  | 0.12696 | 0.18882 | 0.18657 | 0.11328 | 0.079252
1081 | 2004-02-15 | 01:00 | 0.24219 | 0.22639 | 0.2989 | 0.2903 | 0.16721 | 0.42965 | 0.58114 |  | 0.16982 | 0.19121 | 0.13209 | 0.13001 | 0.14566
1082 | 2004-02-15 | 02:00 | 0.23935 | 0.25674 | 0.30496 | 0.34859 | 0.20582 | 0.40379 | 0.53731 |  | 0.18799 | 0.19004 | 0.1722 | 0.14091 | 0.31144
1083 | 2004-02-15 | 03:00 | 0.24049 | 0.28281 | 0.2351 | 0.43511 | 0.21139 | 0.34127 | 0.4888 |  | 0.19498 | 0.18541 | 0.24669 | 0.17928 | 0.49607
1084 | 2004-02-15 | 04:00 | 0.27944 | 0.16778 | 0.20937 | 0.37024 | 0.21085 | 0.32948 | 0.47507 |  | 0.17302 | 0.18914 | 0.32014 | 0.20411 | 0.56502
1085 | 2004-02-15 | 05:00 | 0.36431 | 0.18385 | 0.221 | 0.32607 | 0.23884 | 0.37418 | 0.45743 |  | 0.15005 | 0.19867 | 0.33115 | 0.22526 | 0.51976
1086 | 2004-02-15 | 06:00 | 0.41134 | 0.23598 | 0.19971 | 0.39253 | 0.26043 | 0.44877 | 0.4315 |  | 0.21005 | 0.20526 | 0.38363 | 0.23826 | 0.5251
1087 | 2004-02-15 | 07:00 | 0.37107 | 0.19841 | 0.19743 | 0.42195 | 0.24119 | 0.45896 | 0.38433 |  | 0.22104 | 0.21537 | 0.42609 | 0.21196 | 0.50599
1088 | 2004-02-15 | 08:00 | 0.31182 | 0.20179 | 0.20266 | 0.38017 | 0.2427 | 0.39741 | 0.29723 |  | 0.2821 | 0.21357 | 0.43092 | 0.15434 | 0.51433
1089 | 2004-02-15 | 09:00 | 0.27308 | 0.21341 | 0.22267 | 0.31526 | 0.25617 | 0.28786 | 0.20655 |  | 0.29218 | 0.22036 | 0.44406 | 0.12521 | 0.53202
1090 | 2004-02-15 | 10:00 | 0.25458 | 0.21918 | 0.22571 | 0.24358 | 0.25571 | 0.21764 | 0.1898 |  | 0.36198 | 0.2365 | 0.47008 | 0.12729 | 0.52727
1091 | 2004-02-15 | 11:00 | 0.23179 | 0.322 | 0.18042 | 0.21019 | 0.25792 | 0.18264 | 0.20267 |  | 0.41578 | 0.23888 | 0.47996 | 0.15518 | 0.51934
1092 | 2004-02-15 | 12:00 | 0.22234 | 0.4424 | 0.11025 | 0.19401 | 0.25449 | 0.12054 | 0.27748 |  | 0.3814 | 0.2415 | 0.48312 | 0.22129 | 0.49886
1093 | 2004-02-15 | 13:00 | 0.23044 | 0.47013 | 0.13568 | 0.23666 | 0.25005 | 0.11426 | 0.36048 |  | 0.37397 | 0.22024 | 0.49673 | 0.30982 | 0.46914
1094 | 2004-02-15 | 14:00 | 0.21151 | 0.35884 | 0.18014 | 0.25989 | 0.26362 | 0.13864 | 0.44601 |  | 0.39556 | 0.21402 | 0.5151 | 0.37763 | 0.48767
1095 | 2004-02-15 | 15:00 | 0.19756 | 0.28006 | 0.16881 | 0.18261 | 0.29651 | 0.18475 | 0.44413 |  | 0.45036 | 0.2041 | 0.5623 | 0.40411 | 0.47745
1096 | 2004-02-15 | 16:00 | 0.24937 | 0.2955 | 0.16533 | 0.13369 | 0.34069 | 0.21136 | 0.44921 |  | 0.4308 | 0.16573 | 0.58501 | 0.41039 | 0.48482
1097 | 2004-02-15 | 17:00 | 0.30723 | 0.30358 | 0.16487 | 0.13256 | 0.34551 | 0.19515 | 0.42014 |  | 0.48216 | 0.16203 | 0.58874 | 0.3739 | 0.42186
1098 | 2004-02-15 | 18:00 | 0.24254 | 0.29702 | 0.13733 | 0.14801 | 0.34187 | 0.15107 | 0.3594 |  | 0.58617 | 0.16098 | 0.58144 | 0.28292 | 0.27437
1099 | 2004-02-15 | 19:00 | 0.14351 | 0.27308 | 0.10464 | 0.11328 | 0.33715 | 0.10715 | 0.31807 |  | 0.6152 | 0.14607 | 0.54979 | 0.26447 | 0.1233
1100 | 2004-02-15 | 20:00 | 0.11217 | 0.42472 | 0.10308 | 0.067445 | 0.32839 | 0.10205 | 0.26147 |  | 0.64592 | 0.14521 | 0.51433 | 0.27416 | 0.034201
1101 | 2004-02-15 | 21:00 | 0.11055 | 0.37961 | 0.12818 | 0.049873 | 0.31624 | 0.10021 | 0.23871 |  | 0.6457 | 0.16382 | 0.45374 | 0.29111 | 0.02528
1102 | 2004-02-15 | 22:00 | 0.11037 | 0.47521 | 0.1833 | 0.045699 | 0.32867 | 0.11166 | 0.28469 |  | 0.66326 | 0.20115 | 0.4106 | 0.29329 | 0.032995
1103 | 2004-02-15 | 23:00 | 0.12438 | 0.52668 | 0.24263 | 0.042322 | 0.37738 | 0.13916 | 0.35642 |  | 0.68823 | 0.23515 | 0.3893 | 0.29861 | 0.037771
1104 | 2004-02-16 | 00:00 | 0.20745 | 0.51906 | 0.17326 | 0.044837 | 0.43779 | 0.18188 | 0.37857 |  | 0.6566 | 0.26342 | 0.37682 | 0.29102 | 0.044059
1105 | 2004-02-16 | 01:00 | 0.27199 | 0.52419 | 0.22262 | 0.09133 | 0.53365 | 0.20231 | 0.44323 |  | 0.63613 | 0.33764 | 0.37295 | 0.27839 | 0.041849
1106 | 2004-02-16 | 02:00 | 0.2486 | 0.59899 | 0.2935 | 0.13854 | 0.60126 | 0.2244 | 0.50779 |  | 0.65297 | 0.4284 | 0.38196 | 0.31623 | 0.036645
1107 | 2004-02-16 | 03:00 | 0.19595 | 0.69553 | 0.29557 | 0.12681 | 0.62557 | 0.24822 | 0.50252 |  | 0.63991 | 0.47029 | 0.42383 | 0.34878 | 0.041597
1108 | 2004-02-16 | 04:00 | 0.18594 | 0.74766 | 0.27387 | 0.11348 | 0.644 | 0.2843 | 0.51693 |  | 0.59761 | 0.46762 | 0.47757 | 0.36102 | 0.053364
1109 | 2004-02-16 | 05:00 | 0.2129 | 0.58027 | 0.27371 | 0.1304 | 0.61749 | 0.32465 | 0.52458 |  | 0.54476 | 0.47883 | 0.52871 | 0.37537 | 0.073641
1110 | 2004-02-16 | 06:00 | 0.22559 | 0.49016 | 0.30797 | 0.15816 | 0.58768 | 0.32689 | 0.51234 |  | 0.52348 | 0.46928 | 0.56381 | 0.39535 | 0.10919
1111 | 2004-02-16 | 07:00 | 0.22174 | 0.58349 | 0.30312 | 0.1629 | 0.61951 | 0.31819 | 0.47739 |  | 0.50181 | 0.47931 | 0.58707 | 0.39975 | 0.13203
1112 | 2004-02-16 | 08:00 | 0.22737 | 0.6497 | 0.27774 | 0.19287 | 0.64665 | 0.28657 | 0.40264 |  | 0.49675 | 0.45784 | 0.60368 | 0.4066 | 0.16359
1113 | 2004-02-16 | 09:00 | 0.23068 | 0.64049 | 0.25024 | 0.25173 | 0.65216 | 0.22054 | 0.35043 |  | 0.47101 | 0.46118 | 0.61047 | 0.41913 | 0.19127
1114 | 2004-02-16 | 10:00 | 0.20802 | 0.59053 | 0.20122 | 0.30047 | 0.68786 | 0.19431 | 0.34756 |  | 0.44754 | 0.48393 | 0.61144 | 0.44062 | 0.18711
1115 | 2004-02-16 | 11:00 | 0.20308 | 0.51394 | 0.18073 | 0.29684 | 0.70609 | 0.18362 | 0.34369 |  | 0.41402 | 0.47452 | 0.60877 | 0.45159 | 0.19928
1116 | 2004-02-16 | 12:00 | 0.20081 | 0.42787 | 0.1646 | 0.31402 | 0.67889 | 0.19043 | 0.36271 |  | 0.40494 | 0.41411 | 0.60383 | 0.4467 | 0.2163
1117 | 2004-02-16 | 13:00 | 0.22873 | 0.47731 | 0.21619 | 0.29619 | 0.63517 | 0.20317 | 0.34063 |  | 0.40566 | 0.33592 | 0.60512 | 0.44744 | 0.21798
1118 | 2004-02-16 | 14:00 | 0.25084 | 0.42687 | 0.20384 | 0.30155 | 0.63193 | 0.23805 | 0.2562 |  | 0.38647 | 0.30658 | 0.59818 | 0.455 | 0.22431
1119 | 2004-02-16 | 15:00 | 0.24689 | 0.38338 | 0.13592 | 0.34013 | 0.65382 | 0.23532 | 0.24011 |  | 0.35113 | 0.31076 | 0.586 | 0.45096 | 0.24131
1120 | 2004-02-16 | 16:00 | 0.18039 | 0.46685 | 0.073502 | 0.41055 | 0.63213 | 0.21674 | 0.28073 |  | 0.31667 | 0.28156 | 0.56732 | 0.42287 | 0.23284
1121 | 2004-02-16 | 17:00 | 0.098743 | 0.31099 | 0.051649 | 0.37686 | 0.5482 | 0.15197 | 0.29596 |  | 0.28789 | 0.23505 | 0.54573 | 0.34736 | 0.21068
1122 | 2004-02-16 | 18:00 | 0.073098 | 0.28504 | 0.047753 | 0.23286 | 0.44679 | 0.1131 | 0.30225 |  | 0.28039 | 0.19486 | 0.5174 | 0.23175 | 0.20284
1123 | 2004-02-16 | 19:00 | 0.067042 | 0.2253 | 0.047009 | 0.15154 | 0.33146 | 0.096904 | 0.28266 |  | 0.25752 | 0.17173 | 0.48119 | 0.23194 | 0.20254
1124 | 2004-02-16 | 20:00 | 0.062527 | 0.18394 | 0.054471 | 0.13197 | 0.23854 | 0.08652 | 0.27975 |  | 0.24656 | 0.16109 | 0.4546 | 0.2274 | 0.19957
1125 | 2004-02-16 | 21:00 | 0.10101 | 0.10513 | 0.080995 | 0.12844 | 0.17816 | 0.077178 | 0.26788 |  | 0.28737 | 0.17761 | 0.44465 | 0.22571 | 0.19056
1126 | 2004-02-16 | 22:00 | 0.17352 | 0.11858 | 0.11726 | 0.17517 | 0.14806 | 0.084804 | 0.27923 |  | 0.32874 | 0.18842 | 0.44939 | 0.23054 | 0.20784
1127 | 2004-02-16 | 23:00 | 0.2445 | 0.10699 | 0.15729 | 0.26151 | 0.13662 | 0.092536 | 0.3147 |  | 0.35402 | 0.20299 | 0.45445 | 0.23114 | 0.21885
1128 | 2004-02-17 | 00:00 | 0.30805 | 0.10361 | 0.15001 | 0.32991 | 0.14175 | 0.092025 | 0.31074 |  | 0.34636 | 0.20937 | 0.48012 | 0.22703 | 0.22098
1129 | 2004-02-17 | 01:00 | 0.33812 | 0.11903 | 0.16202 | 0.35601 | 0.17242 | 0.10778 | 0.31376 |  | 0.32269 | 0.17697 | 0.50404 | 0.21599 | 0.22371
1130 | 2004-02-17 | 02:00 | 0.32836 | 0.21252 | 0.21246 | 0.44577 | 0.17748 | 0.12089 | 0.32037 |  | 0.31016 | 0.1726 | 0.52858 | 0.24347 | 0.2353
1131 | 2004-02-17 | 03:00 | 0.37827 | 0.30305 | 0.23888 | 0.47669 | 0.17141 | 0.17115 | 0.3007 |  | 0.33449 | 0.17711 | 0.55736 | 0.28848 | 0.24386
1132 | 2004-02-17 | 04:00 | 0.48831 | 0.39238 | 0.29839 | 0.46684 | 0.18427 | 0.26006 | 0.31049 |  | 0.38698 | 0.18805 | 0.58163 | 0.30933 | 0.25261
1133 | 2004-02-17 | 05:00 | 0.50262 | 0.58908 | 0.34184 | 0.48768 | 0.18156 | 0.31685 | 0.29797 |  | 0.44247 | 0.20277 | 0.61716 | 0.32544 | 0.25373
1134 | 2004-02-17 | 06:00 | 0.40062 | 0.61927 | 0.36338 | 0.42106 | 0.17002 | 0.39314 | 0.27445 |  | 0.40862 | 0.21947 | 0.63105 | 0.34098 | 0.25435
1135 | 2004-02-17 | 07:00 | 0.33257 | 0.64476 | 0.41433 | 0.29663 | 0.17913 | 0.46163 | 0.21658 |  | 0.38156 | 0.20589 | 0.62483 | 0.33413 | 0.25535
1136 | 2004-02-17 | 08:00 | 0.29237 | 0.67026 | 0.45413 | 0.22676 | 0.19558 | 0.53525 | 0.15977 |  | 0.36173 | 0.19919 | 0.61801 | 0.32816 | 0.25097
1137 | 2004-02-17 | 09:00 | 0.21528 | 0.62686 | 0.45845 | 0.18982 | 0.22061 | 0.60869 | 0.12858 |  | 0.39974 | 0.20166 | 0.61203 | 0.33167 | 0.23226
1138 | 2004-02-17 | 10:00 | 0.13673 | 0.65155 | 0.41645 | 0.1677 | 0.23331 | 0.61025 | 0.13607 |  | 0.34259 | 0.21056 | 0.62179 | 0.32689 | 0.20539
1139 | 2004-02-17 | 11:00 | 0.10437 | 0.58 | 0.38543 | 0.12546 | 0.22625 | 0.60701 | 0.14245 |  | 0.26045 | 0.21995 | 0.63835 | 0.3067 | 0.19611
1140 | 2004-02-17 | 12:00 | 0.098876 | 0.53944 | 0.40784 | 0.093029 | 0.22316 | 0.62655 | 0.20604 |  | 0.24892 | 0.20682 | 0.65205 | 0.28815 | 0.23998
1141 | 2004-02-17 | 13:00 | 0.096392 | 0.54886 | 0.39103 | 0.076018 | 0.22289 | 0.63895 | 0.27068 |  | 0.29402 | 0.2148 | 0.64906 | 0.27171 | 0.28681
1142 | 2004-02-17 | 14:00 | 0.095984 | 0.52001 | 0.39557 | 0.074078 | 0.2245 | 0.63018 | 0.28761 |  | 0.28765 | 0.23518 | 0.64005 | 0.26905 | 0.28795
1143 | 2004-02-17 | 15:00 | 0.082616 | 0.47331 | 0.37636 | 0.07085 | 0.23427 | 0.61862 | 0.25904 |  | 0.27035 | 0.22972 | 0.64244 | 0.26822 | 0.30004
1144 | 2004-02-17 | 16:00 | 0.065477 | 0.387 | 0.28593 | 0.067639 | 0.29312 | 0.51179 | 0.1896 |  | 0.29741 | 0.23103 | 0.63051 | 0.27038 | 0.30243
1145 | 2004-02-17 | 17:00 | 0.067857 | 0.29935 | 0.18092 | 0.06194 | 0.371 | 0.39185 | 0.15194 |  | 0.29021 | 0.2025 | 0.61456 | 0.28571 | 0.33282
1146 | 2004-02-17 | 18:00 | 0.051487 | 0.29106 | 0.13107 | 0.079963 | 0.40817 | 0.27318 | 0.13926 |  | 0.30003 | 0.15862 | 0.59365 | 0.27387 | 0.35564
1147 | 2004-02-17 | 19:00 | 0.036085 | 0.30932 | 0.1457 | 0.063088 | 0.40888 | 0.19096 | 0.15159 |  | 0.27645 | 0.14945 | 0.57331 | 0.26601 | 0.3691
1148 | 2004-02-17 | 20:00 | 0.032018 | 0.27797 | 0.1623 | 0.042728 | 0.41882 | 0.19031 | 0.20251 |  | 0.29356 | 0.17228 | 0.53703 | 0.27931 | 0.3613
1149 | 2004-02-17 | 21:00 | 0.052309 | 0.28978 | 0.18909 | 0.044566 | 0.45444 | 0.21547 | 0.28418 |  | 0.32762 | 0.19421 | 0.51628 | 0.3041 | 0.34424
1150 | 2004-02-17 | 22:00 | 0.10726 | 0.29154 | 0.28872 | 0.10412 | 0.51457 | 0.26719 | 0.37542 |  | 0.37036 | 0.21852 | 0.49762 | 0.33372 | 0.31508
1151 | 2004-02-17 | 23:00 | 0.16947 | 0.28797 | 0.35228 | 0.19898 | 0.59942 | 0.32288 | 0.4355 |  | 0.40584 | 0.2555 | 0.49756 | 0.3817 | 0.27829
1152 | 2004-02-18 | 00:00 | 0.1741 | 0.40821 | 0.34562 | 0.24027 | 0.69108 | 0.36398 | 0.48225 |  | 0.44555 | 0.33198 | 0.52067 | 0.44019 | 0.28754
1153 | 2004-02-18 | 01:00 | 0.1728 | 0.46392 | 0.28423 | 0.22967 | 0.76851 | 0.3542 | 0.46442 |  | 0.51788 | 0.48304 | 0.60154 | 0.44771 | 0.336
1154 | 2004-02-18 | 02:00 | 0.16692 | 0.46799 | 0.22363 | 0.23556 | 0.78464 | 0.39551 | 0.43538 |  | 0.56695 | 0.58843 | 0.60207 | 0.49345 | 0.38387
1155 | 2004-02-18 | 03:00 | 0.15454 | 0.47279 | 0.18023 | 0.26216 | 0.78063 | 0.54143 | 0.41113 |  | 0.58379 | 0.65721 | 0.6357 | 0.44524 | 0.42055
1156 | 2004-02-18 | 04:00 | 0.18267 | 0.46797 | 0.21901 | 0.26972 | 0.80947 | 0.57466 | 0.41119 |  | 0.64911 | 0.70833 | 0.63521 | 0.51419 | 0.46668
1157 | 2004-02-18 | 05:00 | 0.27312 | 0.4885 | 0.30595 | 0.21577 | 0.81198 | 0.48593 | 0.40693 |  | 0.70084 | 0.70917 | 0.56054 | 0.47536 | 0.42555
1158 | 2004-02-18 | 06:00 | 0.28776 | 0.47545 | 0.33359 | 0.17616 | 0.79049 | 0.4136 | 0.39417 |  | 0.71018 | 0.70684 | 0.57113 | 0.52056 | 0.35091
1159 | 2004-02-18 | 07:00 | 0.20846 | 0.47398 | 0.31117 | 0.16419 | 0.78863 | 0.33339 | 0.36917 |  | 0.69028 | 0.74608 | 0.60108 | 0.59879 | 0.25135
1160 | 2004-02-18 | 08:00 | 0.14645 | 0.4733 | 0.32868 | 0.15438 | 0.78312 | 0.23471 | 0.29157 |  | 0.66363 | 0.77454 | 0.6332 | 0.64246 | 0.23353
1161 | 2004-02-18 | 09:00 | 0.12738 | 0.478 | 0.40802 | 0.2304 | 0.76318 | 0.10832 | 0.24478 |  | 0.65177 | 0.79654 | 0.6742 | 0.63485 | 0.22013
1162 | 2004-02-18 | 10:00 | 0.12284 | 0.49058 | 0.45055 | 0.35054 | 0.73303 | 0.0595 | 0.26566 |  | 0.67168 | 0.79296 | 0.68201 | 0.65224 | 0.25542
1163 | 2004-02-18 | 11:00 | 0.11676 | 0.49619 | 0.44196 | 0.4345 | 0.68759 | 0.063208 | 0.30826 |  | 0.68082 | 0.78024 | 0.69611 | 0.65659 | 0.24481
1164 | 2004-02-18 | 12:00 | 0.14487 | 0.49995 | 0.43279 | 0.51417 | 0.6096 | 0.084674 | 0.35963 |  | 0.68324 | 0.77539 | 0.70128 | 0.6122 | 0.23703
1165 | 2004-02-18 | 13:00 | 0.20114 | 0.48407 | 0.53965 | 0.4456 | 0.52189 | 0.12046 | 0.39089 |  | 0.69216 | 0.77541 | 0.68288 | 0.58639 | 0.22862
1166 | 2004-02-18 | 14:00 | 0.2807 | 0.46027 | 0.50957 | 0.47897 | 0.48569 | 0.1854 | 0.32553 |  | 0.66305 | 0.76601 | 0.66266 | 0.55306 | 0.22125
1167 | 2004-02-18 | 15:00 | 0.4628 | 0.46 | 0.39316 | 0.66161 | 0.46184 | 0.18661 | 0.28005 |  | 0.6162 | 0.74707 | 0.65552 | 0.53872 | 0.22868
1168 | 2004-02-18 | 16:00 | 0.49453 | 0.45856 | 0.33755 | 0.8488 | 0.4587 | 0.15296 | 0.2324 |  | 0.58103 | 0.70258 | 0.65777 | 0.53777 | 0.21324
1169 | 2004-02-18 | 17:00 | 0.43238 | 0.45608 | 0.33 | 0.85347 | 0.44178 | 0.14983 | 0.19565 |  | 0.49196 | 0.62695 | 0.66477 | 0.5197 | 0.17756
1170 | 2004-02-18 | 18:00 | 0.44393 | 0.43905 | 0.35365 | 0.81413 | 0.37797 | 0.15297 | 0.2101 |  | 0.46373 | 0.52339 | 0.66 | 0.47336 | 0.17063
1171 | 2004-02-18 | 19:00 | 0.52373 | 0.44207 | 0.38634 | 0.7829 | 0.28002 | 0.14725 | 0.21985 |  | 0.49977 | 0.4566 | 0.62192 | 0.45692 | 0.22499
1172 | 2004-02-18 | 20:00 | 0.65417 | 0.41427 | 0.45757 | 0.78417 | 0.19792 | 0.15703 | 0.24736 |  | 0.5344 | 0.4104 | 0.58334 | 0.46329 | 0.24782
1173 | 2004-02-18 | 21:00 | 0.76296 | 0.38035 | 0.54776 | 0.82107 | 0.13935 | 0.17997 | 0.27451 |  | 0.58329 | 0.37475 | 0.54891 | 0.47809 | 0.33116
1174 | 2004-02-18 | 22:00 | 0.8269 | 0.37421 | 0.62808 | 0.81744 | 0.10994 | 0.21434 | 0.28177 |  | 0.60979 | 0.37491 | 0.51299 | 0.49069 | 0.38732
1175 | 2004-02-18 | 23:00 | 0.86312 | 0.41941 | 0.68589 | 0.80459 | 0.1023 | 0.2667 | 0.29991 |  | 0.59044 | 0.41015 | 0.47115 | 0.50247 | 0.47012
1176 | 2004-02-19 | 00:00 | 0.86865 | 0.40321 | 0.66203 | 0.824 | 0.12358 | 0.35457 | 0.31158 |  | 0.57885 | 0.47851 | 0.44746 | 0.50037 | 0.49121
1177 | 2004-02-19 | 01:00 | 0.88825 | 0.39803 | 0.65593 | 0.80144 | 0.16991 | 0.43078 | 0.30408 |  | 0.51146 | 0.59372 | 0.42696 | 0.50961 | 0.5307
1178 | 2004-02-19 | 02:00 | 0.90561 | 0.44097 | 0.65583 | 0.8276 | 0.19237 | 0.51636 | 0.28291 |  | 0.51658 | 0.68165 | 0.44771 | 0.53595 | 0.52922
1179 | 2004-02-19 | 03:00 | 0.90863 | 0.47061 | 0.66092 | 0.82611 | 0.21376 | 0.59465 | 0.32527 |  | 0.55141 | 0.72667 | 0.48628 | 0.55328 | 0.53674
1180 | 2004-02-19 | 04:00 | 0.89296 | 0.47167 | 0.70195 | 0.81046 | 0.25659 | 0.66146 | 0.42767 |  | 0.58168 | 0.74626 | 0.48642 | 0.55173 | 0.5591
1181 | 2004-02-19 | 05:00 | 0.84891 | 0.49814 | 0.65803 | 0.76823 | 0.33735 | 0.6413 | 0.46754 |  | 0.53672 | 0.76969 | 0.47072 | 0.56302 | 0.5729
1182 | 2004-02-19 | 06:00 | 0.8272 | 0.48591 | 0.6199 | 0.71295 | 0.39147 | 0.66639 | 0.45805 |  | 0.53776 | 0.77853 | 0.4556 | 0.58418 | 0.61549
1183 | 2004-02-19 | 07:00 | 0.8026 | 0.47835 | 0.59203 | 0.68916 | 0.42459 | 0.70008 | 0.48716 |  | 0.50825 | 0.77259 | 0.45496 | 0.58657 | 0.70097
1184 | 2004-02-19 | 08:00 | 0.7647 | 0.49032 | 0.59385 | 0.63921 | 0.44012 | 0.69969 | 0.41685 |  | 0.47236 | 0.77124 | 0.46964 | 0.59288 | 0.71675
1185 | 2004-02-19 | 09:00 | 0.6746 | 0.51875 | 0.63359 | 0.58317 | 0.46465 | 0.66272 | 0.31739 |  | 0.50309 | 0.77332 | 0.47652 | 0.60101 | 0.73797
1186 | 2004-02-19 | 10:00 | 0.52274 | 0.52483 | 0.6104 | 0.53323 | 0.50552 | 0.56522 | 0.26252 |  | 0.50265 | 0.77186 | 0.47114 | 0.63892 | 0.72519
1187 | 2004-02-19 | 11:00 | 0.39116 | 0.57564 | 0.55879 | 0.46068 | 0.51609 | 0.45027 | 0.24998 |  | 0.46566 | 0.75238 | 0.45235 | 0.62807 | 0.68397
1188 | 2004-02-19 | 12:00 | 0.36991 | 0.62285 | 0.65011 | 0.39766 | 0.49024 | 0.35565 | 0.41518 |  | 0.49346 | 0.73158 | 0.44008 | 0.60503 | 0.64035
1189 | 2004-02-19 | 13:00 | 0.36829 | 0.47459 | 0.63365 | 0.25603 | 0.43137 | 0.33971 | 0.47774 |  | 0.54078 | 0.70713 | 0.4389 | 0.57174 | 0.6297
1190 | 2004-02-19 | 14:00 | 0.38143 | 0.25489 | 0.59842 | 0.27558 | 0.42267 | 0.34472 | 0.49978 |  | 0.49038 | 0.6943 | 0.42068 | 0.54686 | 0.6234
1191 | 2004-02-19 | 15:00 | 0.35635 | 0.10057 | 0.59493 | 0.44038 | 0.40607 | 0.27111 | 0.54434 |  | 0.42584 | 0.67161 | 0.41362 | 0.56817 | 0.64162
1192 | 2004-02-19 | 16:00 | 0.27776 | 0.052556 | 0.59673 | 0.51257 | 0.42013 | 0.22816 | 0.50948 |  | 0.39526 | 0.66208 | 0.41402 | 0.6197 | 0.64575
1193 | 2004-02-19 | 17:00 | 0.23036 | 0.03176 | 0.57473 | 0.44033 | 0.43025 | 0.20064 | 0.48998 |  | 0.36476 | 0.6576 | 0.40471 | 0.61495 | 0.55686
1194 | 2004-02-19 | 18:00 | 0.20449 | 0.058006 | 0.5343 | 0.43037 | 0.43186 | 0.21105 | 0.56264 |  | 0.32931 | 0.66859 | 0.39695 | 0.6155 | 0.41858
1195 | 2004-02-19 | 19:00 | 0.22353 | 0.085249 | 0.47167 | 0.44144 | 0.45325 | 0.18936 | 0.59579 |  | 0.30632 | 0.70076 | 0.36456 | 0.6135 | 0.20727
1196 | 2004-02-19 | 20:00 | 0.27226 | 0.094073 | 0.40074 | 0.46313 | 0.4662 | 0.16472 | 0.61943 |  | 0.27674 | 0.69803 | 0.35455 | 0.61394 | 0.15794
1197 | 2004-02-19 | 21:00 | 0.32648 | 0.10071 | 0.34056 | 0.51632 | 0.48138 | 0.1629 | 0.65129 |  | 0.27564 | 0.6704 | 0.35998 | 0.63746 | 0.15604
1198 | 2004-02-19 | 22:00 | 0.40445 | 0.099966 | 0.25443 | 0.59716 | 0.49694 | 0.17764 | 0.66925 |  | 0.28382 | 0.65092 | 0.35708 | 0.65668 | 0.14163
1199 | 2004-02-19 | 23:00 | 0.51567 | 0.097101 | 0.21003 | 0.6952 | 0.54226 | 0.19209 | 0.66148 |  | 0.32809 | 0.66528 | 0.34693 | 0.65851 | 0.12875
1200 | 2004-02-20 | 00:00 | 0.57086 | 0.10707 | 0.19027 | 0.78734 | 0.59257 | 0.22116 | 0.71645 |  | 0.33817 | 0.68405 | 0.33623 | 0.6777 | 0.12029
1201 | 2004-02-20 | 01:00 | 0.62736 | 0.19925 | 0.16838 | 0.8301 | 0.62085 | 0.20992 | 0.68673 |  | 0.35303 | 0.72852 | 0.31945 | 0.67138 | 0.12669
1202 | 2004-02-20 | 02:00 | 0.62769 | 0.22676 | 0.15148 | 0.86076 | 0.62604 | 0.17437 | 0.63684 |  | 0.40483 | 0.74888 | 0.27434 | 0.70377 | 0.14256
1203 | 2004-02-20 | 03:00 | 0.63329 | 0.25047 | 0.13063 | 0.84476 | 0.60259 | 0.16206 | 0.64364 |  | 0.43883 | 0.74069 | 0.25732 | 0.73527 | 0.20209
1204 | 2004-02-20 | 04:00 | 0.66706 | 0.1615 | 0.12373 | 0.85015 | 0.60156 | 0.13077 | 0.63107 |  | 0.50874 | 0.74337 | 0.25808 | 0.73062 | 0.21262
1205 | 2004-02-20 | 05:00 | 0.6884 | 0.23083 | 0.096824 | 0.86534 | 0.6203 | 0.089141 | 0.56806 |  | 0.50387 | 0.72732 | 0.26192 | 0.74755 | 0.19262
1206 | 2004-02-20 | 06:00 | 0.70633 | 0.21975 | 0.095141 | 0.84678 | 0.63424 | 0.08905 | 0.50504 |  | 0.47508 | 0.70293 | 0.25903 | 0.75734 | 0.15848
1207 | 2004-02-20 | 07:00 | 0.75425 | 0.19332 | 0.12588 | 0.83319 | 0.66377 | 0.14985 | 0.45986 |  | 0.44824 | 0.69218 | 0.25735 | 0.76799 | 0.1446
1208 | 2004-02-20 | 08:00 | 0.7869 | 0.32765 | 0.16841 | 0.82387 | 0.72372 | 0.20661 | 0.41275 |  | 0.43586 | 0.68911 | 0.25121 | 0.76082 | 0.15897
1209 | 2004-02-20 | 09:00 | 0.80628 | 0.34331 | 0.20053 | 0.81325 | 0.77682 | 0.22582 | 0.36454 |  | 0.42377 | 0.68555 | 0.25112 | 0.73888 | 0.16419
1210 | 2004-02-20 | 10:00 | 0.80961 | 0.44181 | 0.2457 | 0.789 | 0.79065 | 0.26893 | 0.33045 |  | 0.4171 | 0.65323 | 0.24679 | 0.71721 | 0.16731
1211 | 2004-02-20 | 11:00 | 0.80166 | 0.26539 | 0.26089 | 0.74904 | 0.78699 | 0.34966 | 0.31876 |  | 0.38481 | 0.59664 | 0.23554 | 0.69126 | 0.16838
1212 | 2004-02-20 | 12:00 | 0.81532 | 0.32947 | 0.30805 | 0.72232 | 0.76185 | 0.36818 | 0.34157 |  | 0.33031 | 0.52949 | 0.22378 | 0.65386 | 0.1537
1213 | 2004-02-20 | 13:00 | 0.82525 | 0.43035 | 0.35116 | 0.71017 | 0.78306 | 0.41675 | 0.33064 |  | 0.36623 | 0.50955 | 0.20553 | 0.61774 | 0.14704
1214 | 2004-02-20 | 14:00 | 0.82989 | 0.26211 | 0.34079 | 0.69946 | 0.80069 | 0.46003 | 0.24937 |  | 0.39123 | 0.51652 | 0.18172 | 0.58361 | 0.14984
1215 | 2004-02-20 | 15:00 | 0.83157 | 0.15713 | 0.37121 | 0.70204 | 0.81137 | 0.51031 | 0.1437 |  | 0.43567 | 0.51862 | 0.1731 | 0.54507 | 0.17326
1216 | 2004-02-20 | 16:00 | 0.83255 | 0.11661 | 0.3878 | 0.71254 | 0.82341 | 0.52894 | 0.077654 |  | 0.53569 | 0.57593 | 0.16685 | 0.49286 | 0.21183
1217 | 2004-02-20 | 17:00 | 0.82398 | 0.070162 | 0.36889 | 0.7316 | 0.83463 | 0.50098 | 0.053465 |  | 0.60748 | 0.57776 | 0.16522 | 0.45737 | 0.21304
1218 | 2004-02-20 | 18:00 | 0.81293 | 0.12581 | 0.37604 | 0.74512 | 0.83108 | 0.47411 | 0.04362 |  | 0.65236 | 0.50213 | 0.16827 | 0.46649 | 0.20838
1219 | 2004-02-20 | 19:00 | 0.81795 | 0.14254 | 0.45532 | 0.78606 | 0.82232 | 0.51359 | 0.04015 |  | 0.68751 | 0.40326 | 0.14336 | 0.46275 | 0.18721
1220 | 2004-02-20 | 20:00 | 0.84057 | 0.23647 | 0.57839 | 0.83256 | 0.82197 | 0.63147 | 0.05033 |  | 0.74102 | 0.34641 | 0.13317 | 0.43937 | 0.14809
1221 | 2004-02-20 | 21:00 | 0.86529 | 0.34358 | 0.70082 | 0.86462 | 0.82551 | 0.7658 | 0.090218 |  | 0.74951 | 0.33779 | 0.12995 | 0.40792 | 0.1083
1222 | 2004-02-20 | 22:00 | 0.87846 | 0.34529 | 0.78559 | 0.91206 | 0.84414 | 0.86629 | 0.16725 |  | 0.76287 | 0.31734 | 0.12268 | 0.37905 | 0.097068
1223 | 2004-02-20 | 23:00 | 0.88664 | 0.28741 | 0.80006 | 0.93234 | 0.85251 | 0.901 | 0.26632 |  | 0.77555 | 0.28951 | 0.11885 | 0.33445 | 0.10528
1224 | 2004-02-21 | 00:00 | 0.8904 | 0.28895 | 0.76095 | 0.93689 | 0.83258 | 0.90165 | 0.31361 |  | 0.7363 | 0.25064 | 0.11392 | 0.32306 | 0.11515
1225 | 2004-02-21 | 01:00 | 0.89727 | 0.15647 | 0.69788 | 0.93689 | 0.79822 | 0.89825 | 0.3447 |  | 0.72744 | 0.21644 | 0.10321 | 0.36281 | 0.14845
1226 | 2004-02-21 | 02:00 | 0.9064 | 0.14913 | 0.64246 | 0.93484 | 0.74922 | 0.89472 | 0.36579 |  | 0.75054 | 0.1924 | 0.13656 | 0.26683 | 0.22502
1227 | 2004-02-21 | 03:00 | 0.90814 | 0.15079 | 0.66079 | 0.93335 | 0.70635 | 0.88071 | 0.41063 |  | 0.7716 | 0.18148 | 0.17026 | 0.17574 | 0.2551
1228 | 2004-02-21 | 04:00 | 0.9079 | 0.20387 | 0.69056 | 0.93337 | 0.66747 | 0.84465 | 0.43893 |  | 0.75014 | 0.19263 | 0.17337 | 0.13658 | 0.21002
1229 | 2004-02-21 | 05:00 | 0.90794 | 0.24493 | 0.70226 | 0.93279 | 0.63109 | 0.8703 | 0.46051 |  | 0.726 | 0.19185 | 0.17017 | 0.11613 | 0.15865
1230 | 2004-02-21 | 06:00 | 0.90365 | 0.41057 | 0.69036 | 0.93161 | 0.59545 | 0.87099 | 0.48838 |  | 0.71532 | 0.19427 | 0.13622 | 0.12681 | 0.16318
1231 | 2004-02-21 | 07:00 | 0.90268 | 0.90522 | 0.69298 | 0.92388 | 0.53816 | 0.85457 | 0.51929 |  | 0.71501 | 0.20181 | 0.11771 | 0.14043 | 0.13146
1232 | 2004-02-21 | 08:00 | 0.89582 | 0.9425 | 0.68712 | 0.91429 | 0.51104 | 0.81895 | 0.54862 |  | 0.69283 | 0.22071 | 0.11165 | 0.11922 | 0.14484
1233 | 2004-02-21 | 09:00 | 0.8863 | 0.94124 | 0.63867 | 0.90236 | 0.45996 | 0.79117 | 0.5387 |  | 0.6772 | 0.23751 | 0.10478 | 0.12141 | 0.12833
1234 | 2004-02-21 | 10:00 | 0.86451 | 0.93588 | 0.58252 | 0.85813 | 0.41413 | 0.74801 | 0.53342 |  | 0.64375 | 0.26983 | 0.11131 | 0.14302 | 0.1325
1235 | 2004-02-21 | 11:00 | 0.83393 | 0.92762 | 0.52972 | 0.75201 | 0.39242 | 0.72898 | 0.53457 |  | 0.6032 | 0.34108 | 0.1152 | 0.1273 | 0.15801
1236 | 2004-02-21 | 12:00 | 0.79982 | 0.92101 | 0.45634 | 0.64902 | 0.36263 | 0.75214 | 0.52984 |  | 0.55913 | 0.40195 | 0.117 | 0.11581 | 0.19305
1237 | 2004-02-21 | 13:00 | 0.80253 | 0.90989 | 0.5012 | 0.67039 | 0.32122 | 0.74723 | 0.53047 |  | 0.54346 | 0.37361 | 0.11485 | 0.1051 | 0.22176
1238 | 2004-02-21 | 14:00 | 0.84248 | 0.72062 | 0.54218 | 0.67555 | 0.32689 | 0.72431 | 0.50684 |  | 0.54897 | 0.39957 | 0.11421 | 0.11571 | 0.23151
1239 | 2004-02-21 | 15:00 | 0.85889 | 0.4995 | 0.58406 | 0.68176 | 0.32925 | 0.69575 | 0.4506 |  | 0.57076 | 0.45706 | 0.10869 | 0.12666 | 0.25088
1240 | 2004-02-21 | 16:00 | 0.84797 | 0.40018 | 0.69964 | 0.67608 | 0.28963 | 0.68737 | 0.42198 |  | 0.57147 | 0.4756 | 0.096425 | 0.15445 | 0.26473
1241 | 2004-02-21 | 17:00 | 0.82568 | 0.35679 | 0.76266 | 0.60708 | 0.2336 | 0.66992 | 0.4004 |  | 0.58666 | 0.4622 | 0.085214 | 0.16341 | 0.27945
1242 | 2004-02-21 | 18:00 | 0.80802 | 0.36598 | 0.80661 | 0.53139 | 0.18933 | 0.65129 | 0.3372 |  | 0.59762 | 0.5308 | 0.080173 | 0.19107 | 0.28861
1243 | 2004-02-21 | 19:00 | 0.77162 | 0.22355 | 0.83978 | 0.50652 | 0.19389 | 0.67112 | 0.29776 |  | 0.578 | 0.61792 | 0.070152 | 0.24741 | 0.27919
1244 | 2004-02-21 | 20:00 | 0.71545 | 0.15973 | 0.84862 | 0.46348 | 0.19207 | 0.72239 | 0.30418 |  | 0.62044 | 0.66601 | 0.054726 | 0.30187 | 0.28579
1245 | 2004-02-21 | 21:00 | 0.72819 | 0.24921 | 0.85182 | 0.38593 | 0.17588 | 0.76946 | 0.32545 |  | 0.62248 | 0.70217 | 0.05364 | 0.3462 | 0.28885
1246 | 2004-02-21 | 22:00 | 0.73254 | 0.30459 | 0.85276 | 0.40616 | 0.1625 | 0.80293 | 0.35485 |  | 0.58562 | 0.71276 | 0.052749 | 0.35139 | 0.29463
1247 | 2004-02-21 | 23:00 | 0.66072 | 0.32799 | 0.85675 | 0.43381 | 0.15234 | 0.8233 | 0.37658 |  | 0.52587 | 0.72464 | 0.050931 | 0.36303 | 0.31553
1248 | 2004-02-22 | 00:00 | 0.57479 | 0.31101 | 0.76675 | 0.3673 | 0.16484 | 0.80968 | 0.32677 |  | 0.42121 | 0.7571 | 0.055986 | 0.36221 | 0.3356
1249 | 2004-02-22 | 01:00 | 0.49475 | 0.29127 | 0.80109 | 0.26957 | 0.17738 | 0.84088 | 0.35803 |  | 0.36302 | 0.79254 | 0.060338 | 0.34243 | 0.36827
1250 | 2004-02-22 | 02:00 | 0.46157 | 0.38101 | 0.87181 | 0.25211 | 0.23164 | 0.85458 | 0.41063 |  | 0.3879 | 0.81561 | 0.063266 | 0.35329 | 0.36504
1251 | 2004-02-22 | 03:00 | 0.45157 | 0.47968 | 0.87284 | 0.29718 | 0.28115 | 0.85962 | 0.47057 |  | 0.44461 | 0.82757 | 0.070416 | 0.37898 | 0.34491
1252 | 2004-02-22 | 04:00 | 0.39481 | 0.46868 | 0.8865 | 0.27942 | 0.35785 | 0.85993 | 0.48477 |  | 0.47739 | 0.84754 | 0.075678 | 0.40317 | 0.27707
1253 | 2004-02-22 | 05:00 | 0.32342 | 0.56149 | 0.8793 | 0.23799 | 0.42393 | 0.86855 | 0.45241 |  | 0.49041 | 0.85059 | 0.078748 | 0.41747 | 0.26071
1254 | 2004-02-22 | 06:00 | 0.25063 | 0.6322 | 0.84813 | 0.20858 | 0.43019 | 0.87096 | 0.44622 |  | 0.49923 | 0.85572 | 0.080911 | 0.41949 | 0.23264
1255 | 2004-02-22 | 07:00 | 0.20742 | 0.37171 | 0.8219 | 0.171 | 0.41809 | 0.8768 | 0.48047 |  | 0.48697 | 0.85947 | 0.083061 | 0.44468 | 0.22497
1256 | 2004-02-22 | 08:00 | 0.16902 | 0.18238 | 0.77974 | 0.14 | 0.39504 | 0.84383 | 0.52615 |  | 0.39726 | 0.85605 | 0.087539 | 0.45872 | 0.19698
1257 | 2004-02-22 | 09:00 | 0.12912 | 0.10538 | 0.73813 | 0.11174 | 0.36234 | 0.80258 | 0.56233 |  | 0.32029 | 0.84854 | 0.092391 | 0.43308 | 0.18751
1258 | 2004-02-22 | 10:00 | 0.10638 | 0.12009 | 0.68715 | 0.083806 | 0.38476 | 0.76755 | 0.58917 |  | 0.23009 | 0.83591 | 0.096004 | 0.4017 | 0.17367
1259 | 2004-02-22 | 11:00 | 0.1004 | 0.12104 | 0.62535 | 0.070025 | 0.37108 | 0.74641 | 0.61585 |  | 0.15163 | 0.8119 | 0.097318 | 0.36281 | 0.15758
1260 | 2004-02-22 | 12:00 | 0.0761 | 0.1209 | 0.4887 | 0.059248 | 0.31446 | 0.74875 | 0.61729 |  | 0.11537 | 0.78711 | 0.095062 | 0.32655 | 0.1478
1261 | 2004-02-22 | 13:00 | 0.048285 | 0.12068 | 0.49035 | 0.074856 | 0.29421 | 0.7408 | 0.64869 |  | 0.12191 | 0.75545 | 0.093618 | 0.30565 | 0.10255
1262 | 2004-02-22 | 14:00 | 0.04192 | 0.09401 | 0.58378 | 0.11979 | 0.30939 | 0.73777 | 0.64667 |  | 0.13288 | 0.76144 | 0.091056 | 0.27229 | 0.10024
1263 | 2004-02-22 | 15:00 | 0.044957 | 0.1019 | 0.56072 | 0.21102 | 0.30684 | 0.72119 | 0.60367 |  | 0.14954 | 0.7559 | 0.090465 | 0.24965 | 0.12523
1264 | 2004-02-22 | 16:00 | 0.044016 | 0.14645 | 0.52675 | 0.29534 | 0.29885 | 0.69688 | 0.5972 |  | 0.12574 | 0.65861 | 0.092215 | 0.22193 | 0.098924
1265 | 2004-02-22 | 17:00 | 0.039207 | 0.15994 | 0.49557 | 0.24905 | 0.2871 | 0.66321 | 0.59258 |  | 0.10167 | 0.57927 | 0.097116 | 0.17422 | 0.12169
1266 | 2004-02-22 | 18:00 | 0.044836 | 0.10274 | 0.46415 | 0.21006 | 0.24934 | 0.63435 | 0.60347 |  | 0.095963 | 0.51065 | 0.10036 | 0.16538 | 0.15778
1267 | 2004-02-22 | 19:00 | 0.047294 | 0.12992 | 0.44515 | 0.20955 | 0.21134 | 0.58831 | 0.63332 |  | 0.097274 | 0.43709 | 0.092964 | 0.15944 | 0.17199
1268 | 2004-02-22 | 20:00 | 0.042048 | 0.1824 | 0.45271 | 0.22384 | 0.17109 | 0.5554 | 0.6659 |  | 0.10454 | 0.36815 | 0.085305 | 0.15157 | 0.19098
1269 | 2004-02-22 | 21:00 | 0.041783 | 0.27877 | 0.47639 | 0.26541 | 0.1531 | 0.54261 | 0.69343 |  | 0.10522 | 0.30854 | 0.087494 | 0.14035 | 0.21399
1270 | 2004-02-22 | 22:00 | 0.041577 | 0.45046 | 0.46794 | 0.35159 | 0.13566 | 0.52517 | 0.73406 |  | 0.10361 | 0.28305 | 0.095267 | 0.1305 | 0.28344
1271 | 2004-02-22 | 23:00 | 0.04787 | 0.52422 | 0.44143 | 0.4165 | 0.1224 | 0.50677 | 0.78315 |  | 0.10192 | 0.30092 | 0.098748 | 0.11174 | 0.32428
1272 | 2004-02-23 | 00:00 | 0.079213 | 0.44492 | 0.37747 | 0.4333 | 0.12971 | 0.49545 | 0.78943 |  | 0.089301 | 0.33026 | 0.098831 | 0.09351 | 0.34465
1273 | 2004-02-23 | 01:00 | 0.13617 | 0.42762 | 0.37071 | 0.43839 | 0.16183 | 0.50449 | 0.75846 |  | 0.088078 | 0.34454 | 0.10204 | 0.084366 | 0.31448
1274 | 2004-02-23 | 02:00 | 0.17573 | 0.41048 | 0.39739 | 0.54383 | 0.18671 | 0.49381 | 0.68459 |  | 0.084605 | 0.39265 | 0.10443 | 0.081542 | 0.28326
1275 | 2004-02-23 | 03:00 | 0.21608 | 0.38309 | 0.33971 | 0.6116 | 0.16867 | 0.44398 | 0.64441 |  | 0.086467 | 0.40995 | 0.11459 | 0.10424 | 0.29193
1276 | 2004-02-23 | 04:00 | 0.24776 | 0.52291 | 0.27631 | 0.62774 | 0.13572 | 0.39092 | 0.6459 |  | 0.11885 | 0.39293 | 0.1327 | 0.10611 | 0.30749
1277 | 2004-02-23 | 05:00 | 0.1956 | 0.56429 | 0.22628 | 0.62525 | 0.12582 | 0.31192 | 0.64116 |  | 0.18586 | 0.37121 | 0.14979 | 0.10637 | 0.2715
1278 | 2004-02-23 | 06:00 | 0.15543 | 0.62801 | 0.20226 | 0.58879 | 0.13335 | 0.25813 | 0.65902 |  | 0.21408 | 0.33612 | 0.16163 | 0.10353 | 0.23137
1279 | 2004-02-23 | 07:00 | 0.1542 | 0.42625 | 0.17628 | 0.55921 | 0.15065 | 0.21176 | 0.68564 |  | 0.22858 | 0.29867 | 0.17377 | 0.09818 | 0.18845
1280 | 2004-02-23 | 08:00 | 0.15384 | 0.31841 | 0.14905 | 0.51341 | 0.15223 | 0.17475 | 0.65202 |  | 0.23267 | 0.27258 | 0.18546 | 0.093339 | 0.14426
1281 | 2004-02-23 | 09:00 | 0.19345 | 0.39222 | 0.13177 | 0.46153 | 0.14082 | 0.15063 | 0.61824 |  | 0.22616 | 0.28693 | 0.18768 | 0.088593 | 0.12202
1282 | 2004-02-23 | 10:00 | 0.22649 | 0.4742 | 0.094237 | 0.37927 | 0.12413 | 0.12344 | 0.60309 |  | 0.1795 | 0.26327 | 0.1852 | 0.084634 | 0.13411
1283 | 2004-02-23 | 11:00 | 0.23212 | 0.44888 | 0.053981 | 0.29721 | 0.10962 | 0.098968 | 0.5904 |  | 0.17603 | 0.24636 | 0.1768 | 0.079421 | 0.15208
1284 | 2004-02-23 | 12:00 | 0.26585 | 0.47357 | 0.027199 | 0.23282 | 0.10516 | 0.091499 | 0.60954 |  | 0.094195 | 0.21933 | 0.17004 | 0.07613 | 0.18056
1285 | 2004-02-23 | 13:00 | 0.28492 | 0.45951 | 0.025411 | 0.27517 | 0.11752 | 0.09038 | 0.62699 |  | 0.097563 | 0.21363 | 0.16114 | 0.075278 | 0.22799
1286 | 2004-02-23 | 14:00 | 0.2727 | 0.41283 | 0.00756 | 0.27221 | 0.14005 | 0.093855 | 0.61046 |  | 0.11182 | 0.2187 | 0.15527 | 0.081332 | 0.32473
1287 | 2004-02-23 | 15:00 | 0.25183 | 0.32331 | 0.00058 | 0.21447 | 0.14554 | 0.090662 | 0.58354 |  | 0.11475 | 0.19619 | 0.15468 | 0.099771 | 0.42869
1288 | 2004-02-23 | 16:00 | 0.22588 | 0.37404 | 0.00024 | 0.12763 | 0.1333 | 0.074337 | 0.51888 |  | 0.088119 | 0.18066 | 0.15831 | 0.10872 | 0.48955
1289 | 2004-02-23 | 17:00 | 0.19452 | 0.42497 | 0.001527 | 0.069844 | 0.11946 | 0.069034 | 0.48418 |  | 0.068991 | 0.17426 | 0.16654 | 0.10381 | 0.52904
1290 | 2004-02-23 | 18:00 | 0.17315 | 0.41215 | 0.002288 | 0.05231 | 0.10722 | 0.070726 | 0.4842 |  | 0.068193 | 0.17791 | 0.16046 | 0.10413 | 0.54172
1291 | 2004-02-23 | 19:00 | 0.15874 | 0.38896 | 0.001833 | 0.046401 | 0.1019 | 0.066628 | 0.46181 |  | 0.067616 | 0.19349 | 0.13766 | 0.12231 | 0.55606
1292 | 2004-02-23 | 20:00 | 0.097992 | 0.29556 | 0.001779 | 0.043037 | 0.09627 | 0.068321 | 0.45808 |  | 0.076686 | 0.23522 | 0.12652 | 0.15998 | 0.5746
1293 | 2004-02-23 | 21:00 | 0.067882 | 0.28589 | 0.002769 | 0.033873 | 0.1028 | 0.07178 | 0.48079 |  | 0.099172 | 0.28984 | 0.12813 | 0.19462 | 0.58615
1294 | 2004-02-23 | 22:00 | 0.088953 | 0.24903 | 0.008636 | 0.058018 | 0.11015 | 0.092714 | 0.4979 |  | 0.13972 | 0.33994 | 0.1355 | 0.25741 | 0.5849
1295 | 2004-02-23 | 23:00 | 0.11597 | 0.31733 | 0.024948 | 0.10596 | 0.11621 | 0.11487 | 0.52234 |  | 0.18893 | 0.38933 | 0.15188 | 0.29695 | 0.58117
1296 | 2004-02-24 | 00:00 | 0.14027 | 0.36257 | 0.050244 | 0.15725 | 0.12909 | 0.11654 | 0.5207 |  | 0.18453 | 0.44186 | 0.16918 | 0.21602 | 0.59008
1297 | 2004-02-24 | 01:00 | 0.14506 | 0.40709 | 0.069226 | 0.21792 | 0.1545 | 0.15481 | 0.53717 |  | 0.19499 | 0.54119 | 0.14644 | 0.19048 | 0.54846
1298 | 2004-02-24 | 02:00 | 0.12552 | 0.41182 | 0.062033 | 0.27649 | 0.17672 | 0.15934 | 0.56083 |  | 0.20239 | 0.57157 | 0.15936 | 0.2136 | 0.4292
1299 | 2004-02-24 | 03:00 | 0.11373 | 0.43049 | 0.060389 | 0.30573 | 0.17848 | 0.11192 | 0.50291 |  | 0.23067 | 0.52111 | 0.18695 | 0.24388 | 0.38774
1300 | 2004-02-24 | 04:00 | 0.11429 | 0.46221 | 0.045644 | 0.28477 | 0.18381 | 0.081904 | 0.48472 |  | 0.24558 | 0.51469 | 0.20511 | 0.24977 | 0.49239
1301 | 2004-02-24 | 05:00 | 0.15084 | 0.47425 | 0.019869 | 0.26614 | 0.20402 | 0.061281 | 0.44068 |  | 0.27114 | 0.48337 | 0.18905 | 0.27731 | 0.55073
1302 | 2004-02-24 | 06:00 | 0.18546 | 0.47098 | 0.012082 | 0.33455 | 0.22344 | 0.049974 | 0.34155 |  | 0.31816 | 0.41124 | 0.15521 | 0.31629 | 0.60952
1303 | 2004-02-24 | 07:00 | 0.18725 | 0.40289 | 0.004044 | 0.34858 | 0.21804 | 0.053707 | 0.30427 |  | 0.32812 | 0.40987 | 0.15155 | 0.36181 | 0.67708
1304 | 2004-02-24 | 08:00 | 0.20027 | 0.37803 | 0.002734 | 0.31163 | 0.22078 | 0.060315 | 0.26286 |  | 0.29811 | 0.42288 | 0.18449 | 0.3612 | 0.71157
1305 | 2004-02-24 | 09:00 | 0.20863 | 0.42397 | 0.009432 | 0.31465 | 0.24585 | 0.07391 | 0.23754 |  | 0.28979 | 0.38102 | 0.20808 | 0.33448 | 0.73289
1306 | 2004-02-24 | 10:00 | 0.18153 | 0.45464 | 0.014478 | 0.31689 | 0.26451 | 0.082069 | 0.24768 |  | 0.21252 | 0.3751 | 0.20569 | 0.27898 | 0.76495
1307 | 2004-02-24 | 11:00 | 0.15369 | 0.48158 | 0.014332 | 0.26659 | 0.26133 | 0.077186 | 0.26807 |  | 0.18171 | 0.35902 | 0.18738 | 0.24306 | 0.75696
1308 | 2004-02-24 | 12:00 | 0.22071 | 0.42802 | 0.013099 | 0.22042 | 0.24236 | 0.12763 | 0.32338 |  | 0.10356 | 0.31314 | 0.18042 | 0.24666 | 0.76355
1309 | 2004-02-24 | 13:00 | 0.26098 | 0.4004 | 0.009394 | 0.27592 | 0.22412 | 0.11249 | 0.35424 |  | 0.10116 | 0.2927 | 0.19814 | 0.23872 | 0.76782
1310 | 2004-02-24 | 14:00 | 0.22569 | 0.37324 | 0.002362 | 0.34261 | 0.23641 | 0.081711 | 0.33515 |  | 0.10711 | 0.3093 | 0.21841 | 0.2309 | 0.77581
1311 | 2004-02-24 | 15:00 | 0.16427 | 0.34812 | 0.002853 | 0.30713 | 0.26085 | 0.05906 | 0.28163 |  | 0.091932 | 0.36779 | 0.22552 | 0.31283 | 0.76228
1312 | 2004-02-24 | 16:00 | 0.13751 | 0.31999 | 0.009556 | 0.18206 | 0.27526 | 0.059028 | 0.23655 |  | 0.088623 | 0.40081 | 0.23694 | 0.32704 | 0.71896
1313 | 2004-02-24 | 17:00 | 0.16253 | 0.29679 | 0.019756 | 0.10777 | 0.26883 | 0.072845 | 0.20089 |  | 0.10547 | 0.4181 | 0.2352 | 0.25355 | 0.66831
1314 | 2004-02-24 | 18:00 | 0.19956 | 0.40495 | 0.034072 | 0.11322 | 0.25728 | 0.080472 | 0.17588 |  | 0.10587 | 0.42545 | 0.21557 | 0.21501 | 0.63165
1315 | 2004-02-24 | 19:00 | 0.239 | 0.27538 | 0.050588 | 0.10814 | 0.25563 | 0.099746 | 0.15856 |  | 0.14156 | 0.41902 | 0.19584 | 0.21917 | 0.56701
1316 | 2004-02-24 | 20:00 | 0.26648 | 0.25043 | 0.07435 | 0.10584 | 0.26215 | 0.13648 | 0.17093 |  | 0.18095 | 0.44331 | 0.16315 | 0.16965 | 0.582
1317 | 2004-02-24 | 21:00 | 0.32334 | 0.34859 | 0.13137 | 0.11845 | 0.25109 | 0.18421 | 0.21113 |  | 0.22036 | 0.46671 | 0.15552 | 0.1317 | 0.59911
1318 | 2004-02-24 | 22:00 | 0.34893 | 0.39584 | 0.17595 | 0.18108 | 0.26004 | 0.21686 | 0.27015 |  | 0.24401 | 0.48068 | 0.16465 | 0.24474 | 0.6024
1319 | 2004-02-24 | 23:00 | 0.36935 | 0.43082 | 0.21699 | 0.22812 | 0.28889 | 0.23861 | 0.3495 |  | 0.2851 | 0.4804 | 0.17489 | 0.32678 | 0.63288
1320 | 2004-02-25 | 00:00 | 0.3879 | 0.36386 | 0.30547 | 0.26804 | 0.31098 | 0.26803 | 0.39272 |  | 0.37865 | 0.46688 | 0.18643 | 0.37869 | 0.65395
1321 | 2004-02-25 | 01:00 | 0.34038 | 0.28482 | 0.35409 | 0.28731 | 0.31942 | 0.31135 | 0.4353 |  | 0.41716 | 0.45919 | 0.20345 | 0.38896 | 0.64248
1322 | 2004-02-25 | 02:00 | 0.25512 | 0.44502 | 0.30537 | 0.30806 | 0.32147 | 0.34543 | 0.45806 |  | 0.45607 | 0.45007 | 0.22294 | 0.43944 | 0.63213
1323 | 2004-02-25 | 03:00 | 0.20619 | 0.59964 | 0.32508 | 0.27255 | 0.3541 | 0.3514 | 0.43604 |  | 0.52813 | 0.44331 | 0.25321 | 0.44685 | 0.59137
1324 | 2004-02-25 | 04:00 | 0.1932 | 0.54009 | 0.38444 | 0.25248 | 0.4177 | 0.39725 | 0.43769 |  | 0.58027 | 0.44109 | 0.30953 | 0.43036 | 0.55113
1325 | 2004-02-25 | 05:00 | 0.18098 | 0.47307 | 0.43043 | 0.21254 | 0.45114 | 0.39741 | 0.41657 |  | 0.55289 | 0.4185 | 0.35446 | 0.48932 | 0.60203
1326 | 2004-02-25 | 06:00 | 0.16401 | 0.38862 | 0.44361 | 0.17231 | 0.43842 | 0.3781 | 0.42465 |  | 0.60619 | 0.37038 | 0.38986 | 0.57522 | 0.68729
1327 | 2004-02-25 | 07:00 | 0.16821 | 0.32895 | 0.45642 | 0.1438 | 0.42352 | 0.35224 | 0.44443 |  | 0.62163 | 0.32304 | 0.39926 | 0.5746 | 0.67821
1328 | 2004-02-25 | 08:00 | 0.19879 | 0.29897 | 0.48788 | 0.14499 | 0.41842 | 0.26641 | 0.41923 |  | 0.63846 | 0.29173 | 0.39342 | 0.58304 | 0.59481
1329 | 2004-02-25 | 09:00 | 0.25744 | 0.27389 | 0.55157 | 0.13879 | 0.41435 | 0.21332 | 0.42604 |  | 0.64504 | 0.23666 | 0.39208 | 0.62994 | 0.53514
1330 | 2004-02-25 | 10:00 | 0.25019 | 0.22024 | 0.5712 | 0.15107 | 0.41602 | 0.20773 | 0.45877 |  | 0.63497 | 0.20231 | 0.40812 | 0.6344 | 0.53919
1331 | 2004-02-25 | 11:00 | 0.20711 | 0.21403 | 0.48831 | 0.15644 | 0.40297 | 0.2091 | 0.48114 |  | 0.58301 | 0.19599 | 0.4449 | 0.61611 | 0.53556
1332 | 2004-02-25 | 12:00 | 0.22232 | 0.21616 | 0.44089 | 0.14417 | 0.38444 | 0.22493 | 0.51595 |  | 0.50743 | 0.18061 | 0.47997 | 0.58876 | 0.47707
1333 | 2004-02-25 | 13:00 | 0.18652 | 0.23273 | 0.41101 | 0.13344 | 0.36696 | 0.20878 | 0.49812 |  | 0.47678 | 0.17949 | 0.50489 | 0.57268 | 0.43249
1334 | 2004-02-25 | 14:00 | 0.14741 | 0.19276 | 0.33904 | 0.14391 | 0.40424 | 0.18227 | 0.46207 |  | 0.438 | 0.16867 | 0.5386 | 0.50661 | 0.46627
1335 | 2004-02-25 | 15:00 | 0.13361 | 0.15719 | 0.30327 | 0.14179 | 0.4526 | 0.18226 | 0.44338 |  | 0.42613 | 0.1678 | 0.57596 | 0.46195 | 0.45576
1336 | 2004-02-25 | 16:00 | 0.12774 | 0.10159 | 0.3518 | 0.13667 | 0.46916 | 0.14998 | 0.42285 |  | 0.40712 | 0.15872 | 0.61224 | 0.44943 | 0.45658
1337 | 2004-02-25 | 17:00 | 0.14927 | 0.12419 | 0.41919 | 0.13289 | 0.47192 | 0.13385 | 0.3907 |  | 0.41793 | 0.15408 | 0.61626 | 0.45056 | 0.48379
1338 | 2004-02-25 | 18:00 | 0.24592 | 0.15685 | 0.46806 | 0.15365 | 0.45412 | 0.13784 | 0.38753 |  | 0.4622 | 0.14836 | 0.61296 | 0.58198 | 0.53282
1339 | 2004-02-25 | 19:00 | 0.31644 | 0.19713 | 0.43908 | 0.20923 | 0.46319 | 0.1456 | 0.38473 |  | 0.50268 | 0.16676 | 0.57623 | 0.55761 | 0.50075
1340 | 2004-02-25 | 20:00 | 0.33566 | 0.2432 | 0.41326 | 0.26584 | 0.50363 | 0.152 | 0.39631 |  | 0.55338 | 0.18816 | 0.54277 | 0.51264 | 0.42322
1341 | 2004-02-25 | 21:00 | 0.36443 | 0.31771 | 0.4103 | 0.28201 | 0.5128 | 0.18621 | 0.48656 |  | 0.60281 | 0.17718 | 0.52248 | 0.47132 | 0.37756
1342 | 2004-02-25 | 22:00 | 0.40264 | 0.35216 | 0.42939 | 0.29824 | 0.51175 | 0.22312 | 0.59755 |  | 0.64393 | 0.16515 | 0.49305 | 0.42137 | 0.48576
1343 | 2004-02-25 | 23:00 | 0.40471 | 0.39495 | 0.443 | 0.32114 | 0.5115 | 0.2485 | 0.65114 |  | 0.65455 | 0.16189 | 0.48377 | 0.41685 | 0.53564
1344 | 2004-02-26 | 00:00 | 0.39259 | 0.38334 | 0.41289 | 0.31302 | 0.50667 | 0.26281 | 0.6379 |  | 0.55345 | 0.16419 | 0.50592 | 0.43761 | 0.48789
1345 | 2004-02-26 | 01:00 | 0.35444 | 0.4088 | 0.45811 | 0.28875 | 0.49604 | 0.27236 | 0.65613 |  | 0.44171 | 0.17721 | 0.5179 | 0.45297 | 0.51833
1346 | 2004-02-26 | 02:00 | 0.28586 | 0.45385 | 0.4537 | 0.32473 | 0.51751 | 0.25643 | 0.63948 |  | 0.41949 | 0.19324 | 0.48703 | 0.44397 | 0.57719
1347 | 2004-02-26 | 03:00 | 0.25446 | 0.50453 | 0.44219 | 0.34648 | 0.55937 | 0.26894 | 0.62963 |  | 0.46344 | 0.21728 | 0.47479 | 0.43087 | 0.63698
1348 | 2004-02-26 | 04:00 | 0.26222 | 0.46389 | 0.43911 | 0.32602 | 0.60785 | 0.2679 | 0.66658 |  | 0.49442 | 0.28042 | 0.49377 | 0.45897 | 0.67254
1349 | 2004-02-26 | 05:00 | 0.3307 | 0.35894 | 0.42338 | 0.29924 | 0.65747 | 0.23836 | 0.67172 |  | 0.54492 | 0.3137 | 0.51309 | 0.49725 | 0.68617
1350 | 2004-02-26 | 06:00 | 0.37005 | 0.29773 | 0.4071 | 0.31954 | 0.66742 | 0.20012 | 0.62006 |  | 0.59736 | 0.33949 | 0.52432 | 0.55003 | 0.7056
1351 | 2004-02-26 | 07:00 | 0.36054 | 0.26518 | 0.38299 | 0.33337 | 0.64463 | 0.17628 | 0.57942 |  | 0.62469 | 0.33886 | 0.5274 | 0.57352 | 0.71374
1352 | 2004-02-26 | 08:00 | 0.37022 | 0.27451 | 0.36188 | 0.34872 | 0.65212 | 0.16103 | 0.54028 |  | 0.59715 | 0.3213 | 0.52003 | 0.53234 | 0.71172
1353 | 2004-02-26 | 09:00 | 0.39447 | 0.25014 | 0.35488 | 0.36124 | 0.65297 | 0.1252 | 0.50359 |  | 0.58663 | 0.3347 | 0.50708 | 0.53997 | 0.72128
1354 | 2004-02-26 | 10:00 | 0.37009 | 0.24881 | 0.33276 | 0.40166 | 0.64777 | 0.10772 | 0.5339 |  | 0.55472 | 0.33272 | 0.49898 | 0.48608 | 0.70631
1355 | 2004-02-26 | 11:00 | 0.32262 | 0.28918 | 0.31111 | 0.36591 | 0.63183 | 0.12599 | 0.56703 |  | 0.50309 | 0.32024 | 0.47542 | 0.5055 | 0.664
1356 | 2004-02-26 | 12:00 | 0.36265 | 0.29936 | 0.25598 | 0.28989 | 0.59863 | 0.14866 | 0.56067 |  | 0.49378 | 0.33273 | 0.46469 | 0.51679 | 0.60359
1357 | 2004-02-26 | 13:00 | 0.40963 | 0.2566 | 0.21003 | 0.28303 | 0.58019 | 0.14153 | 0.54911 |  | 0.50622 | 0.32286 | 0.46012 | 0.51141 | 0.55688
1358 | 2004-02-26 | 14:00 | 0.38422 | 0.22536 | 0.17156 | 0.3749 | 0.59043 | 0.074287 | 0.48575 |  | 0.50508 | 0.37803 | 0.45044 | 0.45682 | 0.52732
1359 | 2004-02-26 | 15:00 | 0.36542 | 0.23141 | 0.15311 | 0.36754 | 0.61108 | 0.050637 | 0.43113 |  | 0.49364 | 0.41749 | 0.43968 | 0.49074 | 0.53198
1360 | 2004-02-26 | 16:00 | 0.32789 | 0.18494 | 0.15888 | 0.32001 | 0.60093 | 0.043127 | 0.43965 |  | 0.4809 | 0.37864 | 0.44995 | 0.55844 | 0.56808
1361 | 2004-02-26 | 17:00 | 0.27759 | 0.20497 | 0.14921 | 0.25823 | 0.56908 | 0.061172 | 0.46405 |  | 0.49634 | 0.33362 | 0.45858 | 0.51956 | 0.62436
1362 | 2004-02-26 | 18:00 | 0.22691 | 0.3493 | 0.15199 | 0.20609 | 0.47073 | 0.092515 | 0.46582 |  | 0.496 | 0.33055 | 0.46144 | 0.49916 | 0.64946
1363 | 2004-02-26 | 19:00 | 0.22452 | 0.41011 | 0.16878 | 0.17559 | 0.4104 | 0.10497 | 0.44467 |  | 0.49097 | 0.35296 | 0.45428 | 0.52068 | 0.63846
1364 | 2004-02-26 | 20:00 | 0.26417 | 0.61338 | 0.21197 | 0.15842 | 0.46284 | 0.14446 | 0.44382 |  | 0.50391 | 0.36395 | 0.41417 | 0.68035 | 0.69246
1365 | 2004-02-26 | 21:00 | 0.33234 | 0.82288 | 0.25344 | 0.16716 | 0.50508 | 0.16245 | 0.47033 |  | 0.52174 | 0.40402 | 0.38201 | 0.77326 | 0.66267
1366 | 2004-02-26 | 22:00 | 0.4165 | 0.89919 | 0.28133 | 0.18275 | 0.55132 | 0.16194 | 0.50812 |  | 0.49907 | 0.45711 | 0.36054 | 0.80078 | 0.6677
1367 | 2004-02-26 | 23:00 | 0.43462 | 0.84753 | 0.29542 | 0.2072 | 0.63655 | 0.18075 | 0.55428 |  | 0.53737 | 0.50181 | 0.34237 | 0.81616 | 0.6426
1368 | 2004-02-27 | 00:00 | 0.42964 | 0.77954 | 0.24643 | 0.23536 | 0.72686 | 0.20482 | 0.5464 |  | 0.56325 | 0.56506 | 0.32516 | 0.77098 | 0.621
1369 | 2004-02-27 | 01:00 | 0.41794 | 0.70072 | 0.27681 | 0.27952 | 0.77899 | 0.17516 | 0.51164 |  | 0.54085 | 0.64835 | 0.33315 | 0.51759 | 0.72344
1370 | 2004-02-27 | 02:00 | 0.43619 | 0.56552 | 0.3179 | 0.30254 | 0.7958 | 0.17237 | 0.49387 |  | 0.55238 | 0.70856 | 0.45934 | 0.44699 | 0.8588
1371 | 2004-02-27 | 03:00 | 0.43338 | 0.44895 | 0.37543 | 0.36035 | 0.79645 | 0.165 | 0.51499 |  | 0.54487 | 0.74298 | 0.55961 | 0.51469 | 0.85256
1372 | 2004-02-27 | 04:00 | 0.32521 | 0.262 | 0.47918 | 0.40692 | 0.82666 | 0.18555 | 0.5443 |  | 0.51414 | 0.7703 | 0.58945 | 0.54107 | 0.8126
1373 | 2004-02-27 | 05:00 | 0.28361 | 0.29036 | 0.57788 | 0.37696 | 0.83373 | 0.20438 | 0.57923 |  | 0.51017 | 0.78934 | 0.54755 | 0.47896 | 0.83008
1374 | 2004-02-27 | 06:00 | 0.3094 | 0.2898 | 0.59405 | 0.35246 | 0.82699 | 0.25323 | 0.58644 |  | 0.50548 | 0.80507 | 0.50432 | 0.546 | 0.80112
1375 | 2004-02-27 | 07:00 | 0.32694 | 0.27977 | 0.58811 | 0.36648 | 0.81513 | 0.28935 | 0.58728 |  | 0.51901 | 0.80596 | 0.47915 | 0.59526 | 0.75477
1376 | 2004-02-27 | 08:00 | 0.32705 | 0.29356 | 0.55027 | 0.35748 | 0.79513 | 0.31703 | 0.56779 |  | 0.52949 | 0.80444 | 0.50446 | 0.61665 | 0.791
1377 | 2004-02-27 | 09:00 | 0.30827 | 0.38603 | 0.5463 | 0.26771 | 0.78467 | 0.31322 | 0.51534 |  | 0.51794 | 0.80124 | 0.50315 | 0.60709 | 0.78798
1378 | 2004-02-27 | 10:00 | 0.25941 | 0.3292 | 0.48231 | 0.22488 | 0.79049 | 0.27216 | 0.48569 |  | 0.5166 | 0.81211 | 0.49588 | 0.59379 | 0.72194
1379 | 2004-02-27 | 11:00 | 0.1886 | 0.33812 | 0.41727 | 0.20139 | 0.77591 | 0.24049 | 0.4971 |  | 0.48504 | 0.8116 | 0.51865 | 0.57112 | 0.7301
1380 | 2004-02-27 | 12:00 | 0.16481 | 0.29435 | 0.30444 | 0.18352 | 0.7435 | 0.19029 | 0.5585 |  | 0.49092 | 0.79969 | 0.54519 | 0.55249 | 0.71572
1381 | 2004-02-27 | 13:00 | 0.16457 | 0.27821 | 0.32283 | 0.1961 | 0.73764 | 0.18122 | 0.54381 |  | 0.49178 | 0.79068 | 0.54845 | 0.52022 | 0.71176
1382 | 2004-02-27 | 14:00 | 0.12828 | 0.39181 | 0.3262 | 0.2388 | 0.74356 | 0.1468 | 0.48673 |  | 0.48478 | 0.79046 | 0.55493 | 0.46686 | 0.66839
1383 | 2004-02-27 | 15:00 | 0.094904 | 0.55153 | 0.27094 | 0.20902 | 0.74585 | 0.10022 | 0.44388 |  | 0.44887 | 0.7768 | 0.555 | 0.44872 | 0.66395
1384 | 2004-02-27 | 16:00 | 0.062031 | 0.47011 | 0.22959 | 0.15459 | 0.75287 | 0.099913 | 0.41901 |  | 0.45267 | 0.72923 | 0.54545 | 0.436 | 0.63385
1385 | 2004-02-27 | 17:00 | 0.059763 | 0.51339 | 0.22965 | 0.10584 | 0.74544 | 0.11522 | 0.4344 |  | 0.49913 | 0.67859 | 0.53964 | 0.37883 | 0.61721
1386 | 2004-02-27 | 18:00 | 0.067273 | 0.3991 | 0.29235 | 0.094258 | 0.72444 | 0.14259 | 0.4932 |  | 0.53436 | 0.64285 | 0.51575 | 0.34042 | 0.62076
1387 | 2004-02-27 | 19:00 | 0.072105 | 0.38151 | 0.34863 | 0.10134 | 0.70308 | 0.15524 | 0.4942 |  | 0.54469 | 0.60533 | 0.47554 | 0.38208 | 0.65197
1388 | 2004-02-27 | 20:00 | 0.081003 | 0.33951 | 0.39063 | 0.12494 | 0.68666 | 0.15169 | 0.49332 |  | 0.53576 | 0.60614 | 0.45192 | 0.42258 | 0.67682
1389 | 2004-02-27 | 21:00 | 0.091839 | 0.43527 | 0.39037 | 0.14989 | 0.67249 | 0.15877 | 0.50452 |  | 0.53286 | 0.65933 | 0.44234 | 0.44684 | 0.63771
1390 | 2004-02-27 | 22:00 | 0.098506 | 0.46596 | 0.39131 | 0.1627 | 0.67005 | 0.17507 | 0.53906 |  | 0.53886 | 0.72586 | 0.42828 | 0.45366 | 0.61891
1391 | 2004-02-27 | 23:00 | 0.107 | 0.45236 | 0.44077 | 0.16321 | 0.67092 | 0.21013 | 0.57491 |  | 0.5524 | 0.78203 | 0.38227 | 0.43053 | 0.63677
1392 | 2004-02-28 | 00:00 | 0.1105 | 0.44724 | 0.39839 | 0.1778 | 0.67076 | 0.27469 | 0.65708 |  | 0.52745 | 0.83027 | 0.32143 | 0.40608 | 0.66839
1393 | 2004-02-28 | 01:00 | 0.15963 | 0.37749 | 0.44293 | 0.2707 | 0.67614 | 0.31684 | 0.68534 |  | 0.55246 | 0.86262 | 0.26642 | 0.41984 | 0.69366
1394 | 2004-02-28 | 02:00 | 0.20866 | 0.34716 | 0.46211 | 0.35247 | 0.67137 | 0.32518 | 0.65611 |  | 0.55573 | 0.87916 | 0.22098 | 0.4732 | 0.7013
1395 | 2004-02-28 | 03:00 | 0.24075 | 0.37307 | 0.474 | 0.36917 | 0.64427 | 0.35645 | 0.63108 |  | 0.55515 | 0.88909 | 0.21019 | 0.49829 | 0.70957
1396 | 2004-02-28 | 04:00 | 0.20336 | 0.43348 | 0.48744 | 0.41803 | 0.62257 | 0.42769 | 0.66219 |  | 0.52152 | 0.88902 | 0.19127 | 0.49847 | 0.70019
1397 | 2004-02-28 | 05:00 | 0.17311 | 0.44723 | 0.45772 | 0.52304 | 0.61182 | 0.45888 | 0.64064 |  | 0.4709 | 0.89108 | 0.17861 | 0.48855 | 0.69926
1398 | 2004-02-28 | 06:00 | 0.21791 | 0.45146 | 0.4255 | 0.58775 | 0.59868 | 0.47794 | 0.59325 |  | 0.45638 | 0.89289 | 0.16882 | 0.50162 | 0.71283
1399 | 2004-02-28 | 07:00 | 0.26713 | 0.67226 | 0.34981 | 0.64883 | 0.58596 | 0.50061 | 0.57079 |  | 0.44365 | 0.89612 | 0.15216 | 0.50516 | 0.70279
1400 | 2004-02-28 | 08:00 | 0.27182 | 0.73105 | 0.2784 | 0.66642 | 0.56488 | 0.50309 | 0.52449 |  | 0.44656 | 0.89307 | 0.14531 | 0.50603 | 0.69619
1401 | 2004-02-28 | 09:00 | 0.30818 | 0.7409 | 0.24642 | 0.60761 | 0.53221 | 0.47963 | 0.5067 |  | 0.43829 | 0.87842 | 0.14426 | 0.48797 | 0.68729
1402 | 2004-02-28 | 10:00 | 0.29229 | 0.48732 | 0.19339 | 0.56643 | 0.50217 | 0.46168 | 0.49656 |  | 0.41875 | 0.8655 | 0.14077 | 0.46643 | 0.67233
1403 | 2004-02-28 | 11:00 | 0.22991 | 0.37376 | 0.16456 | 0.52957 | 0.46444 | 0.45299 | 0.49637 |  | 0.36524 | 0.86342 | 0.13908 | 0.45532 | 0.65785
1404 | 2004-02-28 | 12:00 | 0.22975 | 0.32843 | 0.24227 | 0.473 | 0.42557 | 0.47846 | 0.56327 |  | 0.32937 | 0.85015 | 0.13647 | 0.44632 | 0.63785
1405 | 2004-02-28 | 13:00 | 0.24401 | 0.32309 | 0.24391 | 0.46469 | 0.40483 | 0.48346 | 0.52516 |  | 0.313 | 0.85205 | 0.13462 | 0.44256 | 0.61986
1406 | 2004-02-28 | 14:00 | 0.26183 | 0.17757 | 0.18453 | 0.48663 | 0.41497 | 0.49854 | 0.40421 |  | 0.29945 | 0.85728 | 0.13684 | 0.43722 | 0.60306
1407 | 2004-02-28 | 15:00 | 0.23115 | 0.087534 | 0.16596 | 0.497 | 0.41558 | 0.46009 | 0.30662 |  | 0.20683 | 0.86466 | 0.1375 | 0.44149 | 0.59187
1408 | 2004-02-28 | 16:00 | 0.16534 | 0.0705 | 0.13701 | 0.47785 | 0.3972 | 0.43045 | 0.28103 |  | 0.14554 | 0.87006 | 0.14297 | 0.45421 | 0.57739
1409 | 2004-02-28 | 17:00 | 0.12446 | 0.088156 | 0.095897 | 0.40542 | 0.38264 | 0.39801 | 0.28304 |  | 0.13985 | 0.86357 | 0.14169 | 0.47436 | 0.57064
1410 | 2004-02-28 | 18:00 | 0.088469 | 0.066535 | 0.092363 | 0.33093 | 0.36253 | 0.37152 | 0.29233 |  | 0.12383 | 0.85995 | 0.13984 | 0.49968 | 0.55889
1411 | 2004-02-28 | 19:00 | 0.096845 | 0.18631 | 0.10804 | 0.26198 | 0.31224 | 0.37054 | 0.28301 |  | 0.1086 | 0.83923 | 0.12599 | 0.51887 | 0.51041
1412 | 2004-02-28 | 20:00 | 0.12487 | 0.35588 | 0.12063 | 0.25642 | 0.30623 | 0.38274 | 0.28662 |  | 0.089539 | 0.83138 | 0.1199 | 0.5139 | 0.48073
1413 | 2004-02-28 | 21:00 | 0.16929 | 0.41819 | 0.14573 | 0.26549 | 0.33716 | 0.418 | 0.31494 |  | 0.085814 | 0.82798 | 0.13315 | 0.50897 | 0.42936
1414 | 2004-02-28 | 22:00 | 0.20307 | 0.44579 | 0.19802 | 0.29287 | 0.40196 | 0.46185 | 0.36471 |  | 0.087412 | 0.82111 | 0.14992 | 0.54164 | 0.35204
1415 | 2004-02-28 | 23:00 | 0.24452 | 0.35723 | 0.30676 | 0.3543 | 0.50018 | 0.51779 | 0.42851 |  | 0.10064 | 0.80864 | 0.16569 | 0.56267 | 0.33294
1416 | 2004-02-29 | 00:00 | 0.22841 | 0.35038 | 0.38353 | 0.42595 | 0.54157 | 0.53703 | 0.50959 |  | 0.11144 | 0.80792 | 0.17736 | 0.57649 | 0.34021
1417 | 2004-02-29 | 01:00 | 0.29033 | 0.67714 | 0.46255 | 0.54126 | 0.53705 | 0.62476 | 0.48579 |  | 0.1174 | 0.83915 | 0.18448 | 0.59107 | 0.38629
1418 | 2004-02-29 | 02:00 | 0.3978 | 0.63815 | 0.50489 | 0.63889 | 0.53949 | 0.71445 | 0.43582 |  | 0.15416 | 0.83688 | 0.18433 | 0.62177 | 0.43649
1419 | 2004-02-29 | 03:00 | 0.47591 | 0.55072 | 0.50378 | 0.6774 | 0.53473 | 0.75086 | 0.39198 |  | 0.21575 | 0.82513 | 0.18891 | 0.61898 | 0.47366
1420 | 2004-02-29 | 04:00 | 0.56926 | 0.36189 | 0.50822 | 0.69071 | 0.54288 | 0.75901 | 0.38507 |  | 0.26874 | 0.82751 | 0.19764 | 0.609 | 0.48
1421 | 2004-02-29 | 05:00 | 0.65669 | 0.39153 | 0.48814 | 0.72585 | 0.55576 | 0.75764 | 0.37687 |  | 0.3227 | 0.80938 | 0.20726 | 0.60688 | 0.52036
1422 | 2004-02-29 | 06:00 | 0.64606 | 0.32939 | 0.4324 | 0.73742 | 0.57996 | 0.76454 | 0.35282 |  | 0.36196 | 0.75603 | 0.20835 | 0.59422 | 0.52785
1423 | 2004-02-29 | 07:00 | 0.61146 | 0.26857 | 0.39346 | 0.68329 | 0.57305 | 0.7662 | 0.3401 |  | 0.35861 | 0.6893 | 0.20316 | 0.5619 | 0.51142
1424 | 2004-02-29 | 08:00 | 0.58961 | 0.23811 | 0.38249 | 0.59809 | 0.53498 | 0.74233 | 0.31338 |  | 0.33269 | 0.64636 | 0.19351 | 0.54268 | 0.45729
1425 | 2004-02-29 | 09:00 | 0.57194 | 0.20604 | 0.36819 | 0.53972 | 0.51479 | 0.69409 | 0.30529 |  | 0.29762 | 0.6393 | 0.18463 | 0.54045 | 0.4122
1426 | 2004-02-29 | 10:00 | 0.54583 | 0.15392 | 0.33801 | 0.49214 | 0.52889 | 0.66059 | 0.31365 |  | 0.2626 | 0.62429 | 0.17922 | 0.55786 | 0.4321
1427 | 2004-02-29 | 11:00 | 0.49841 | 0.22075 | 0.32564 | 0.4448 | 0.52039 | 0.65068 | 0.31442 |  | 0.24818 | 0.553 | 0.17628 | 0.58972 | 0.46425
1428 | 2004-02-29 | 12:00 | 0.45793 | 0.29703 | 0.39059 | 0.4147 | 0.50619 | 0.64425 | 0.37134 |  | 0.26628 | 0.43706 | 0.17167 | 0.60368 | 0.45167
1429 | 2004-02-29 | 13:00 | 0.45566 | 0.47793 | 0.42615 | 0.31533 | 0.46207 | 0.64849 | 0.34781 |  | 0.26581 | 0.38948 | 0.17173 | 0.6034 | 0.40694
1430 | 2004-02-29 | 14:00 | 0.45304 | 0.36753 | 0.3507 | 0.32852 | 0.46846 | 0.60439 | 0.26302 |  | 0.25772 | 0.39217 | 0.17306 | 0.58801 | 0.42003
1431 | 2004-02-29 | 15:00 | 0.43924 | 0.24105 | 0.26291 | 0.39678 | 0.47579 | 0.55279 | 0.22212 |  | 0.2137 | 0.40893 | 0.16657 | 0.54403 | 0.44846
1432 | 2004-02-29 | 16:00 | 0.4106 | 0.31006 | 0.23768 | 0.43136 | 0.45968 | 0.52958 | 0.19589 |  | 0.18045 | 0.45835 | 0.16517 | 0.51684 | 0.46269
1433 | 2004-02-29 | 17:00 | 0.33039 | 0.14349 | 0.22841 | 0.40319 | 0.43848 | 0.50488 | 0.17569 |  | 0.16242 | 0.54086 | 0.1687 | 0.50725 | 0.46675
1434 | 2004-02-29 | 18:00 | 0.20833 | 0.18721 | 0.21206 | 0.34546 | 0.39976 | 0.51071 | 0.20318 |  | 0.15672 | 0.64917 | 0.16647 | 0.50639 | 0.44309
1435 | 2004-02-29 | 19:00 | 0.13607 | 0.34663 | 0.18161 | 0.29526 | 0.35134 | 0.52893 | 0.23886 |  | 0.16689 | 0.69278 | 0.14247 | 0.5136 | 0.38244
1436 | 2004-02-29 | 20:00 | 0.13514 | 0.51796 | 0.17102 | 0.27333 | 0.36177 | 0.53692 | 0.25431 |  | 0.18593 | 0.70513 | 0.12318 | 0.52604 | 0.30378
1437 | 2004-02-29 | 21:00 | 0.17544 | 0.54992 | 0.18701 | 0.3148 | 0.38758 | 0.54734 | 0.26275 |  | 0.21555 | 0.7228 | 0.11512 | 0.55151 | 0.23014
1438 | 2004-02-29 | 22:00 | 0.23762 | 0.663 | 0.25056 | 0.4325 | 0.45153 | 0.57758 | 0.27094 |  | 0.26608 | 0.73378 | 0.11164 | 0.59638 | 0.19812
1439 | 2004-02-29 | 23:00 | 0.33921 | 0.73274 | 0.36329 | 0.56597 | 0.55387 | 0.62705 | 0.30584 |  | 0.32371 | 0.75163 | 0.10719 | 0.64391 | 0.18416
1440 | 2004-03-01 | 00:00 | 0.45709 | 0.67503 | 0.3461 | 0.67558 | 0.6703 | 0.56474 | 0.28566 |  | 0.37759 | 0.77085 | 0.10077 | 0.62347 | 0.20011
1441 | 2004-03-01 | 01:00 | 0.53834 | 0.60691 | 0.42149 | 0.75718 | 0.76025 | 0.59605 | 0.29944 |  | 0.41509 | 0.77688 | 0.089077 | 0.5651 | 0.24043
1442 | 2004-03-01 | 02:00 | 0.57939 | 0.57422 | 0.47473 | 0.79888 | 0.77035 | 0.64263 | 0.33069 |  | 0.44 | 0.79736 | 0.1208 | 0.57857 | 0.43525
1443 | 2004-03-01 | 03:00 | 0.62589 | 0.53846 | 0.49884 | 0.79929 | 0.74551 | 0.64103 | 0.33703 |  | 0.46425 | 0.81802 | 0.1885 | 0.57574 | 0.47442
1444 | 2004-03-01 | 04:00 | 0.67553 | 0.41511 | 0.44562 | 0.82752 | 0.73796 | 0.56453 | 0.33521 |  | 0.46249 | 0.81674 | 0.2153 | 0.60388 | 0.36159
1445 | 2004-03-01 | 05:00 | 0.70135 | 0.48981 | 0.34526 | 0.8265 | 0.7398 | 0.44042 | 0.3174 |  | 0.48305 | 0.82172 | 0.18934 | 0.64652 | 0.38264
1446 | 2004-03-01 | 06:00 | 0.68874 | 0.34715 | 0.27326 | 0.8132 | 0.72724 | 0.34737 | 0.30817 |  | 0.48509 | 0.82347 | 0.15137 | 0.70954 | 0.36865
1447 | 2004-03-01 | 07:00 | 0.65912 | 0.37674 | 0.19488 | 0.78257 | 0.70889 | 0.27447 | 0.28713 |  | 0.44272 | 0.80664 | 0.1206 | 0.79493 | 0.40611
1448 | 2004-03-01 | 08:00 | 0.64398 | 0.29994 | 0.17958 | 0.75983 | 0.6863 | 0.21172 | 0.26153 |  | 0.4071 | 0.77917 | 0.10788 | 0.84236 | 0.51199
1449 | 2004-03-01 | 09:00 | 0.62263 | 0.27547 | 0.14692 | 0.74549 | 0.65231 | 0.14246 | 0.23045 |  | 0.36818 | 0.75373 | 0.093431 | 0.84909 | 0.56212
1450 | 2004-03-01 | 10:00 | 0.61601 | 0.3353 | 0.095247 | 0.73365 | 0.63884 | 0.089721 | 0.21058 |  | 0.34064 | 0.71426 | 0.086669 | 0.84181 | 0.59604
1451 | 2004-03-01 | 11:00 | 0.6072 | 0.49451 | 0.084157 | 0.73358 | 0.60856 | 0.10508 | 0.20966 |  | 0.33599 | 0.69005 | 0.086926 | 0.83144 | 0.59571
1452 | 2004-03-01 | 12:00 | 0.60727 | 0.56569 | 0.086567 | 0.70079 | 0.56437 | 0.11214 | 0.20617 |  | 0.3843 | 0.66954 | 0.077618 | 0.8244 | 0.52627
1453 | 2004-03-01 | 13:00 | 0.62392 | 0.50689 | 0.068032 | 0.6413 | 0.56734 | 0.13628 | 0.18969 |  | 0.41349 | 0.62516 | 0.069643 | 0.8063 | 0.55034
1454 | 2004-03-01 | 14:00 | 0.6414 | 0.41832 | 0.042453 | 0.68102 | 0.55368 | 0.15148 | 0.12267 |  | 0.41696 | 0.6188 | 0.064138 | 0.7847 | 0.57097
1455 | 2004-03-01 | 15:00 | 0.67795 | 0.34802 | 0.038464 | 0.71444 | 0.53367 | 0.16903 | 0.067508 |  | 0.4018 | 0.61467 | 0.0605 | 0.74939 | 0.56832
1456 | 2004-03-01 | 16:00 | 0.7112 | 0.43329 | 0.033986 | 0.73483 | 0.52926 | 0.16015 | 0.037873 |  | 0.3696 | 0.61916 | 0.06113 | 0.67865 | 0.51818
1457 | 2004-03-01 | 17:00 | 0.73083 | 0.3719 | 0.042891 | 0.73384 | 0.51428 | 0.13851 | 0.030839 |  | 0.37779 | 0.61733 | 0.06486 | 0.61817 | 0.43936
1458 | 2004-03-01 | 18:00 | 0.75113 | 0.31739 | 0.071493 | 0.72597 | 0.49067 | 0.15966 | 0.034348 |  | 0.43115 | 0.62841 | 0.067864 | 0.58597 | 0.3381
1459 | 2004-03-01 | 19:00 | 0.7615 | 0.28927 | 0.10236 | 0.70942 | 0.47697 | 0.21869 | 0.037804 |  | 0.42231 | 0.61737 | 0.061282 | 0.54936 | 0.15442
1460 | 2004-03-01 | 20:00 | 0.77503 | 0.299 | 0.14447 | 0.70873 | 0.49946 | 0.31775 | 0.041953 |  | 0.42132 | 0.57341 | 0.053412 | 0.48017 | 0.11063
1461 | 2004-03-01 | 21:00 | 0.77878 | 0.22331 | 0.22508 | 0.70385 | 0.51985 | 0.45444 | 0.059542 |  | 0.45451 | 0.49856 | 0.053799 | 0.41921 | 0.10124
1462 | 2004-03-01 | 22:00 | 0.79393 | 0.28742 | 0.40572 | 0.70744 | 0.58141 | 0.59807 | 0.12164 |  | 0.53219 | 0.40461 | 0.061017 | 0.36789 | 0.09399
1463 | 2004-03-01 | 23:00 | 0.79987 | 0.33145 | 0.55 | 0.72332 | 0.66176 | 0.71302 | 0.22675 |  | 0.6607 | 0.33162 | 0.067987 | 0.30942 | 0.093528
1464 | 2004-03-02 | 00:00 | 0.80269 | 0.46037 | 0.4935 | 0.76051 | 0.71715 | 0.73528 | 0.24272 |  | 0.66057 | 0.2826 | 0.066966 | 0.25561 | 0.1407
1465 | 2004-03-02 | 01:00 | 0.79539 | 0.51714 | 0.46059 | 0.77492 | 0.72768 | 0.74971 | 0.2821 |  | 0.69088 | 0.2688 | 0.063974 | 0.22075 | 0.20726
1466 | 2004-03-02 | 02:00 | 0.79631 | 0.55282 | 0.46498 | 0.77925 | 0.74163 | 0.78159 | 0.32031 |  | 0.70752 | 0.27486 | 0.063692 | 0.2062 | 0.26552
1467 | 2004-03-02 | 03:00 | 0.79907 | 0.6203 | 0.53237 | 0.78726 | 0.74408 | 0.82581 | 0.36233 |  | 0.72353 | 0.28273 | 0.066029 | 0.20395 | 0.2574
1468 | 2004-03-02 | 04:00 | 0.80178 | 0.70363 | 0.61459 | 0.78453 | 0.7396 | 0.83371 | 0.40686 |  | 0.72412 | 0.2842 | 0.074214 | 0.20245 | 0.26727
1469 | 2004-03-02 | 05:00 | 0.80852 | 0.58224 | 0.61537 | 0.79284 | 0.7165 | 0.8151 | 0.46763 |  | 0.73137 | 0.27105 | 0.078936 | 0.19758 | 0.25073
1470 | 2004-03-02 | 06:00 | 0.80444 | 0.54849 | 0.64693 | 0.80074 | 0.68505 | 0.78791 | 0.46912 |  | 0.70188 | 0.24413 | 0.07889 | 0.19213 | 0.24166
1471 | 2004-03-02 | 07:00 | 0.80054 | 0.54715 | 0.64188 | 0.79361 | 0.62738 | 0.76382 | 0.44818 |  | 0.62964 | 0.26896 | 0.080799 | 0.183 | 0.23967
1472 | 2004-03-02 | 08:00 | 0.80678 | 0.44034 | 0.6406 | 0.78004 | 0.55608 | 0.79256 | 0.44107 |  | 0.59035 | 0.2936 | 0.08279 | 0.17966 | 0.25148
1473 | 2004-03-02 | 09:00 | 0.77533 | 0.37192 | 0.59461 | 0.76658 | 0.52191 | 0.80811 | 0.46413 |  | 0.56887 | 0.27818 | 0.083937 | 0.18125 | 0.28017
1474 | 2004-03-02 | 10:00 | 0.71443 | 0.29207 | 0.5182 | 0.71043 | 0.46357 | 0.7902 | 0.50707 |  | 0.47654 | 0.28133 | 0.086156 | 0.16913 | 0.29631
1475 | 2004-03-02 | 11:00 | 0.65194 | 0.28815 | 0.50856 | 0.59056 | 0.33815 | 0.77294 | 0.52679 |  | 0.38976 | 0.27978 | 0.093726 | 0.14661 | 0.28587
1476 | 2004-03-02 | 12:00 | 0.60875 | 0.38052 | 0.54988 | 0.48071 | 0.22579 | 0.78415 | 0.54568 |  | 0.3067 | 0.22974 | 0.10127 | 0.12859 | 0.27954
1477 | 2004-03-02 | 13:00 | 0.60448 | 0.41735 | 0.56407 | 0.44681 | 0.17874 | 0.79266 | 0.52686 |  | 0.33586 | 0.2038 | 0.10274 | 0.12022 | 0.33752
1478 | 2004-03-02 | 14:00 | 0.61905 | 0.36378 | 0.5954 | 0.42679 | 0.19296 | 0.80758 | 0.53958 |  | 0.42771 | 0.18566 | 0.099144 | 0.11838 | 0.34536
1479 | 2004-03-02 | 15:00 | 0.58163 | 0.31594 | 0.69509 | 0.38655 | 0.23425 | 0.85167 | 0.55904 |  | 0.48748 | 0.17395 | 0.099807 | 0.12118 | 0.31581
1480 | 2004-03-02 | 16:00 | 0.53378 | 0.29865 | 0.75811 | 0.34534 | 0.22747 | 0.87906 | 0.58633 |  | 0.54372 | 0.16662 | 0.10511 | 0.14059 | 0.29939
1481 | 2004-03-02 | 17:00 | 0.5044 | 0.2901 | 0.75612 | 0.27642 | 0.18043 | 0.88836 | 0.58497 |  | 0.55734 | 0.15479 | 0.11006 | 0.13298 | 0.27695
1482 | 2004-03-02 | 18:00 | 0.45452 | 0.29065 | 0.75894 | 0.22551 | 0.14015 | 0.89334 | 0.61427 |  | 0.5429 | 0.13955 | 0.10767 | 0.12935 | 0.21131
1483 | 2004-03-02 | 19:00 | 0.4157 | 0.24745 | 0.78706 | 0.16889 | 0.099376 | 0.88991 | 0.62372 |  | 0.50662 | 0.13244 | 0.096344 | 0.13432 | 0.13875
1484 | 2004-03-02 | 20:00 | 0.39928 | 0.26242 | 0.81134 | 0.16723 | 0.073442 | 0.88495 | 0.64437 |  | 0.48847 | 0.1319 | 0.083604 | 0.16025 | 0.13821
1485 | 2004-03-02 | 21:00 | 0.35377 | 0.28443 | 0.81514 | 0.17961 | 0.069861 | 0.88212 | 0.68981 |  | 0.49603 | 0.14107 | 0.079779 | 0.19002 | 0.1563
1486 | 2004-03-02 | 22:00 | 0.27238 | 0.27421 | 0.80771 | 0.18432 | 0.061349 | 0.88327 | 0.73979 |  | 0.49987 | 0.17842 | 0.08044 | 0.20964 | 0.14816
1487 | 2004-03-02 | 23:00 | 0.23936 | 0.31404 | 0.79345 | 0.16374 | 0.063749 | 0.90262 | 0.80294 |  | 0.48071 | 0.22321 | 0.082472 | 0.22615 | 0.17536
1488 | 2004-03-03 | 00:00 | 0.21171 | 0.35364 | 0.65534 | 0.16591 | 0.075583 | 0.90814 | 0.81354 |  | 0.3798 | 0.26276 | 0.084541 | 0.2393 | 0.1958
1489 | 2004-03-03 | 01:00 | 0.25322 | 0.34998 | 0.59469 | 0.13304 | 0.1227 | 0.89352 | 0.81814 |  | 0.39056 | 0.31893 | 0.087121 | 0.24693 | 0.23622
1490 | 2004-03-03 | 02:00 | 0.28173 | 0.50215 | 0.61522 | 0.15154 | 0.12865 | 0.88757 | 0.84473 |  | 0.44363 | 0.3423 | 0.079542 | 0.28039 | 0.29963
1491 | 2004-03-03 | 03:00 | 0.23914 | 0.66728 | 0.62411 | 0.16801 | 0.12062 | 0.86446 | 0.86112 |  | 0.42833 | 0.30261 | 0.085376 | 0.32886 | 0.32352
1492 | 2004-03-03 | 04:00 | 0.20565 | 0.72528 | 0.56225 | 0.12211 | 0.13157 | 0.78865 | 0.8575 |  | 0.43871 | 0.29402 | 0.10447 | 0.34406 | 0.36353
1493 | 2004-03-03 | 05:00 | 0.19666 | 0.67156 | 0.52165 | 0.10319 | 0.1397 | 0.687 | 0.84822 |  | 0.43124 | 0.2553 | 0.12055 | 0.33543 | 0.37397
1494 | 2004-03-03 | 06:00 | 0.15508 | 0.64928 | 0.48238 | 0.11996 | 0.13676 | 0.58266 | 0.85716 |  | 0.38527 | 0.21169 | 0.1374 | 0.3172 | 0.38662
1495 | 2004-03-03 | 07:00 | 0.13567 | 0.64378 | 0.41197 | 0.11315 | 0.13719 | 0.52172 | 0.83639 |  | 0.29531 | 0.19495 | 0.14879 | 0.32101 | 0.41607
1496 | 2004-03-03 | 08:00 | 0.1253 | 0.61834 | 0.34204 | 0.089618 | 0.15309 | 0.4693 | 0.80899 |  | 0.20059 | 0.19968 | 0.15212 | 0.33288 | 0.41957
1497 | 2004-03-03 | 09:00 | 0.10428 | 0.60713 | 0.26885 | 0.080834 | 0.17868 | 0.43051 | 0.76972 |  | 0.14706 | 0.20147 | 0.15374 | 0.33769 | 0.40426
1498 | 2004-03-03 | 10:00 | 0.080351 | 0.58086 | 0.17773 | 0.073658 | 0.21166 | 0.37868 | 0.71517 |  | 0.098309 | 0.19245 | 0.15272 | 0.31782 | 0.43754
1499 | 2004-03-03 | 11:00 | 0.070864 | 0.50423 | 0.15119 | 0.067335 | 0.23427 | 0.34273 | 0.68241 |  | 0.091308 | 0.19097 | 0.1407 | 0.29342 | 0.47062
1500 | 2004-03-03 | 12:00 | 0.067572 | 0.39994 | 0.13716 | 0.064791 | 0.24916 | 0.38481 | 0.66281 |  | 0.077747 | 0.16626 | 0.116 | 0.26968 | 0.46102
1501 | 2004-03-03 | 13:00 | 0.061934 | 0.3932 | 0.11214 | 0.065161 | 0.21475 | 0.35121 | 0.70489 |  | 0.092808 | 0.15051 | 0.097569 | 0.25305 | 0.46064
1502 | 2004-03-03 | 14:00 | 0.0563 | 0.36922 | 0.085736 | 0.065258 | 0.20546 | 0.31624 | 0.73096 |  | 0.10263 | 0.15691 | 0.081393 | 0.21938 | 0.38592
1503 | 2004-03-03 | 15:00 | 0.058037 | 0.36972 | 0.069567 | 0.0642 | 0.22473 | 0.28016 | 0.68773 |  | 0.11384 | 0.15338 | 0.070218 | 0.18721 | 0.3554
1504 | 2004-03-03 | 16:00 | 0.054704 | 0.22486 | 0.060152 | 0.065825 | 0.27817 | 0.26499 | 0.65323 |  | 0.10424 | 0.13813 | 0.058703 | 0.18704 | 0.3673
1505 | 2004-03-03 | 17:00 | 0.045695 | 0.13371 | 0.079494 | 0.060616 | 0.31941 | 0.25513 | 0.62164 |  | 0.093033 | 0.12861 | 0.047553 | 0.16079 | 0.31975
1506 | 2004-03-03 | 18:00 | 0.047156 | 0.23924 | 0.092643 | 0.058395 | 0.34549 | 0.22939 | 0.60984 |  | 0.096606 | 0.10051 | 0.040854 | 0.12817 | 0.33088
1507 | 2004-03-03 | 19:00 | 0.054702 | 0.39027 | 0.10333 | 0.058039 | 0.3756 | 0.23375 | 0.67107 |  | 0.10881 | 0.082194 | 0.037699 | 0.096618 | 0.31407
1508 | 2004-03-03 | 20:00 | 0.066789 | 0.33257 | 0.10008 | 0.064893 | 0.37514 | 0.22216 | 0.66436 |  | 0.14121 | 0.069571 | 0.035391 | 0.074263 | 0.29028
1509 | 2004-03-03 | 21:00 | 0.080058 | 0.31644 | 0.099971 | 0.080517 | 0.35075 | 0.19273 | 0.59459 |  | 0.15526 | 0.061146 | 0.037015 | 0.065046 | 0.31378
1510 | 2004-03-03 | 22:00 | 0.090148 | 0.30923 | 0.091531 | 0.09943 | 0.31658 | 0.17902 | 0.5655 |  | 0.13465 | 0.05738 | 0.044173 | 0.069991 | 0.28272
1511 | 2004-03-03 | 23:00 | 0.10594 | 0.30953 | 0.064262 | 0.1175 | 0.3095 | 0.16275 | 0.50181 |  | 0.15367 | 0.063315 | 0.051927 | 0.077592 | 0.25433
1512 | 2004-03-04 | 00:00 | 0.12521 | 0.30053 | 0.053207 | 0.13923 | 0.30346 | 0.1571 | 0.4149 |  | 0.19441 | 0.07745 | 0.052212 | 0.10387 | 0.25449
1513 | 2004-03-04 | 01:00 | 0.16012 | 0.25888 | 0.079872 | 0.3089 | 0.22241 | 0.16684 | 0.37991 |  | 0.24496 | 0.12426 | 0.045101 | 0.14395 | 0.23085
1514 | 2004-03-04 | 02:00 | 0.16704 | 0.22012 | 0.085222 | 0.24972 | 0.20068 | 0.12078 | 0.32613 |  | 0.2766 | 0.14562 | 0.11893 | 0.16626 | 0.18928
1515 | 2004-03-04 | 03:00 | 0.14002 | 0.2002 | 0.12179 | 0.20584 | 0.21107 | 0.11083 | 0.20179 |  | 0.28862 | 0.12756 | 0.094865 | 0.16738 | 0.11992
1516 | 2004-03-04 | 04:00 | 0.12634 | 0.26309 | 0.19762 | 0.19262 | 0.22762 | 0.13478 | 0.17206 |  | 0.32731 | 0.11585 | 0.10116 | 0.18875 | 0.15055
1517 | 2004-03-04 | 05:00 | 0.13427 | 0.27138 | 0.24477 | 0.18974 | 0.22886 | 0.14984 | 0.1532 |  | 0.40093 | 0.10633 | 0.11756 | 0.20021 | 0.13387
1518 | 2004-03-04 | 06:00 | 0.16135 | 0.4563 | 0.27293 | 0.22712 | 0.24206 | 0.17176 | 0.12083 |  | 0.46513 | 0.11489 | 0.14195 | 0.13952 | 0.15356
1519 | 2004-03-04 | 07:00 | 0.17833 | 0.40718 | 0.22662 | 0.26596 | 0.25435 | 0.17692 | 0.09434 |  | 0.51952 | 0.12887 | 0.20264 | 0.18917 | 0.16451
1520 | 2004-03-04 | 08:00 | 0.19011 | 0.43202 | 0.16869 | 0.26865 | 0.26021 | 0.13299 | 0.088676 |  | 0.57074 | 0.15574 | 0.28689 | 0.16435 | 0.27017
1521 | 2004-03-04 | 09:00 | 0.17477 | 0.42872 | 0.13462 | 0.25233 | 0.26924 | 0.12536 | 0.083754 |  | 0.5751 | 0.18141 | 0.392 | 0.1567 | 0.27026
1522 | 2004-03-04 | 10:00 | 0.136 | 0.41741 | 0.098953 | 0.20158 | 0.28413 | 0.17065 | 0.10179 |  | 0.54549 | 0.20614 | 0.45654 | 0.13926 | 0.27674
1523 | 2004-03-04 | 11:00 | 0.10247 | 0.46578 | 0.075143 | 0.12271 | 0.28724 | 0.18169 | 0.13039 |  | 0.49721 | 0.26155 | 0.48763 | 0.13535 | 0.30547
1524 | 2004-03-04 | 12:00 | 0.086396 | 0.49045 | 0.043399 | 0.077626 | 0.29134 | 0.14312 | 0.15967 |  | 0.4036 | 0.28291 | 0.49266 | 0.14989 | 0.25484
1525 | 2004-03-04 | 13:00 | 0.10354 | 0.51836 | 0.022482 | 0.063905 | 0.30802 | 0.1526 | 0.15921 |  | 0.40297 | 0.29518 | 0.50513 | 0.1893 | 0.19874
1526 | 2004-03-04 | 14:00 | 0.098759 | 0.55093 | 0.014237 | 0.079655 | 0.31511 | 0.1687 | 0.13602 |  | 0.41382 | 0.33105 | 0.52968 | 0.24382 | 0.21626
1527 | 2004-03-04 | 15:00 | 0.094033 | 0.57471 | 0.01313 | 0.089733 | 0.32572 | 0.20439 | 0.1168 |  | 0.41203 | 0.3627 | 0.53198 | 0.34594 | 0.35472
1528 | 2004-03-04 | 16:00 | 0.10637 | 0.57987 | 0.023741 | 0.11285 | 0.31817 | 0.25249 | 0.12241 |  | 0.37598 | 0.37932 | 0.52258 | 0.35618 | 0.40265
1529 | 2004-03-04 | 17:00 | 0.11411 | 0.31436 | 0.039227 | 0.17958 | 0.31525 | 0.2711 | 0.14076 |  | 0.36489 | 0.41439 | 0.4966 | 0.38161 | 0.50174
1530 | 2004-03-04 | 18:00 | 0.13424 | 0.46912 | 0.053672 | 0.2934 | 0.3052 | 0.22931 | 0.139 |  | 0.32583 | 0.41262 | 0.44515 | 0.38306 | 0.55965
1531 | 2004-03-04 | 19:00 | 0.19408 | 0.46174 | 0.067101 | 0.38292 | 0.32326 | 0.17278 | 0.1507 |  | 0.31349 | 0.39469 | 0.37029 | 0.40274 | 0.56514
1532 | 2004-03-04 | 20:00 | 0.28846 | 0.5032 | 0.080541 | 0.46868 | 0.33768 | 0.12146 | 0.14587 |  | 0.3532 | 0.36339 | 0.35386 | 0.43947 | 0.55522
1533 | 2004-03-04 | 21:00 | 0.39028 | 0.71086 | 0.087692 | 0.60262 | 0.32673 | 0.083871 | 0.14353 |  | 0.47984 | 0.34336 | 0.35592 | 0.44052 | 0.54793
1534 | 2004-03-04 | 22:00 | 0.4873 | 0.60778 | 0.10049 | 0.69787 | 0.33314 | 0.078459 | 0.18446 |  | 0.58459 | 0.34401 | 0.35695 | 0.418 | 0.51568
1535 | 2004-03-04 | 23:00 | 0.5614 | 0.44541 | 0.10236 | 0.79506 | 0.34212 | 0.068053 | 0.20444 |  | 0.67913 | 0.32478 | 0.35215 | 0.44873 | 0.49296
1536 | 2004-03-05 | 00:00 | 0.63171 | 0.38489 | 0.093086 | 0.83998 | 0.33023 | 0.068007 | 0.1897 |  | 0.69642 | 0.33184 | 0.32899 | 0.42458 | 0.45116
1537 | 2004-03-05 | 01:00 | 0.67209 | 0.33215 | 0.096001 | 0.84116 | 0.32148 | 0.092769 | 0.15857 |  | 0.66496 | 0.33061 | 0.29981 | 0.44244 | 0.39354
1538 | 2004-03-05 | 02:00 | 0.67872 | 0.25934 | 0.12679 | 0.86467 | 0.37086 | 0.10816 | 0.16057 |  | 0.66261 | 0.32405 | 0.2692 | 0.46883 | 0.37418
1539 | 2004-03-05 | 03:00 | 0.71252 | 0.23829 | 0.1935 | 0.86025 | 0.39178 | 0.11827 | 0.14261 |  | 0.63716 | 0.34969 | 0.25546 | 0.48415 | 0.39381
1540 | 2004-03-05 | 04:00 | 0.74877 | 0.16213 | 0.27221 | 0.87038 | 0.39085 | 0.14764 | 0.11533 |  | 0.62216 | 0.35359 | 0.25399 | 0.47467 | 0.43598
1541 | 2004-03-05 | 05:00 | 0.78973 | 0.11813 | 0.30972 | 0.87449 | 0.41266 | 0.21996 | 0.10388 |  | 0.61355 | 0.37023 | 0.25734 | 0.53835 | 0.47726
1542 | 2004-03-05 | 06:00 | 0.82636 | 0.12894 | 0.35315 | 0.86028 | 0.43524 | 0.24458 | 0.096781 |  | 0.60963 | 0.40709 | 0.2671 | 0.60528 | 0.53756
1543 | 2004-03-05 | 07:00 | 0.86272 | 0.2102 | 0.41335 | 0.88947 | 0.4667 | 0.3723 | 0.072645 |  | 0.57043 | 0.42735 | 0.27177 | 0.551 | 0.58883
1544 | 2004-03-05 | 08:00 | 0.88905 | 0.46911 | 0.46917 | 0.89637 | 0.49428 | 0.51027 | 0.07358 |  | 0.56281 | 0.44814 | 0.27725 | 0.49857 | 0.59951
1545 | 2004-03-05 | 09:00 | 0.90393 | 0.42576 | 0.51923 | 0.90761 | 0.53333 | 0.62764 | 0.10252 |  | 0.54995 | 0.44423 | 0.27616 | 0.46369 | 0.56952
1546 | 2004-03-05 | 10:00 | 0.88838 | 0.25464 | 0.55162 | 0.87967 | 0.55992 | 0.70941 | 0.1656 |  | 0.52702 | 0.4378 | 0.27112 | 0.45135 | 0.53403
1547 | 2004-03-05 | 11:00 | 0.87814 | 0.16994 | 0.56637 | 0.87243 | 0.55939 | 0.77843 | 0.23275 |  | 0.52831 | 0.40885 | 0.27484 | 0.42451 | 0.47249
1548 | 2004-03-05 | 12:00 | 0.89296 | 0.1593 | 0.60855 | 0.87773 | 0.5387 | 0.8663 | 0.27523 |  | 0.54298 | 0.35117 | 0.28361 | 0.38599 | 0.38045
1549 | 2004-03-05 | 13:00 | 0.9069 | 0.23 | 0.59654 | 0.90877 | 0.53848 | 0.90141 | 0.31361 |  | 0.63514 | 0.25049 | 0.29856 | 0.4221 | 0.22799
1550 | 2004-03-05 | 14:00 | 0.91656 | 0.21341 | 0.56341 | 0.89975 | 0.48242 | 0.91429 | 0.35893 |  | 0.73438 | 0.2067 | 0.31317 | 0.44318 | 0.12582
1551 | 2004-03-05 | 15:00 | 0.92214 | 0.19057 | 0.58128 | 0.84033 | 0.448 | 0.93645 | 0.37604 |  | 0.76136 | 0.21182 | 0.3275 | 0.45294 | 0.10064
1552 | 2004-03-05 | 16:00 | 0.92221 | 0.28932 | 0.54576 | 0.81642 | 0.41698 | 0.94702 | 0.3885 |  | 0.76315 | 0.25099 | 0.34624 | 0.46483 | 0.081982
1553 | 2004-03-05 | 17:00 | 0.92068 | 0.28037 | 0.48357 | 0.83082 | 0.38565 | 0.94852 | 0.4385 |  | 0.70916 | 0.30467 | 0.38699 | 0.43602 | 0.064129
1554 | 2004-03-05 | 18:00 | 0.91923 | 0.3727 | 0.47848 | 0.86429 | 0.3955 | 0.94045 | 0.4919 |  | 0.67609 | 0.33214 | 0.41617 | 0.45413 | 0.04492
1555 | 2004-03-05 | 19:00 | 0.91977 | 0.34766 | 0.53735 | 0.85262 | 0.40191 | 0.92524 | 0.53725 |  | 0.68876 | 0.34174 | 0.4481 | 0.47939 | 0.030185
1556 | 2004-03-05 | 20:00 | 0.92321 | 0.36631 | 0.6575 | 0.8421 | 0.39233 | 0.91822 | 0.57759 |  | 0.75126 | 0.31525 | 0.48148 | 0.49042 | 0.023883
1557 | 2004-03-05 | 21:00 | 0.91922 | 0.39019 | 0.77397 | 0.83195 | 0.35452 | 0.90733 | 0.58554 |  | 0.79992 | 0.27445 | 0.51768 | 0.51337 | 0.023085
1558 | 2004-03-05 | 22:00 | 0.91415 | 0.42821 | 0.85269 | 0.8118 | 0.2914 | 0.90478 | 0.58554 |  | 0.83457 | 0.27518 | 0.54895 | 0.53092 | 0.03181
1559 | 2004-03-05 | 23:00 | 0.90078 | 0.45813 | 0.90185 | 0.77821 | 0.23617 | 0.92092 | 0.59344 |  | 0.87938 | 0.26637 | 0.58317 | 0.40697 | 0.04319
1560 | 2004-03-06 | 00:00 | 0.85912 | 0.48959 | 0.93461 | 0.68513 | 0.20006 | 0.90733 | 0.64716 |  | 0.83314 | 0.25112 | 0.61872 | 0.35136 | 0.086658
1561 | 2004-03-06 | 01:00 | 0.72758 | 0.49937 | 0.89955 | 0.42176 | 0.18445 | 0.88356 | 0.65416 |  | 0.82653 | 0.26641 | 0.64863 | 0.27196 | 0.13937
1562 | 2004-03-06 | 02:00 | 0.67396 | 0.49655 | 0.85602 | 0.42785 | 0.19502 | 0.87596 | 0.65353 |  | 0.81289 | 0.24104 | 0.68446 | 0.30222 | 0.20716
1563 | 2004-03-06 | 03:00 | 0.58739 | 0.50402 | 0.90536 | 0.56711 | 0.21818 | 0.89217 | 0.65056 |  | 0.86254 | 0.1993 | 0.7605 | 0.3859 | 0.29938
1564 | 2004-03-06 | 04:00 | 0.51173 | 0.53403 | 0.92073 | 0.37869 | 0.2505 | 0.89445 | 0.64746 |  | 0.85534 | 0.19408 | 0.77013 | 0.52575 | 0.37964
1565 | 2004-03-06 | 05:00 | 0.45512 | 0.64279 | 0.8921 | 0.21843 | 0.27875 | 0.87737 | 0.6676 |  | 0.83194 | 0.21564 | 0.8094 | 0.62343 | 0.4306
1566 | 2004-03-06 | 06:00 | 0.40898 | 0.63426 | 0.74531 | 0.17392 | 0.33799 | 0.86096 | 0.68664 |  | 0.78682 | 0.26692 | 0.8303 | 0.70138 | 0.45816
1567 | 2004-03-06 | 07:00 | 0.36743 | 0.60213 | 0.56448 | 0.15402 | 0.3908 | 0.85149 | 0.69763 |  | 0.70013 | 0.36841 | 0.83732 | 0.75932 | 0.50667
1568 | 2004-03-06 | 08:00 | 0.32282 | 0.60792 | 0.44838 | 0.17523 | 0.41841 | 0.82084 | 0.67021 |  | 0.68835 | 0.47543 | 0.84523 | 0.79877 | 0.53033
1569 | 2004-03-06 | 09:00 | 0.2672 | 0.43305 | 0.43481 | 0.18348 | 0.42844 | 0.7394 | 0.60186 |  | 0.72983 | 0.55746 | 0.85836 | 0.80065 | 0.54794
1570 | 2004-03-06 | 10:00 | 0.19989 | 0.27736 | 0.39923 | 0.18715 | 0.44974 | 0.68185 | 0.60743 |  | 0.6427 | 0.62739 | 0.86116 | 0.75082 | 0.54561
1571 | 2004-03-06 | 11:00 | 0.17385 | 0.27914 | 0.37151 | 0.1938 | 0.47779 | 0.66809 | 0.63521 |  | 0.5942 | 0.65572 | 0.85491 | 0.74597 | 0.51463
1572 | 2004-03-06 | 12:00 | 0.27384 | 0.36677 | 0.39433 | 0.21216 | 0.50851 | 0.67833 | 0.57773 |  | 0.59439 | 0.656 | 0.85203 | 0.7479 | 0.44285
1573 | 2004-03-06 | 13:00 | 0.3918 | 0.52818 | 0.36407 | 0.21132 | 0.51095 | 0.67925 | 0.59389 |  | 0.65473 | 0.65291 | 0.84923 | 0.77714 | 0.38187
1574 | 2004-03-06 | 14:00 | 0.46313 | 0.39051 | 0.38377 | 0.2345 | 0.51508 | 0.7487 | 0.64977 |  | 0.70541 | 0.68783 | 0.82743 | 0.79251 | 0.29565
1575 | 2004-03-06 | 15:00 | 0.51059 | 0.35398 | 0.52092 | 0.27856 | 0.52998 | 0.79546 | 0.6577 |  | 0.75579 | 0.72978 | 0.81486 | 0.77181 | 0.12988
1576 | 2004-03-06 | 16:00 | 0.57188 | 0.41806 | 0.58704 | 0.31312 | 0.59879 | 0.81947 | 0.7014 |  | 0.79265 | 0.63526 | 0.80012 | 0.81459 | 0.049626
1577 | 2004-03-06 | 17:00 | 0.58752 | 0.39921 | 0.65017 | 0.35242 | 0.67324 | 0.85503 | 0.74565 |  | 0.7985 | 0.5569 | 0.77686 | 0.75797 | 0.028021
1578 | 2004-03-06 | 18:00 | 0.63153 | 0.48398 | 0.78701 | 0.41205 | 0.71922 | 0.86219 | 0.77022 |  | 0.81193 | 0.58764 | 0.75146 | 0.65051 | 0.020725
1579 | 2004-03-06 | 19:00 | 0.66601 | 0.75232 | 0.82359 | 0.47569 | 0.76378 | 0.84705 | 0.79217 |  | 0.83765 | 0.56205 | 0.74044 | 0.59175 | 0.02058
1580 | 2004-03-06 | 20:00 | 0.6079 | 0.91182 | 0.82699 | 0.45767 | 0.78846 | 0.86025 | 0.81233 |  | 0.82006 | 0.47419 | 0.73184 | 0.56479 | 0.027616
1581 | 2004-03-06 | 21:00 | 0.51585 | 0.90117 | 0.81538 | 0.34122 | 0.78221 | 0.85811 | 0.80716 |  | 0.80462 | 0.41473 | 0.72314 | 0.76773 | 0.040605
1582 | 2004-03-06 | 22:00 | 0.41655 | 0.88433 | 0.81742 | 0.27181 | 0.7858 | 0.86635 | 0.80443 |  | 0.79262 | 0.38275 | 0.71334 | 0.88958 | 0.048496
1583 | 2004-03-06 | 23:00 | 0.32432 | 0.87515 | 0.80029 | 0.28559 | 0.78514 | 0.87492 | 0.81378 |  | 0.73612 | 0.34366 | 0.70354 | 0.79776 | 0.049454
1584 | 2004-03-07 | 00:00 | 0.26411 | 0.89792 | 0.7826 | 0.3539 | 0.79932 | 0.87552 | 0.82803 |  | 0.63787 | 0.3223 | 0.68762 | 0.79653 | 0.051613
1585 | 2004-03-07 | 01:00 | 0.23466 | 0.87972 | 0.77532 | 0.43891 | 0.77733 | 0.85718 | 0.84249 |  | 0.5344 | 0.36405 | 0.70545 | 0.7107 | 0.050886
1586 | 2004-03-07 | 02:00 | 0.25117 | 0.85457 | 0.74904 | 0.56195 | 0.79739 | 0.84701 | 0.84889 |  | 0.48598 | 0.40595 | 0.68443 | 0.58152 | 0.057675
1587 | 2004-03-07 | 03:00 | 0.28451 | 0.82363 | 0.71124 | 0.65135 | 0.80146 | 0.80257 | 0.84616 |  | 0.42899 | 0.43458 | 0.69042 | 0.55905 | 0.08514
1588 | 2004-03-07 | 04:00 | 0.3341 | 0.89768 | 0.66232 | 0.71424 | 0.80722 | 0.70471 | 0.84082 |  | 0.30849 | 0.45142 | 0.67792 | 0.58168 | 0.099605
1589 | 2004-03-07 | 05:00 | 0.36363 | 0.85813 | 0.58574 | 0.76909 | 0.82506 | 0.61164 | 0.83761 |  | 0.22929 | 0.47854 | 0.63042 | 0.60345 | 0.11192
1590 | 2004-03-07 | 06:00 | 0.38691 | 0.83602 | 0.53949 | 0.80016 | 0.84418 | 0.52152 | 0.83704 |  | 0.21391 | 0.46766 | 0.59234 | 0.5846 | 0.12891
1591 | 2004-03-07 | 07:00 | 0.43642 | 0.78127 | 0.45513 | 0.81921 | 0.85652 | 0.41549 | 0.79713 |  | 0.15317 | 0.49773 | 0.53566 | 0.56296 | 0.15076
1592 | 2004-03-07 | 08:00 | 0.50251 | 0.78468 | 0.34592 | 0.83557 | 0.86153 | 0.34805 | 0.73445 |  | 0.13643 | 0.54026 | 0.48603 | 0.56515 | 0.18802
1593 | 2004-03-07 | 09:00 | 0.56984 | 0.65823 | 0.26095 | 0.8473 | 0.86102 | 0.2909 | 0.6546 |  | 0.15509 | 0.55229 | 0.45317 | 0.56967 | 0.16255
1594 | 2004-03-07 | 10:00 | 0.61831 | 0.53492 | 0.14247 | 0.8395 | 0.8613 | 0.19717 | 0.53663 |  | 0.15474 | 0.56856 | 0.47232 | 0.52486 | 0.14316
1595 | 2004-03-07 | 11:00 | 0.63043 | 0.54973 | 0.058551 | 0.83346 | 0.85988 | 0.1342 | 0.43067 |  | 0.13014 | 0.54887 | 0.47605 | 0.43947 | 0.14554
1596 | 2004-03-07 | 12:00 | 0.68609 | 0.50791 | 0.060833 | 0.8247 | 0.84813 | 0.12887 | 0.4101 |  | 0.10943 | 0.49497 | 0.45813 | 0.37345 | 0.14172
1597 | 2004-03-07 | 13:00 | 0.71521 | 0.4678 | 0.03931 | 0.83934 | 0.84908 | 0.12302 | 0.40372 |  | 0.10395 | 0.52698 | 0.44734 | 0.34235 | 0.13682
1598 | 2004-03-07 | 14:00 | 0.73229 | 0.50427 | 0.025535 | 0.84977 | 0.85076 | 0.088872 | 0.34295 |  | 0.096438 | 0.55154 | 0.43989 | 0.3213 | 0.13604
1599 | 2004-03-07 | 15:00 | 0.75398 | 0.60887 | 0.034031 | 0.85431 | 0.84775 | 0.073747 | 0.24596 |  | 0.11007 | 0.50306 | 0.45223 | 0.31322 | 0.15421
1600 | 2004-03-07 | 16:00 | 0.76519 | 0.52888 | 0.049174 | 0.86035 | 0.84127 | 0.11082 | 0.2189 |  | 0.13899 | 0.45234 | 0.4924 | 0.30141 | 0.16869
1601 | 2004-03-07 | 17:00 | 0.76758 | 0.52416 | 0.057175 | 0.85942 | 0.8385 | 0.12467 | 0.16018 |  | 0.20569 | 0.41773 | 0.51316 | 0.24993 | 0.20417
1602 | 2004-03-07 | 18:00 | 0.78155 | 0.54452 | 0.094527 | 0.85718 | 0.83402 | 0.12932 | 0.098241 |  | 0.30675 | 0.4071 | 0.52708 | 0.24041 | 0.20938
1603 | 2004-03-07 | 19:00 | 0.82852 | 0.42784 | 0.14798 | 0.86192 | 0.82295 | 0.19925 | 0.071776 |  | 0.38459 | 0.39684 | 0.511 | 0.2429 | 0.20473
1604 | 2004-03-07 | 20:00 | 0.86191 | 0.49618 | 0.24238 | 0.86464 | 0.79721 | 0.25934 | 0.041159 |  | 0.49585 | 0.37601 | 0.51613 | 0.23045 | 0.24829
1605 | 2004-03-07 | 21:00 | 0.87286 | 0.45714 | 0.41857 | 0.86852 | 0.76257 | 0.32465 | 0.022386 |  | 0.6091 | 0.32722 | 0.54348 | 0.22477 | 0.27733
1606 | 2004-03-07 | 22:00 | 0.88213 | 0.35722 | 0.5407 | 0.8706 | 0.71086 | 0.40084 | 0.024084 |  | 0.70607 | 0.25997 | 0.57521 | 0.21399 | 0.34261
1607 | 2004-03-07 | 23:00 | 0.87649 | 0.31364 | 0.61016 | 0.87072 | 0.66875 | 0.4312 | 0.034006 |  | 0.77802 | 0.20942 | 0.58128 | 0.20959 | 0.43608
1608 | 2004-03-08 | 00:00 | 0.86847 | 0.26953 | 0.63036 | 0.8727 | 0.63223 | 0.48667 | 0.030936 |  | 0.82355 | 0.16879 | 0.58054 | 0.20821 | 0.48254
1609 | 2004-03-08 | 01:00 | 0.86047 | 0.23476 | 0.52301 | 0.87089 | 0.57204 | 0.53235 | 0.046686 |  | 0.79052 | 0.14854 | 0.58384 | 0.20623 | 0.49157
1610 | 2004-03-08 | 02:00 | 0.85678 | 0.16806 | 0.44466 | 0.85114 | 0.54301 | 0.52761 | 0.092103 |  | 0.70615 | 0.16672 | 0.59082 | 0.23627 | 0.49357
1611 | 2004-03-08 | 03:00 | 0.8564 | 0.10542 | 0.41697 | 0.83392 | 0.52289 | 0.50315 | 0.10588 |  | 0.75023 | 0.216 | 0.60121 | 0.31222 | 0.46012
1612 | 2004-03-08 | 04:00 | 0.86934 | 0.034977 | 0.42437 | 0.80063 | 0.49174 | 0.48112 | 0.096136 |  | 0.83991 | 0.30965 | 0.61343 | 0.38339 | 0.43699
1613 | 2004-03-08 | 05:00 | 0.86357 | 0.017102 | 0.44275 | 0.74834 | 0.44232 | 0.43735 | 0.10809 |  | 0.8562 | 0.38153 | 0.61022 | 0.41846 | 0.42894
1614 | 2004-03-08 | 06:00 | 0.83912 | 0.061588 | 0.48205 | 0.67248 | 0.43481 | 0.35561 | 0.15434 |  | 0.84036 | 0.48157 | 0.58981 | 0.42526 | 0.4038
1615 | 2004-03-08 | 07:00 | 0.80717 | 0.056129 | 0.46893 | 0.62583 | 0.47337 | 0.27428 | 0.21598 |  | 0.81061 | 0.58152 | 0.566 | 0.41504 | 0.39762
1616 | 2004-03-08 | 08:00 | 0.74343 | 0.16449 | 0.43143 | 0.59745 | 0.53357 | 0.21137 | 0.28048 |  | 0.7853 | 0.63765 | 0.55413 | 0.39726 | 0.41291
1617 | 2004-03-08 | 09:00 | 0.66229 | 0.13076 | 0.37579 | 0.55749 | 0.60373 | 0.16858 | 0.32658 |  | 0.73442 | 0.66756 | 0.55081 | 0.39585 | 0.40201
1618 | 2004-03-08 | 10:00 | 0.57044 | 0.12167 | 0.33347 | 0.50488 | 0.64643 | 0.15453 | 0.31544 |  | 0.66166 | 0.66161 | 0.54944 | 0.41439 | 0.37345
1619 | 2004-03-08 | 11:00 | 0.44328 | 0.11383 | 0.32966 | 0.40187 | 0.67939 | 0.12011 | 0.28778 |  | 0.58982 | 0.63555 | 0.54199 | 0.44606 | 0.36848
1620 | 2004-03-08 | 12:00 | 0.33065 | 0.12065 | 0.36897 | 0.266 | 0.69088 | 0.10746 | 0.21019 |  | 0.57032 | 0.57893 | 0.53426 | 0.47284 | 0.3773
1621 | 2004-03-08 | 13:00 | 0.33141 | 0.11172 | 0.40252 | 0.21338 | 0.68501 | 0.1057 | 0.17696 |  | 0.64469 | 0.49633 | 0.52276 | 0.48927 | 0.40257
1622 | 2004-03-08 | 14:00 | 0.39257 | 0.095065 | 0.42818 | 0.18195 | 0.68344 | 0.11878 | 0.14055 |  | 0.70365 | 0.48717 | 0.49991 | 0.4976 | 0.45468
1623 | 2004-03-08 | 15:00 | 0.35694 | 0.074041 | 0.45234 | 0.14151 | 0.68202 | 0.11652 | 0.098859 |  | 0.70656 | 0.48835 | 0.48461 | 0.48721 | 0.48423
1624 | 2004-03-08 | 16:00 | 0.3027 | 0.059789 | 0.46845 | 0.10282 | 0.703 | 0.13018 | 0.077585 |  | 0.68993 | 0.36717 | 0.46636 | 0.45264 | 0.48181
1625 | 2004-03-08 | 17:00 | 0.28309 | 0.041412 | 0.50062 | 0.057125 | 0.72867 | 0.14959 | 0.089861 |  | 0.68146 | 0.28696 | 0.43625 | 0.38798 | 0.47556
1626 | 2004-03-08 | 18:00 | 0.23192 | 0.016554 | 0.49572 | 0.043836 | 0.77822 | 0.18109 | 0.084224 |  | 0.66334 | 0.26897 | 0.36704 | 0.31022 | 0.4521
1627 | 2004-03-08 | 19:00 | 0.17316 | 0.044384 | 0.48281 | 0.028733 | 0.78985 | 0.21793 | 0.074428 |  | 0.62133 | 0.27648 | 0.27602 | 0.30021 | 0.38622
1628 | 2004-03-08 | 20:00 | 0.17457 | 0.16149 | 0.49364 | 0.024475 | 0.78588 | 0.21819 | 0.067602 |  | 0.60867 | 0.29389 | 0.22638 | 0.28956 | 0.36392
1629 | 2004-03-08 | 21:00 | 0.20554 | 0.23975 | 0.50443 | 0.067292 | 0.80738 | 0.23299 | 0.064761 |  | 0.61461 | 0.32666 | 0.18747 | 0.27801 | 0.37288
1630 | 2004-03-08 | 22:00 | 0.17357 | 0.21115 | 0.47135 | 0.14423 | 0.84674 | 0.2035 | 0.070208 |  | 0.57507 | 0.37621 | 0.15513 | 0.27048 | 0.4127
1631 | 2004-03-08 | 23:00 | 0.14198 | 0.25046 | 0.4007 | 0.18509 | 0.87234 | 0.16985 | 0.081396 |  | 0.49892 | 0.41483 | 0.13213 | 0.2601 | 0.43949
1632 | 2004-03-09 | 00:00 | 0.13121 | 0.18368 | 0.29711 | 0.18274 | 0.87522 | 0.24946 | 0.079038 |  | 0.41252 | 0.44294 | 0.11699 | 0.24176 | 0.42455
1633 | 2004-03-09 | 01:00 | 0.13167 | 0.11716 | 0.2309 | 0.14913 | 0.8515 | 0.27934 | 0.077598 |  | 0.31185 | 0.41439 | 0.10959 | 0.20378 | 0.3964
1634 | 2004-03-09 | 02:00 | 0.10488 | 0.23337 | 0.19593 | 0.14794 | 0.82746 | 0.2183 | 0.072508 |  | 0.29744 | 0.40507 | 0.099497 | 0.19278 | 0.3627
1635 | 2004-03-09 | 03:00 | 0.069373 | 0.46549 | 0.16283 | 0.17027 | 0.7866 | 0.1449 | 0.069048 |  | 0.26577 | 0.38601 | 0.10352 | 0.21525 | 0.315
1636 | 2004-03-09 | 04:00 | 0.068193 | 0.4696 | 0.14567 | 0.17734 | 0.74581 | 0.095495 | 0.055186 |  | 0.25161 | 0.36679 | 0.12481 | 0.21869 | 0.26624
1637 | 2004-03-09 | 05:00 | 0.079074 | 0.58866 | 0.13277 | 0.16069 | 0.70176 | 0.058703 | 0.045889 |  | 0.28877 | 0.38037 | 0.15049 | 0.223 | 0.22398
1638 | 2004-03-09 | 06:00 | 0.092927 | 0.49204 | 0.096032 | 0.1881 | 0.67294 | 0.02996 | 0.046943 |  | 0.27587 | 0.4136 | 0.16465 | 0.21316 | 0.19537
1639 | 2004-03-09 | 07:00 | 0.096242 | 0.5427 | 0.06826 | 0.25043 | 0.65715 | 0.015999 | 0.047289 |  | 0.25128 | 0.4778 | 0.16977 | 0.19537 | 0.16247
1640 | 2004-03-09 | 08:00 | 0.11556 | 0.48824 | 0.053797 | 0.28662 | 0.6034 | 0.012139 | 0.041463 |  | 0.22247 | 0.50729 | 0.18643 | 0.17982 | 0.12903
1641 | 2004-03-09 | 09:00 | 0.14146 | 0.4556 | 0.044314 | 0.33851 | 0.52992 | 0.008856 | 0.031531 |  | 0.20485 | 0.49421 | 0.20825 | 0.16286 | 0.11114
1642 | 2004-03-09 | 10:00 | 0.14523 | 0.34531 | 0.033819 | 0.36365 | 0.44156 | 0.006729 | 0.029662 |  | 0.14382 | 0.49715 | 0.24257 | 0.14915 | 0.10726
1643 | 2004-03-09 | 11:00 | 0.14203 | 0.25002 | 0.030236 | 0.3209 | 0.37328 | 0.005831 | 0.033591 |  | 0.10731 | 0.50321 | 0.2837 | 0.11405 | 0.10728
1644 | 2004-03-09 | 12:00 | 0.12846 | 0.21786 | 0.03467 | 0.29757 | 0.31089 | 0.016972 | 0.034504 |  | 0.092344 | 0.45857 | 0.34474 | 0.092948 | 0.093627
1645 | 2004-03-09 | 13:00 | 0.15501 | 0.18187 | 0.02403 | 0.28895 | 0.28116 | 0.01926 | 0.027648 |  | 0.084559 | 0.42731 | 0.41262 | 0.094571 | 0.091682
1646 | 2004-03-09 | 14:00 | 0.20941 | 0.14806 | 0.018543 | 0.34697 | 0.2609 | 0.012935 | 0.016802 |  | 0.077436 | 0.40665 | 0.43903 | 0.097266 | 0.10812
1647 | 2004-03-09 | 15:00 | 0.22495 | 0.1351 | 0.019895 | 0.35113 | 0.22393 | 0.008684 | 0.013492 |  | 0.096565 | 0.34758 | 0.46701 | 0.10581 | 0.12647
1648 | 2004-03-09 | 16:00 | 0.21523 | 0.12532 | 0.021945 | 0.29101 | 0.20769 | 0.007704 | 0.013907 |  | 0.14441 | 0.2907 | 0.50003 | 0.11335 | 0.14534
1649 | 2004-03-09 | 17:00 | 0.22836 | 0.23487 | 0.024226 | 0.231 | 0.20402 | 0.007779 | 0.014055 |  | 0.19538 | 0.24423 | 0.52282 | 0.12189 | 0.15468
1650 | 2004-03-09 | 18:00 | 0.24951 | 0.33765 | 0.026243 | 0.20591 | 0.21608 | 0.008982 | 0.014168 |  | 0.22092 | 0.20207 | 0.55883 | 0.13334 | 0.15034
1651 | 2004-03-09 | 19:00 | 0.24093 | 0.32686 | 0.023365 | 0.18755 | 0.23725 | 0.008376 | 0.015604 |  | 0.20245 | 0.16911 | 0.56723 | 0.1734 | 0.11852
1652 | 2004-03-09 | 20:00 | 0.23238 | 0.35525 | 0.022678 | 0.16239 | 0.25754 | 0.007457 | 0.01824 |  | 0.24882 | 0.15219 | 0.56057 | 0.22169 | 0.090369
1653 | 2004-03-09 | 21:00 | 0.21799 | 0.43454 | 0.030537 | 0.15214 | 0.27774 | 0.006957 | 0.017519 |  | 0.30897 | 0.14873 | 0.56513 | 0.27169 | 0.07728
1654 | 2004-03-09 | 22:00 | 0.18273 | 0.41212 | 0.032366 | 0.15163 | 0.33084 | 0.006764 | 0.019437 |  | 0.36225 | 0.16101 | 0.56394 | 0.30932 | 0.068528
1655 | 2004-03-09 | 23:00 | 0.13585 | 0.4029 | 0.035206 | 0.12783 | 0.42296 | 0.006433 | 0.02623 |  | 0.38946 | 0.18347 | 0.56336 | 0.353 | 0.057332
1656 | 2004-03-10 | 00:00 | 0.1204 | 0.46725 | 0.04654 | 0.086063 | 0.52602 | 0.009903 | 0.032963 |  | 0.32924 | 0.22947 | 0.57729 | 0.2855 | 0.050032
1657 | 2004-03-10 | 01:00 | 0.092509 | 0.53863 | 0.062952 | 0.055141 | 0.57133 | 0.012316 | 0.032496 |  | 0.34927 | 0.31318 | 0.38773 | 0.20789 | 0.032962
1658 | 2004-03-10 | 02:00 | 0.067681 | 0.55487 | 0.066286 | 0.055856 | 0.62819 | 0.013983 | 0.027568 |  | 0.34166 | 0.43628 | 0.25894 | 0.29712 | 0.037616
1659 | 2004-03-10 | 03:00 | 0.060054 | 0.57174 | 0.073859 | 0.078825 | 0.69091 | 0.018331 | 0.025703 |  | 0.34557 | 0.53943 | 0.37125 | 0.42421 | 0.064126
1660 | 2004-03-10 | 04:00 | 0.060268 | 0.6663 | 0.092487 | 0.13089 | 0.75662 | 0.014483 | 0.024136 |  | 0.37606 | 0.6138 | 0.46247 | 0.43511 | 0.24416
1661 | 2004-03-10 | 05:00 | 0.060856 | 0.69737 | 0.12423 | 0.18308 | 0.79074 | 0.007408 | 0.027075 |  | 0.38551 | 0.68434 | 0.49345 | 0.46127 | 0.37866
1662 | 2004-03-10 | 06:00 | 0.069142 | 0.69988 | 0.15211 | 0.22389 | 0.81751 | 0.006469 | 0.034938 |  | 0.34455 | 0.74327 | 0.51344 | 0.5193 | 0.35097
1663 | 2004-03-10 | 07:00 | 0.087318 | 0.59794 | 0.18279 | 0.30293 | 0.85237 | 0.007058 | 0.052131 |  | 0.3427 | 0.78908 | 0.54384 | 0.57936 | 0.38375
1664 | 2004-03-10 | 08:00 | 0.10776 | 0.44329 | 0.24672 | 0.4113 | 0.87286 | 0.007621 | 0.063034 |  | 0.41327 | 0.82015 | 0.56908 | 0.61017 | 0.43647
1665 | 2004-03-10 | 09:00 | 0.13642 | 0.34376 | 0.29929 | 0.49754 | 0.87177 | 0.018481 | 0.066126 |  | 0.4647 | 0.84431 | 0.57344 | 0.63164 | 0.44467
1666 | 2004-03-10 | 10:00 | 0.15978 | 0.27908 | 0.31047 | 0.56554 | 0.86761 | 0.038546 | 0.071968 |  | 0.45045 | 0.85345 | 0.55966 | 0.64822 | 0.43632
1667 | 2004-03-10 | 11:00 | 0.16543 | 0.27522 | 0.30745 | 0.575 | 0.86626 | 0.044999 | 0.088418 |  | 0.43627 | 0.85507 | 0.568 | 0.66053 | 0.41753
1668 | 2004-03-10 | 12:00 | 0.16145 | 0.32694 | 0.27271 | 0.56197 | 0.86138 | 0.032295 | 0.068423 |  | 0.43644 | 0.84367 | 0.53422 | 0.68588 | 0.36855
1669 | 2004-03-10 | 13:00 | 0.18402 | 0.81197 | 0.27285 | 0.5427 | 0.86128 | 0.026206 | 0.049253 |  | 0.41474 | 0.84272 | 0.50751 | 0.72046 | 0.34615
1670 | 2004-03-10 | 14:00 | 0.22564 | 0.76612 | 0.25058 | 0.57647 | 0.86205 | 0.018947 | 0.043914 |  | 0.38674 | 0.84471 | 0.49098 | 0.73876 | 0.30506
1671 | 2004-03-10 | 15:00 | 0.20509 | 0.72333 | 0.2164 | 0.64914 | 0.86161 | 0.019484 | 0.05376 |  | 0.43762 | 0.83892 | 0.48707 | 0.71284 | 0.28951
1672 | 2004-03-10 | 16:00 | 0.19105 | 0.77205 | 0.23872 | 0.70187 | 0.85919 | 0.022289 | 0.065003 |  | 0.4747 | 0.83003 | 0.48957 | 0.66822 | 0.28337
1673 | 2004-03-10 | 17:00 | 0.18762 | 0.75805 | 0.25786 | 0.76301 | 0.86528 | 0.024736 | 0.074726 |  | 0.49801 | 0.80821 | 0.47254 | 0.60501 | 0.21854
1674 | 2004-03-10 | 18:00 | 0.19625 | 0.44336 | 0.27512 | 0.76745 | 0.86439 | 0.024967 | 0.083602 |  | 0.50466 | 0.79863 | 0.44978 | 0.56184 | 0.19302
1675 | 2004-03-10 | 19:00 | 0.22501 | 0.36178 | 0.30073 | 0.7451 | 0.85761 | 0.025141 | 0.080751 |  | 0.5032 | 0.75903 | 0.44286 | 0.55824 | 0.2074
1676 | 2004-03-10 | 20:00 | 0.25501 | 0.27216 | 0.30339 | 0.75054 | 0.85391 | 0.027938 | 0.082386 |  | 0.5005 | 0.65809 | 0.43802 | 0.53578 | 0.30145
1677 | 2004-03-10 | 21:00 | 0.30495 | 0.31194 | 0.30511 | 0.78211 | 0.8506 | 0.027956 | 0.10221 |  | 0.49554 | 0.56667 | 0.42893 | 0.51372 | 0.3101
1678 | 2004-03-10 | 22:00 | 0.36012 | 0.35721 | 0.25399 | 0.8381 | 0.84581 | 0.029073 | 0.13551 |  | 0.48338 | 0.54368 | 0.41897 | 0.47332 | 0.29682
1679 | 2004-03-10 | 23:00 | 0.40077 | 0.38437 | 0.25643 | 0.87378 | 0.84363 | 0.045284 | 0.16734 |  | 0.47957 | 0.57615 | 0.40958 | 0.4561 | 0.30241
1680 | 2004-03-11 | 00:00 | 0.47286 | 0.4281 | 0.30822 | 0.87968 | 0.85184 | 0.045092 | 0.18995 |  | 0.4945 | 0.6368 | 0.40458 | 0.44922 | 0.29634
1681 | 2004-03-11 | 01:00 | 0.51078 | 0.4929 | 0.25081 | 0.88969 | 0.86154 | 0.04116 | 0.18047 |  | 0.50758 | 0.68565 | 0.38347 | 0.45348 | 0.35339
1682 | 2004-03-11 | 02:00 | 0.56277 | 0.40432 | 0.17552 | 0.89465 | 0.82267 | 0.045618 | 0.17355 |  | 0.44421 | 0.71276 | 0.34488 | 0.48725 | 0.41375
1683 | 2004-03-11 | 03:00 | 0.63209 | 0.30277 | 0.18246 | 0.8951 | 0.78601 | 0.062968 | 0.18489 |  | 0.43005 | 0.69396 | 0.28004 | 0.51408 | 0.47148
1684 | 2004-03-11 | 04:00 | 0.71659 | 0.31307 | 0.2883 | 0.89167 | 0.78706 | 0.085218 | 0.21627 |  | 0.43483 | 0.64849 | 0.24057 | 0.52175 | 0.5012
1685 | 2004-03-11 | 05:00 | 0.73704 | 0.4249 | 0.30496 | 0.89655 | 0.81644 | 0.1291 | 0.23595 |  | 0.43835 | 0.59111 | 0.21492 | 0.52419 | 0.51061
1686 | 2004-03-11 | 06:00 | 0.74391 | 0.43311 | 0.2944 | 0.88368 | 0.83302 | 0.15257 | 0.2451 |  | 0.40989 | 0.51046 | 0.19491 | 0.50809 | 0.55455
1687 | 2004-03-11 | 07:00 | 0.76697 | 0.38546 | 0.3084 | 0.84363 | 0.83893 | 0.17285 | 0.30916 |  | 0.41411 | 0.49294 | 0.17234 | 0.48023 | 0.48237
1688 | 2004-03-11 | 08:00 | 0.7781 | 0.24095 | 0.33162 | 0.76329 | 0.83429 | 0.20052 | 0.37549 |  | 0.44548 | 0.49786 | 0.16013 | 0.43292 | 0.42881
1689 | 2004-03-11 | 09:00 | 0.75523 | 0.30109 | 0.29513 | 0.66562 | 0.83467 | 0.22913 | 0.39302 |  | 0.45962 | 0.45929 | 0.14452 | 0.42642 | 0.38815
1690 | 2004-03-11 | 10:00 | 0.67007 | 0.32745 | 0.23156 | 0.5799 | 0.82783 | 0.25422 | 0.39736 |  | 0.38861 | 0.41657 | 0.1264 | 0.44157 | 0.38494
1691 | 2004-03-11 | 11:00 | 0.5799 | 0.2441 | 0.19492 | 0.50839 | 0.80204 | 0.26639 | 0.41238 |  | 0.37596 | 0.33287 | 0.12359 | 0.47881 | 0.40842
1692 | 2004-03-11 | 12:00 | 0.57444 | 0.22438 | 0.2069 | 0.50243 | 0.75733 | 0.2889 | 0.37761 |  | 0.36386 | 0.25066 | 0.12874 | 0.49688 | 0.4805
1693 | 2004-03-11 | 13:00 | 0.56849 | 0.23434 | 0.17189 | 0.54805 | 0.75259 | 0.28405 | 0.32272 |  | 0.30319 | 0.23083 | 0.12807 | 0.49165 | 0.4797
1694 | 2004-03-11 | 14:00 | 0.61261 | 0.18901 | 0.12334 | 0.6807 | 0.74099 | 0.25827 | 0.26746 |  | 0.25933 | 0.21292 | 0.12598 | 0.44527 | 0.44825
1695 | 2004-03-11 | 15:00 | 0.66805 | 0.15335 | 0.11134 | 0.76644 | 0.70969 | 0.21595 | 0.24524 |  | 0.26884 | 0.18931 | 0.12201 | 0.40254 | 0.42568
1696 | 2004-03-11 | 16:00 | 0.70073 | 0.17877 | 0.1 | 0.83493 | 0.68174 | 0.17078 | 0.21672 |  | 0.3214 | 0.19293 | 0.11934 | 0.34826 | 0.38298
1697 | 2004-03-11 | 17:00 | 0.71483 | 0.15392 | 0.093006 | 0.85711 | 0.66021 | 0.14801 | 0.18835 |  | 0.33433 | 0.18021 | 0.11203 | 0.30181 | 0.3361
1698 | 2004-03-11 | 18:00 | 0.7367 | 0.20567 | 0.09102 | 0.86455 | 0.64992 | 0.14995 | 0.15181 |  | 0.30749 | 0.17433 | 0.10013 | 0.25254 | 0.30325
1699 | 2004-03-11 | 19:00 | 0.77298 | 0.2508 | 0.11994 | 0.86293 | 0.62545 | 0.17692 | 0.12739 |  | 0.32366 | 0.17433 | 0.079461 | 0.20896 | 0.25164
1700 | 2004-03-11 | 20:00 | 0.81098 | 0.21294 | 0.17971 | 0.86404 | 0.58656 | 0.20781 | 0.11318 |  | 0.40317 | 0.1693 | 0.073247 | 0.1752 | 0.24782
1701 | 2004-03-11 | 21:00 | 0.8472 | 0.24796 | 0.21615 | 0.86888 | 0.54838 | 0.26329 | 0.10762 |  | 0.47869 | 0.15304 | 0.073425 | 0.15789 | 0.24121
1702 | 2004-03-11 | 22:00 | 0.86192 | 0.20217 | 0.25761 | 0.8735 | 0.49785 | 0.21574 | 0.12202 |  | 0.50156 | 0.14224 | 0.073235 | 0.14332 | 0.22451
1703 | 2004-03-11 | 23:00 | 0.86574 | 0.21851 | 0.33257 | 0.87434 | 0.46676 | 0.1854 | 0.13775 |  | 0.49327 | 0.12921 | 0.072054 | 0.1267 | 0.2053
1704 | 2004-03-12 | 00:00 | 0.86485 | 0.24578 | 0.4339 | 0.87434 | 0.45443 | 0.1983 | 0.15563 |  | 0.49944 | 0.12909 | 0.074682 | 0.11073 | 0.1913
1705 | 2004-03-12 | 01:00 | 0.86051 | 0.29406 | 0.44249 | 0.87361 | 0.38571 | 0.20087 | 0.15555 |  | 0.4787 | 0.13093 | 0.075299 | 0.10902 | 0.17098
1706 | 2004-03-12 | 02:00 | 0.86313 | 0.38738 | 0.52895 | 0.87201 | 0.3746 | 0.24821 | 0.16107 |  | 0.58188 | 0.1579 | 0.073261 | 0.11654 | 0.14815
1707 | 2004-03-12 | 03:00 | 0.85801 | 0.49059 | 0.58195 | 0.864 | 0.35146 | 0.35653 | 0.1855 |  | 0.67774 | 0.18437 | 0.081793 | 0.13543 | 0.13201
1708 | 2004-03-12 | 04:00 | 0.83853 | 0.48713 | 0.5894 | 0.84423 | 0.29441 | 0.473 | 0.24273 |  | 0.69299 | 0.27716 | 0.10462 | 0.16523 | 0.10122
1709 | 2004-03-12 | 05:00 | 0.83477 | 0.46397 | 0.54435 | 0.79099 | 0.25578 | 0.5649 | 0.28458 |  | 0.71225 | 0.35222 | 0.12678 | 0.16795 | 0.070406
1710 | 2004-03-12 | 06:00 | 0.82245 | 0.49736 | 0.52405 | 0.74026 | 0.23795 | 0.61698 | 0.30914 |  | 0.71298 | 0.37219 | 0.14127 | 0.15439 | 0.058549
1711 | 2004-03-12 | 07:00 | 0.76315 | 0.49991 | 0.51522 | 0.70323 | 0.23916 | 0.61225 | 0.29418 |  | 0.68535 | 0.37095 | 0.14598 | 0.1486 | 0.056457
1712 | 2004-03-12 | 08:00 | 0.67529 | 0.39836 | 0.5359 | 0.57185 | 0.24793 | 0.66187 | 0.2766 |  | 0.64582 | 0.37262 | 0.14645 | 0.15604 | 0.058044
1713 | 2004-03-12 | 09:00 | 0.6128 | 0.25367 | 0.58137 | 0.37923 | 0.27718 | 0.73975 | 0.29281 |  | 0.58653 | 0.43349 | 0.14583 | 0.17578 | 0.060108
1714 | 2004-03-12 | 10:00 | 0.53959 | 0.23329 | 0.59537 | 0.27126 | 0.30643 | 0.78986 | 0.31212 |  | 0.49187 | 0.47617 | 0.14785 | 0.17492 | 0.083283
1715 | 2004-03-12 | 11:00 | 0.45829 | 0.25353 | 0.62674 | 0.18778 | 0.30864 | 0.84068 | 0.32122 |  | 0.43956 | 0.45608 | 0.15492 | 0.18329 | 0.12731
1716 | 2004-03-12 | 12:00 | 0.39004 | 0.31241 | 0.75574 | 0.14337 | 0.28577 | 0.89075 | 0.31769 |  | 0.37899 | 0.42725 | 0.17047 | 0.2034 | 0.17285
1717 | 2004-03-12 | 13:00 | 0.39108 | 0.33256 | 0.81394 | 0.10889 | 0.26475 | 0.91404 | 0.38279 |  | 0.34984 | 0.34556 | 0.19052 | 0.20794 | 0.2104
1718 | 2004-03-12 | 14:00 | 0.38193 | 0.25313 | 0.80587 | 0.11935 | 0.2645 | 0.91821 | 0.41952 |  | 0.3554 | 0.33895 | 0.2053 | 0.19706 | 0.27815
1719 | 2004-03-12 | 15:00 | 0.42063 | 0.17223 | 0.79117 | 0.15772 | 0.26808 | 0.92249 | 0.41641 |  | 0.35575 | 0.32646 | 0.22125 | 0.19753 | 0.32974
1720 | 2004-03-12 | 16:00 | 0.40602 | 0.12787 | 0.79576 | 0.20478 | 0.25658 | 0.92189 | 0.45857 |  | 0.35498 | 0.3037 | 0.24201 | 0.19992 | 0.34576
1721 | 2004-03-12 | 17:00 | 0.33553 | 0.13282 | 0.80785 | 0.22326 | 0.2472 | 0.91786 | 0.52132 |  | 0.3698 | 0.37298 | 0.26621 | 0.21361 | 0.32485
1722 | 2004-03-12 | 18:00 | 0.36396 | 0.15004 | 0.81491 | 0.20934 | 0.23071 | 0.91635 | 0.57008 |  | 0.36277 | 0.44603 | 0.27415 | 0.24399 | 0.26966
1723 | 2004-03-12 | 19:00 | 0.4316 | 0.16387 | 0.77437 | 0.22921 | 0.22663 | 0.91127 | 0.622 |  | 0.34712 | 0.47894 | 0.26316 | 0.29121 | 0.19114
1724 | 2004-03-12 | 20:00 | 0.45192 | 0.15064 | 0.69375 | 0.20838 | 0.25291 | 0.90246 | 0.66029 |  | 0.32533 | 0.48561 | 0.25379 | 0.35112 | 0.13895
1725 | 2004-03-12 | 21:00 | 0.48688 | 0.16609 | 0.64906 | 0.15234 | 0.282 | 0.90767 | 0.69565 |  | 0.30144 | 0.5054 | 0.25916 | 0.40567 | 0.093492
1726 | 2004-03-12 | 22:00 | 0.51147 | 0.19442 | 0.65221 | 0.15034 | 0.3151 | 0.9097 | 0.74952 |  | 0.30445 | 0.5306 | 0.27318 | 0.42722 | 0.091542
1727 | 2004-03-12 | 23:00 | 0.47093 | 0.16386 | 0.62848 | 0.17333 | 0.38151 | 0.90564 | 0.78175 |  | 0.31089 | 0.54305 | 0.29519 | 0.44333 | 0.11628
1728 | 2004-03-13 | 00:00 | 0.44235 | 0.23132 | 0.50882 | 0.14461 | 0.49537 | 0.8738 | 0.83883 |  | 0.23742 | 0.58015 | 0.31136 | 0.40287 | 0.16978
1729 | 2004-03-13 | 01:00 | 0.40901 | 0.32429 | 0.53341 | 0.13657 | 0.60041 | 0.83528 | 0.84014 |  | 0.23187 | 0.63506 | 0.21427 | 0.36172 | 0.18284
1730 | 2004-03-13 | 02:00 | 0.34713 | 0.36961 | 0.5907 | 0.091445 | 0.6562 | 0.82322 | 0.80744 |  | 0.27716 | 0.672 | 0.16422 | 0.41888 | 0.1722
1731 | 2004-03-13 | 03:00 | 0.29869 | 0.41186 | 0.62181 | 0.074481 | 0.69235 | 0.7961 | 0.79298 |  | 0.3787 | 0.68786 | 0.22152 | 0.43428 | 0.33029
1732 | 2004-03-13 | 04:00 | 0.27854 | 0.48844 | 0.60657 | 0.073571 | 0.73742 | 0.81313 | 0.78863 |  | 0.45124 | 0.6985 | 0.30555 | 0.49429 | 0.54162
1733 | 2004-03-13 | 05:00 | 0.24771 | 0.47126 | 0.59794 | 0.063548 | 0.77277 | 0.8075 | 0.78825 |  | 0.51287 | 0.70987 | 0.42071 | 0.56383 | 0.58761
1734 | 2004-03-13 | 06:00 | 0.21156 | 0.44431 | 0.61925 | 0.059747 | 0.79137 | 0.81329 | 0.78157 |  | 0.5962 | 0.71169 | 0.51169 | 0.59428 | 0.60582
1735 | 2004-03-13 | 07:00 | 0.19152 | 0.49707 | 0.61597 | 0.06907 | 0.81191 | 0.81719 | 0.76869 |  | 0.63779 | 0.69957 | 0.55936 | 0.59868 | 0.61722
1736 | 2004-03-13 | 08:00 | 0.16649 | 0.47072 | 0.61043 | 0.092346 | 0.83868 | 0.81018 | 0.72127 |  | 0.62563 | 0.67436 | 0.57056 | 0.59208 | 0.58114
1737 | 2004-03-13 | 09:00 | 0.13895 | 0.40908 | 0.58179 | 0.15256 | 0.85904 | 0.72575 | 0.64438 |  | 0.53497 | 0.64261 | 0.57227 | 0.5504 | 0.59025
1738 | 2004-03-13 | 10:00 | 0.12297 | 0.24633 | 0.53889 | 0.26856 | 0.86204 | 0.65683 | 0.60774 |  | 0.42435 | 0.62774 | 0.57561 | 0.51464 | 0.62337
1739 | 2004-03-13 | 11:00 | 0.11488 | 0.22079 | 0.53622 | 0.39868 | 0.84271 | 0.6224 | 0.6484 |  | 0.31806 | 0.59302 | 0.57922 | 0.4847 | 0.62468
1740 | 2004-03-13 | 12:00 | 0.11456 | 0.27751 | 0.57188 | 0.47374 | 0.82037 | 0.60672 | 0.75039 |  | 0.30557 | 0.57061 | 0.57593 | 0.46833 | 0.57494
1741 | 2004-03-13 | 13:00 | 0.13881 | 0.26575 | 0.53246 | 0.43838 | 0.81078 | 0.62306 | 0.78334 |  | 0.25047 | 0.62047 | 0.56859 | 0.48255 | 0.47182
1742 | 2004-03-13 | 14:00 | 0.16261 | 0.23055 | 0.47958 | 0.57353 | 0.81577 | 0.6343 | 0.77844 |  | 0.14247 | 0.63536 | 0.54959 | 0.48738 | 0.3426
1743 | 2004-03-13 | 15:00 | 0.14421 | 0.19145 | 0.50012 | 0.69089 | 0.82958 | 0.60688 | 0.78421 |  | 0.10823 | 0.66772 | 0.54617 | 0.48445 | 0.29894
1744 | 2004-03-13 | 16:00 | 0.14791 | 0.23606 | 0.50114 | 0.63121 | 0.84633 | 0.58075 | 0.78853 |  | 0.097751 | 0.70114 | 0.55295 | 0.46143 | 0.26216
1745 | 2004-03-13 | 17:00 | 0.16698 | 0.26593 | 0.49873 | 0.70308 | 0.86073 | 0.57249 | 0.78741 |  | 0.08628 | 0.70168 | 0.53709 | 0.41919 | 0.20942
1746 | 2004-03-13 | 18:00 | 0.16845 | 0.25922 | 0.50136 | 0.75751 | 0.8684 | 0.53564 | 0.78224 |  | 0.077293 | 0.66245 | 0.54033 | 0.42044 | 0.17963
1747 | 2004-03-13 | 19:00 | 0.1889 | 0.27929 | 0.48343 | 0.72723 | 0.85946 | 0.47429 | 0.77813 |  | 0.070958 | 0.60369 | 0.54461 | 0.43376 | 0.14054
1748 | 2004-03-13 | 20:00 | 0.2256 | 0.25411 | 0.46124 | 0.72516 | 0.84905 | 0.42872 | 0.78073 |  | 0.077416 | 0.53942 | 0.54717 | 0.44346 | 0.14845
1749 | 2004-03-13 | 21:00 | 0.24272 | 0.27926 | 0.43376 | 0.74927 | 0.83956 | 0.40317 | 0.79025 |  | 0.069498 | 0.45057 | 0.53142 | 0.45922 | 0.16031
1750 | 2004-03-13 | 22:00 | 0.26927 | 0.40204 | 0.40565 | 0.77757 | 0.83702 | 0.37847 | 0.78974 |  | 0.079812 | 0.34697 | 0.513 | 0.47114 | 0.15405
1751 | 2004-03-13 | 23:00 | 0.32827 | 0.44824 | 0.36292 | 0.79704 | 0.84254 | 0.34919 | 0.77268 |  | 0.13082 | 0.30309 | 0.49614 | 0.47909 | 0.14785
1752 | 2004-03-14 | 00:00 | 0.43691 | 0.42479 | 0.23822 | 0.80921 | 0.84719 | 0.345 | 0.74955 |  | 0.196 | 0.28695 | 0.45911 | 0.51673 | 0.12485
1753 | 2004-03-14 | 01:00 | 0.49844 | 0.30356 | 0.20005 | 0.83761 | 0.8508 | 0.3265 | 0.74342 |  | 0.22422 | 0.27673 | 0.41288 | 0.52721 | 0.10617
1754 | 2004-03-14 | 02:00 | 0.57513 | 0.19101 | 0.17162 | 0.86718 | 0.84508 | 0.27387 | 0.73087 |  | 0.24745 | 0.27981 | 0.34972 | 0.48161 | 0.094099
1755 | 2004-03-14 | 03:00 | 0.63488 | 0.18426 | 0.12503 | 0.87646 | 0.84956 | 0.23983 | 0.6927 |  | 0.27567 | 0.28493 | 0.27229 | 0.432 | 0.094209
1756 | 2004-03-14 | 04:00 | 0.66801 | 0.26416 | 0.12026 | 0.86401 | 0.83337 | 0.27082 | 0.67297 |  | 0.27745 | 0.30249 | 0.20511 | 0.39252 | 0.09685
1757 | 2004-03-14 | 05:00 | 0.70508 | 0.3081 | 0.14378 | 0.8562 | 0.80738 | 0.27305 | 0.62589 |  | 0.31008 | 0.29058 | 0.14879 | 0.38793 | 0.10004
1758 | 2004-03-14 | 06:00 | 0.70312 | 0.3459 | 0.20482 | 0.82871 | 0.82027 | 0.29542 | 0.54178 |  | 0.33208 | 0.27543 | 0.11044 | 0.38895 | 0.082274
1759 | 2004-03-14 | 07:00 | 0.69397 | 0.43867 | 0.2286 | 0.79247 | 0.83006 | 0.32866 | 0.46605 |  | 0.34348 | 0.31583 | 0.088705 | 0.37362 | 0.06973
1760 | 2004-03-14 | 08:00 | 0.70244 | 0.26 | 0.25953 | 0.80664 | 0.83091 | 0.38051 | 0.38905 |  | 0.372 | 0.3516 | 0.075044 | 0.37508 | 0.065753
1761 | 2004-03-14 | 09:00 | 0.71972 | 0.13223 | 0.27503 | 0.82239 | 0.82425 | 0.41482 | 0.29325 |  | 0.44136 | 0.3826 | 0.073065 | 0.36265 | 0.05974
1762 | 2004-03-14 | 10:00 | 0.69943 | 0.08512 | 0.33634 | 0.80764 | 0.80114 | 0.43962 | 0.25035 |  | 0.46746 | 0.41305 | 0.085385 | 0.33193 | 0.058595
1763 | 2004-03-14 | 11:00 | 0.65102 | 0.11747 | 0.38136 | 0.76312 | 0.75732 | 0.48505 | 0.22612 |  | 0.42553 | 0.41449 | 0.10355 | 0.29234 | 0.057695
1764 | 2004-03-14 | 12:00 | 0.69029 | 0.10426 | 0.42451 | 0.68841 | 0.69897 | 0.54553 | 0.18704 |  | 0.37119 | 0.39598 | 0.12473 | 0.25491 | 0.04949
1765 | 2004-03-14 | 13:00 | 0.72266 | 0.051757 | 0.39078 | 0.67512 | 0.68292 | 0.59344 | 0.13885 |  | 0.35464 | 0.43145 | 0.15432 | 0.2116 | 0.053344
1766 | 2004-03-14 | 14:00 | 0.75368 | 0.070238 | 0.34349 | 0.75276 | 0.65333 | 0.57682 | 0.066054 |  | 0.33983 | 0.41668 | 0.18174 | 0.17218 | 0.060177
1767 | 2004-03-14 | 15:00 | 0.77038 | 0.090548 | 0.35699 | 0.81809 | 0.62909 | 0.58116 | 0.026742 |  | 0.33756 | 0.38039 | 0.20956 | 0.13516 | 0.064972
1768 | 2004-03-14 | 16:00 | 0.79419 | 0.14008 | 0.38388 | 0.85185 | 0.62526 | 0.62021 | 0.021883 |  | 0.32379 | 0.34585 | 0.25169 | 0.10591 | 0.069397
1769 | 2004-03-14 | 17:00 | 0.8094 | 0.080057 | 0.40445 | 0.86315 | 0.59981 | 0.65599 | 0.039229 |  | 0.29049 | 0.28003 | 0.3134 | 0.097763 | 0.065978
1770 | 2004-03-14 | 18:00 | 0.81671 | 0 | 0.43274 | 0.87114 | 0.56823 | 0.68932 | 0.072372 |  | 0.26763 | 0.21193 | 0.3618 | 0.095234 | 0.058478
1771 | 2004-03-14 | 19:00 | 0.83588 | 0 | 0.46193 | 0.86996 | 0.54012 | 0.71837 | 0.12199 |  | 0.25557 | 0.16471 | 0.37069 | 0.1124 | 0.046624
1772 | 2004-03-14 | 20:00 | 0.85242 | 0 | 0.53796 | 0.86981 | 0.51562 | 0.73414 | 0.17287 |  | 0.24654 | 0.14229 | 0.38171 | 0.15257 | 0.042124
1773 | 2004-03-14 | 21:00 | 0.85604 | 0 | 0.58641 | 0.87198 | 0.49392 | 0.77113 | 0.24247 |  | 0.22965 | 0.15156 | 0.39622 | 0.2114 | 0.036942
1774 | 2004-03-14 | 22:00 | 0.84967 | 0.10849 | 0.62105 | 0.87075 | 0.45036 | 0.83596 | 0.37101 |  | 0.23079 | 0.1864 | 0.4303 | 0.27479 | 0.037194
1775 | 2004-03-14 | 23:00 | 0.8415 | 0.39147 | 0.69476 | 0.85761 | 0.39276 | 0.86069 | 0.51919 |  | 0.2251 | 0.23714 | 0.46663 | 0.36003 | 0.054691
1776 | 2004-03-15 | 00:00 | 0.81938 | 0.43518 | 0.74634 | 0.83323 | 0.34321 | 0.86986 | 0.60587 |  | 0.22755 | 0.31073 | 0.51516 | 0.45001 | 0.074524
1777 | 2004-03-15 | 01:00 | 0.75114 | 0.41305 | 0.74832 | 0.78456 | 0.29907 | 0.87872 | 0.60456 |  | 0.29027 | 0.37793 | 0.55193 | 0.53235 | 0.10542
1778 | 2004-03-15 | 02:00 | 0.71048 | 0.074558 | 0.7607 | 0.6917 | 0.27427 | 0.8837 | 0.60818 |  | 0.33225 | 0.4427 | 0.57828 | 0.58279 | 0.16832
1779 | 2004-03-15 | 03:00 | 0.73635 | 0 | 0.78856 | 0.62964 | 0.27259 | 0.88587 | 0.60583 |  | 0.37024 | 0.49502 | 0.59251 | 0.6224 | 0.24103
1780 | 2004-03-15 | 04:00 | 0.74153 | 0.014586 | 0.8076 | 0.58962 | 0.2651 | 0.8805 | 0.59778 |  | 0.41407 | 0.57668 | 0.61938 | 0.64842 | 0.3173
1781 | 2004-03-15 | 05:00 | 0.71042 | 0.41677 | 0.83274 | 0.53413 | 0.25888 | 0.87414 | 0.58676 |  | 0.41907 | 0.64928 | 0.66159 | 0.65752 | 0.34676
1782 | 2004-03-15 | 06:00 | 0.65569 | 0.42228 | 0.8354 | 0.46252 | 0.23862 | 0.86891 | 0.62189 |  | 0.42418 | 0.66236 | 0.69749 | 0.65644 | 0.34836
1783 | 2004-03-15 | 07:00 | 0.60595 | 0.11455 | 0.80554 | 0.42152 | 0.22302 | 0.87633 | 0.65358 |  | 0.40785 | 0.67128 | 0.68784 | 0.6285 | 0.34727
1784 | 2004-03-15 | 08:00 | 0.54902 | 0.050577 | 0.7404 | 0.39271 | 0.23692 | 0.85034 | 0.62784 |  | 0.33302 | 0.69019 | 0.68041 | 0.61882 | 0.33302
1785 | 2004-03-15 | 09:00 | 0.47733 | 0.084388 | 0.65718 | 0.36098 | 0.2383 | 0.83822 | 0.59472 |  | 0.27817 | 0.69305 | 0.66796 | 0.63842 | 0.32038
1786 | 2004-03-15 | 10:00 | 0.37679 | 0.082458 | 0.56464 | 0.32983 | 0.2492 | 0.81526 | 0.62711 |  | 0.20086 | 0.69491 | 0.66065 | 0.65366 | 0.31643
1787 | 2004-03-15 | 11:00 | 0.28413 | 0.075383 | 0.47852 | 0.25535 | 0.26773 | 0.82104 | 0.67595 |  | 0.14203 | 0.66598 | 0.64577 | 0.67456 | 0.30818
1788 | 2004-03-15 | 12:00 | 0.21855 | 0.34805 | 0.41162 | 0.16447 | 0.28305 | 0.82354 | 0.70433 |  | 0.12038 | 0.59338 | 0.6312 | 0.66799 | 0.2999
1789 | 2004-03-15 | 13:00 | 0.20087 | 0.48795 | 0.41408 | 0.109 | 0.3138 | 0.8394 | 0.75375 |  | 0.11227 | 0.54934 | 0.60533 | 0.64495 | 0.27632
1790 | 2004-03-15 | 14:00 | 0.18391 | 0.40662 | 0.37542 | 0.1107 | 0.30897 | 0.83375 | 0.75624 |  | 0.093939 | 0.5277 | 0.57715 | 0.65896 | 0.23204
1791 | 2004-03-15 | 15:00 | 0.15324 | 0.31223 | 0.3277 | 0.10601 | 0.30775 | 0.82127 | 0.76078 |  | 0.08633 | 0.5293 | 0.54783 | 0.67903 | 0.18305
1792 | 2004-03-15 | 16:00 | 0.13708 | 0.31676 | 0.32288 | 0.12311 | 0.30681 | 0.82661 | 0.77959 |  | 0.096481 | 0.51539 | 0.52188 | 0.66634 | 0.12868
1793 | 2004-03-15 | 17:00 | 0.12185 | 0.34676 | 0.32234 | 0.15067 | 0.31413 | 0.81455 | 0.77883 |  | 0.093452 | 0.52807 | 0.50804 | 0.66559 | 0.087666
1794 | 2004-03-15 | 18:00 | 0.11417 | 0.38444 | 0.35535 | 0.16642 | 0.30326 | 0.80282 | 0.80188 |  | 0.1098 | 0.55967 | 0.48813 | 0.69442 | 0.062329
1795 | 2004-03-15 | 19:00 | 0.10828 | 0.34951 | 0.35036 | 0.18827 | 0.31062 | 0.75388 | 0.81583 |  | 0.10604 | 0.57788 | 0.47707 | 0.69662 | 0.050417
1796 | 2004-03-15 | 20:00 | 0.12854 | 0.33214 | 0.30717 | 0.22329 | 0.33287 | 0.67459 | 0.81276 |  | 0.10655 | 0.603 | 0.48635 | 0.6654 | 0.05751
1797 | 2004-03-15 | 21:00 | 0.1856 | 0.34622 | 0.27871 | 0.3097 | 0.32835 | 0.59914 | 0.79498 |  | 0.10771 | 0.62061 | 0.49874 | 0.62811 | 0.05759
1798 | 2004-03-15 | 22:00 | 0.24642 | 0.42905 | 0.26617 | 0.45908 | 0.31278 | 0.53111 | 0.78587 |  | 0.1204 | 0.62834 | 0.51687 | 0.60656 | 0.056262
1799 | 2004-03-15 | 23:00 | 0.32047 | 0.45749 | 0.23452 | 0.56353 | 0.30131 | 0.4649 | 0.75871 |  | 0.16061 | 0.59835 | 0.52621 | 0.5775 | 0.063927
1800 | 2004-03-16 | 00:00 | 0.32739 | 0.34128 | 0.14006 | 0.60691 | 0.28936 | 0.38908 | 0.688 |  | 0.18495 | 0.56807 | 0.5335 | 0.60343 | 0.066596
1801 | 2004-03-16 | 01:00 | 0.37935 | 0.25917 | 0.16811 | 0.66935 | 0.30958 | 0.35864 | 0.68596 |  | 0.20405 | 0.56617 | 0.46518 | 0.65531 | 0.093732
1802 | 2004-03-16 | 02:00 | 0.46478 | 0.21107 | 0.22642 | 0.6948 | 0.33129 | 0.34833 | 0.69369 |  | 0.22566 | 0.54445 | 0.42509 | 0.60642 | 0.2758
1803 | 2004-03-16 | 03:00 | 0.5706 | 0.18422 | 0.24513 | 0.6619 | 0.3333 | 0.32189 | 0.60553 |  | 0.2143 | 0.51255 | 0.49428 | 0.60365 | 0.44896
1804 | 2004-03-16 | 04:00 | 0.65113 | 0.36986 | 0.26209 | 0.64749 | 0.31824 | 0.26222 | 0.5376 |  | 0.27158 | 0.47327 | 0.55956 | 0.61158 | 0.43937
1805 | 2004-03-16 | 05:00 | 0.68373 | 0.37634 | 0.23007 | 0.6539 | 0.32698 | 0.20513 | 0.47581 |  | 0.32564 | 0.39644 | 0.60337 | 0.6012 | 0.42785
1806 | 2004-03-16 | 06:00 | 0.69425 | 0.48552 | 0.24045 | 0.63451 | 0.34549 | 0.20421 | 0.40562 |  | 0.35481 | 0.33838 | 0.61004 | 0.53032 | 0.32922
1807 | 2004-03-16 | 07:00 | 0.69519 | 0.39169 | 0.25098 | 0.59984 | 0.35166 | 0.19587 | 0.32608 |  | 0.43022 | 0.27594 | 0.5932 | 0.40262 | 0.22346
1808 | 2004-03-16 | 08:00 | 0.68123 | 0.31433 | 0.29207 | 0.55509 | 0.35716 | 0.23487 | 0.25492 |  | 0.43144 | 0.22704 | 0.59647 | 0.34235 | 0.14525
1809 | 2004-03-16 | 09:00 | 0.6583 | 0.37489 | 0.36148 | 0.52277 | 0.39194 | 0.31635 | 0.18228 |  | 0.32992 | 0.21469 | 0.6064 | 0.3219 | 0.1788
1810 | 2004-03-16 | 10:00 | 0.62781 | 0.32989 | 0.38357 | 0.53631 | 0.41215 | 0.35924 | 0.15119 |  | 0.29253 | 0.2273 | 0.6039 | 0.32105 | 0.1948
1811 | 2004-03-16 | 11:00 | 0.60327 | 0.36694 | 0.35575 | 0.55292 | 0.42981 | 0.3686 | 0.16577 |  | 0.26692 | 0.25485 | 0.59352 | 0.30639 | 0.18972
1812 | 2004-03-16 | 12:00 | 0.62364 | 0.4096 | 0.42645 | 0.51588 | 0.4391 | 0.37441 | 0.1498 |  | 0.27694 | 0.28173 | 0.59032 | 0.28014 | 0.11839
1813 | 2004-03-16 | 13:00 | 0.62729 | 0.49804 | 0.48648 | 0.45547 | 0.41921 | 0.46919 | 0.16404 |  | 0.27624 | 0.26889 | 0.5847 | 0.28167 | 0.081366
1814 | 2004-03-16 | 14:00 | 0.57178 | 0.38667 | 0.53468 | 0.49559 | 0.40708 | 0.52207 | 0.13113 |  | 0.28472 | 0.31428 | 0.5724 | 0.29423 | 0.08541
1815 | 2004-03-16 | 15:00 | 0.52172 | 0.31692 | 0.57312 | 0.43181 | 0.42156 | 0.51669 | 0.088682 |  | 0.3562 | 0.3438 | 0.56634 | 0.30083 | 0.070359
1816 | 2004-03-16 | 16:00 | 0.52067 | 0.20554 | 0.564 | 0.32312 | 0.46095 | 0.49291 | 0.077596 |  | 0.44488 | 0.38569 | 0.5532 | 0.29773 | 0.067782
1817 | 2004-03-16 | 17:00 | 0.51596 | 0.18641 | 0.55841 | 0.2873 | 0.50552 | 0.48056 | 0.066938 |  | 0.52643 | 0.43591 | 0.54014 | 0.28962 | 0.071726
1818 | 2004-03-16 | 18:00 | 0.48894 | 0.11341 | 0.5258 | 0.22445 | 0.54717 | 0.52046 | 0.067928 |  | 0.55639 | 0.45566 | 0.51233 | 0.29857 | 0.080295
1819 | 2004-03-16 | 19:00 | 0.44482 | 0.055438 | 0.51699 | 0.13183 | 0.58679 | 0.56733 | 0.08467 |  | 0.57792 | 0.46924 | 0.48191 | 0.33817 | 0.064841
1820 | 2004-03-16 | 20:00 | 0.40955 | 0.035012 | 0.51036 | 0.066732 | 0.57923 | 0.63598 | 0.12417 |  | 0.59669 | 0.45858 | 0.47196 | 0.41563 | 0.036588
1821 | 2004-03-16 | 21:00 | 0.38754 | 0.042529 | 0.51097 | 0.046359 | 0.52075 | 0.71877 | 0.2009 |  | 0.60833 | 0.48644 | 0.46836 | 0.49488 | 0.026473
1822 | 2004-03-16 | 22:00 | 0.33662 | 0.031159 | 0.54673 | 0.040874 | 0.45348 | 0.76578 | 0.27375 |  | 0.56804 | 0.54584 | 0.47111 | 0.54776 | 0.025701
1823 | 2004-03-16 | 23:00 | 0.27542 | 0.03157 | 0.54752 | 0.043001 | 0.42816 | 0.77527 | 0.35465 |  | 0.55484 | 0.56708 | 0.47664 | 0.54776 | 0.024009
1824 | 2004-03-17 | 00:00 | 0.28563 | 0.028127 | 0.54535 | 0.055899 | 0.42283 | 0.77995 | 0.39543 |  | 0.50012 | 0.54306 | 0.47621 | 0.50789 | 0.021424
1825 | 2004-03-17 | 01:00 | 0.28542 | 0.026274 | 0.44247 | 0.087573 | 0.41665 | 0.75018 | 0.444 |  | 0.51584 | 0.39719 | 0.45794 | 0.43691 | 0.020541
1826 | 2004-03-17 | 02:00 | 0.25248 | 0.022134 | 0.32366 | 0.089557 | 0.38847 | 0.69557 | 0.45618 |  | 0.495 | 0.32554 | 0.44147 | 0.36179 | 0.016819
1827 | 2004-03-17 | 03:00 | 0.19557 | 0.019157 | 0.2253 | 0.083824 | 0.36315 | 0.63495 | 0.43961 |  | 0.46428 | 0.31322 | 0.45842 | 0.34167 | 0.019564
1828 | 2004-03-17 | 04:00 | 0.14901 | 0.042975 | 0.21292 | 0.13141 | 0.35737 | 0.6026 | 0.4443 |  | 0.43566 | 0.32735 | 0.50984 | 0.35363 | 0.029685
1829 | 2004-03-17 | 05:00 | 0.098504 | 0.029184 | 0.15798 | 0.15758 | 0.35997 | 0.56511 | 0.44116 |  | 0.303 | 0.32457 | 0.5617 | 0.36243 | 0.04128
1830 | 2004-03-17 | 06:00 | 0.071403 | 0.089478 | 0.11399 | 0.13376 | 0.34673 | 0.48257 | 0.40209 |  | 0.2902 | 0.34078 | 0.5828 | 0.35798 | 0.038687
1831 | 2004-03-17 | 07:00 | 0.056846 | 0.18915 | 0.089368 | 0.13073 | 0.33219 | 0.41783 | 0.35809 |  | 0.27322 | 0.39186 | 0.6014 | 0.37782 | 0.033972
1832 | 2004-03-17 | 08:00 | 0.051514 | 0.21667 | 0.088032 | 0.14621 | 0.30441 | 0.3436 | 0.32136 |  | 0.26568 | 0.49616 | 0.61505 | 0.40487 | 0.033185
1833 | 2004-03-17 | 09:00 | 0.052282 | 0.27473 | 0.070894 | 0.15941 | 0.29818 | 0.29884 | 0.30274 |  | 0.2262 | 0.58196 | 0.63194 | 0.42756 | 0.042966
1834 | 2004-03-17 | 10:00 | 0.054174 | 0.20616 | 0.051722 | 0.17164 | 0.32891 | 0.26128 | 0.2794 |  | 0.1758 | 0.62108 | 0.64046 | 0.44439 | 0.061602
1835 | 2004-03-17 | 11:00 | 0.0505 | 0.1531 | 0.05233 | 0.2032 | 0.34567 | 0.22588 | 0.25805 |  | 0.14287 | 0.69595 | 0.63632 | 0.45573 | 0.078462
1836 | 2004-03-17 | 12:00 | 0.051791 | 0.17792 | 0.05172 | 0.21329 | 0.32738 | 0.22555 | 0.2981 |  | 0.1259 | 0.73448 | 0.61884 | 0.45943 | 0.093676
1837 | 2004-03-17 | 13:00 | 0.058381 | 0.15389 | 0.033805 | 0.30677 | 0.32079 | 0.21382 | 0.28992 |  | 0.11753 | 0.71502 | 0.60508 | 0.46309 | 0.10353
1838 | 2004-03-17 | 14:00 | 0.056002 | 0.082152 | 0.019481 | 0.31871 | 0.33398 | 0.15473 | 0.23163 |  | 0.13592 | 0.67172 | 0.59484 | 0.47058 | 0.1071
1839 | 2004-03-17 | 15:00 | 0.059779 | 0.042147 | 0.023622 | 0.26802 | 0.30338 | 0.11453 | 0.20732 |  | 0.1499 | 0.60461 | 0.59037 | 0.47228 | 0.1104
1840 | 2004-03-17 | 16:00 | 0.075103 | 0.074883 | 0.030901 | 0.26782 | 0.26333 | 0.093725 | 0.18715 |  | 0.16921 | 0.49268 | 0.58473 | 0.4397 | 0.12275
1841 | 2004-03-17 | 17:00 | 0.10172 | 0.034633 | 0.050791 | 0.24024 | 0.2553 | 0.072475 | 0.14941 |  | 0.23008 | 0.47508 | 0.57522 | 0.36332 | 0.12904
1842 | 2004-03-17 | 18:00 | 0.11839 | 0.11597 | 0.077287 | 0.25022 | 0.26318 | 0.055233 | 0.12549 |  | 0.30112 | 0.48085 | 0.53756 | 0.3889 | 0.12154
1843 | 2004-03-17 | 19:00 | 0.11876 | 0.17223 | 0.09156 | 0.2812 | 0.25256 | 0.042154 | 0.092695 |  | 0.30259 | 0.51059 | 0.50547 | 0.43418 | 0.069214
1844 | 2004-03-17 | 20:00 | 0.12303 | 0.2293 | 0.094198 | 0.25725 | 0.24666 | 0.037905 | 0.072079 |  | 0.29499 | 0.52954 | 0.49881 | 0.46002 | 0.030897
1845 | 2004-03-17 | 21:00 | 0.13726 | 0.2096 | 0.078501 | 0.20378 | 0.24645 | 0.055022 | 0.068426 |  | 0.27829 | 0.49868 | 0.49772 | 0.46908 | 0.011719
1846 | 2004-03-17 | 22:00 | 0.15472 | 0.20349 | 0.058465 | 0.20966 | 0.25665 | 0.071144 | 0.066967 |  | 0.2659 | 0.47415 | 0.49249 | 0.46442 | 0.01178
1847 | 2004-03-17 | 23:00 | 0.1662 | 0.21807 | 0.065635 | 0.2045 | 0.27536 | 0.06443 | 0.070928 |  | 0.25403 | 0.41897 | 0.49886 | 0.44008 | 0.01922
1848 | 2004-03-18 | 00:00 | 0.16942 | 0.28946 | 0.13497 | 0.17391 | 0.30406 | 0.084852 | 0.097952 |  | 0.24733 | 0.36047 | 0.48879 | 0.40225 | 0.038032
1849 | 2004-03-18 | 01:00 | 0.16502 | 0.3101 | 0.11987 | 0.12746 | 0.33801 | 0.074271 | 0.10574 |  | 0.25947 | 0.33372 | 0.45815 | 0.3233 | 0.074662
1850 | 2004-03-18 | 02:00 | 0.168 | 0.24322 | 0.070645 | 0.12828 | 0.37123 | 0.047222 | 0.093127 |  | 0.23379 | 0.35079 | 0.41508 | 0.26673 | 0.11812
1851 | 2004-03-18 | 03:00 | 0.16752 | 0.19878 | 0.058327 | 0.13169 | 0.37683 | 0.052198 | 0.091081 |  | 0.22043 | 0.39685 | 0.37032 | 0.27235 | 0.19395
1852 | 2004-03-18 | 04:00 | 0.17388 | 0.13891 | 0.056835 | 0.12685 | 0.41888 | 0.07112 | 0.11322 |  | 0.27681 | 0.44975 | 0.34808 | 0.2819 | 0.27924
1853 | 2004-03-18 | 05:00 | 0.15486 | 0.14669 | 0.06139 | 0.12438 | 0.47171 | 0.097436 | 0.12426 |  | 0.32392 | 0.48408 | 0.31549 | 0.27805 | 0.2985
1854 | 2004-03-18 | 06:00 | 0.12459 | 0.36433 | 0.067404 | 0.10432 | 0.48271 | 0.11421 | 0.12758 |  | 0.36388 | 0.48506 | 0.27957 | 0.25171 | 0.2707
1855 | 2004-03-18 | 07:00 | 0.097974 | 0.48923 | 0.067578 | 0.083441 | 0.4752 | 0.13071 | 0.13171 |  | 0.32578 | 0.4957 | 0.25661 | 0.21987 | 0.25777
1856 | 2004-03-18 | 08:00 | 0.091968 | 0.24588 | 0.061128 | 0.069401 | 0.47128 | 0.13201 | 0.12976 |  | 0.28298 | 0.47517 | 0.24653 | 0.19266 | 0.21253
1857 | 2004-03-18 | 09:00 | 0.096869 | 0.23997 | 0.055544 | 0.07597 | 0.46595 | 0.10218 | 0.11695 |  | 0.24867 | 0.42264 | 0.24846 | 0.16784 | 0.18217
1858 | 2004-03-18 | 10:00 | 0.091411 | 0.26179 | 0.061603 | 0.10373 | 0.49441 | 0.091628 | 0.10846 |  | 0.24001 | 0.35521 | 0.25342 | 0.16298 | 0.19525
1859 | 2004-03-18 | 11:00 | 0.087429 | 0.19935 | 0.068587 | 0.13141 | 0.50886 | 0.086571 | 0.11815 |  | 0.20754 | 0.29522 | 0.26744 | 0.17656 | 0.21651
1860 | 2004-03-18 | 12:00 | 0.085011 | 0.26803 | 0.09973 | 0.16356 | 0.48164 | 0.10338 | 0.11532 |  | 0.21395 | 0.23884 | 0.29577 | 0.18047 | 0.21259
1861 | 2004-03-18 | 13:00 | 0.10307 | 0.73153 | 0.069667 | 0.16407 | 0.51051 | 0.07547 | 0.08267 |  | 0.19908 | 0.2335 | 0.32832 | 0.18395 | 0.21331
1862 | 2004-03-18 | 14:00 | 0.11012 | 0.77141 | 0.048662 | 0.17261 | 0.48795 | 0.037449 | 0.053724 |  | 0.18524 | 0.28942 | 0.36497 | 0.18518 | 0.19811
1863 | 2004-03-18 | 15:00 | 0.1177 | 0.80426 | 0.042886 | 0.21866 | 0.4544 | 0.029536 | 0.05294 |  | 0.22188 | 0.30104 | 0.41089 | 0.18287 | 0.17365
1864 | 2004-03-18 | 16:00 | 0.12047 | 0.90313 | 0.058546 | 0.30354 | 0.42562 | 0.034313 | 0.045854 |  | 0.26197 | 0.27113 | 0.46369 | 0.1687 | 0.15564
1865 | 2004-03-18 | 17:00 | 0.12732 | 0.71111 | 0.064213 | 0.42442 | 0.38263 | 0.037672 | 0.039071 |  | 0.24011 | 0.25404 | 0.51663 | 0.13704 | 0.15749
1866 | 2004-03-18 | 18:00 | 0.1988 | 0.65258 | 0.064553 | 0.55619 | 0.3466 | 0.036021 | 0.038898 |  | 0.21755 | 0.24552 | 0.53354 | 0.14303 | 0.16235
1867 | 2004-03-18 | 19:00 | 0.26319 | 0.48091 | 0.064026 | 0.64645 | 0.3129 | 0.034132 | 0.039828 |  | 0.2166 | 0.22679 | 0.53255 | 0.16409 | 0.17289
1868 | 2004-03-18 | 20:00 | 0.31545 | 0.47542 | 0.072244 | 0.67634 | 0.29068 | 0.031514 | 0.040834 |  | 0.22483 | 0.2125 | 0.55198 | 0.1851 | 0.16668
1869 | 2004-03-18 | 21:00 | 0.35476 | 0.45914 | 0.078771 | 0.69115 | 0.26982 | 0.018219 | 0.040609 |  | 0.21477 | 0.20216 | 0.57129 | 0.20847 | 0.17117
1870 | 2004-03-18 | 22:00 | 0.38862 | 0.37491 | 0.096455 | 0.70562 | 0.25903 | 0.008743 | 0.040494 |  | 0.22948 | 0.17983 | 0.59692 | 0.22495 | 0.17422
1871 | 2004-03-18 | 23:00 | 0.41093 | 0.29088 | 0.1351 | 0.70835 | 0.26473 | 0.007908 | 0.042607 |  | 0.28771 | 0.18113 | 0.6155 | 0.24175 | 0.184
1872 | 2004-03-19 | 00:00 | 0.38225 | 0.2014 | 0.15148 | 0.69065 | 0.29019 | 0.008525 | 0.058006 |  | 0.25552 | 0.2239 | 0.63611 | 0.17663 | 0.19529
1873 | 2004-03-19 | 01:00 | 0.36544 | 0.16162 | 0.18548 | 0.6698 | 0.31203 | 0.027151 | 0.070823 |  | 0.30588 | 0.29031 | 0.61328 | 0.11425 | 0.20491
1874 | 2004-03-19 | 02:00 | 0.35811 | 0.14037 | 0.21764 | 0.60527 | 0.35472 | 0.048068 | 0.07297 |  | 0.44263 | 0.38086 | 0.63572 | 0.12854 | 0.22429
1875 | 2004-03-19 | 03:00 | 0.3395 | 0.16126 | 0.28697 | 0.51099 | 0.39683 | 0.056929 | 0.086674 |  | 0.51534 | 0.42507 | 0.67432 | 0.2038 | 0.27275
1876 | 2004-03-19 | 04:00 | 0.32252 | 0.12165 | 0.33164 | 0.38281 | 0.45693 | 0.060639 | 0.098633 |  | 0.62064 | 0.48671 | 0.69399 | 0.32119 | 0.38457
1877 | 2004-03-19 | 05:00 | 0.27526 | 0.11007 | 0.32083 | 0.27757 | 0.49526 | 0.069225 | 0.10355 |  | 0.70716 | 0.51056 | 0.73527 | 0.43558 | 0.45171
1878 | 2004-03-19 | 06:00 | 0.23322 | 0.12528 | 0.29248 | 0.23633 | 0.52597 | 0.082073 | 0.096284 |  | 0.73848 | 0.51466 | 0.79328 | 0.50447 | 0.4306
1879 | 2004-03-19 | 07:00 | 0.20488 | 0.14837 | 0.24939 | 0.21643 | 0.57443 | 0.079592 | 0.084498 |  | 0.761 | 0.50394 | 0.78699 | 0.55822 | 0.41423
1880 | 2004-03-19 | 08:00 | 0.16801 | 0.19425 | 0.19864 | 0.19139 | 0.64049 | 0.053583 | 0.089031 |  | 0.74796 | 0.4932 | 0.77383 | 0.57626 | 0.41558
1881 | 2004-03-19 | 09:00 | 0.13725 | 0.20215 | 0.21721 | 0.1494 | 0.71061 | 0.037529 | 0.10395 |  | 0.72191 | 0.47644 | 0.77332 | 0.57278 | 0.40318
1882 | 2004-03-19 | 10:00 | 0.12088 | 0.19133 | 0.26843 | 0.11172 | 0.79051 | 0.042538 | 0.1319 |  | 0.6373 | 0.4873 | 0.76367 | 0.57119 | 0.38971
1883 | 2004-03-19 | 11:00 | 0.11224 | 0.23771 | 0.29585 | 0.091794 | 0.83132 | 0.045395 | 0.16449 |  | 0.54031 | 0.48613 | 0.74869 | 0.56911 | 0.35848
1884 | 2004-03-19 | 12:00 | 0.10371 | 0.25421 | 0.42345 | 0.079023 | 0.83683 | 0.027081 | 0.17769 |  | 0.53771 | 0.45854 | 0.73068 | 0.55279 | 0.35272
1885 | 2004-03-19 | 13:00 | 0.10099 | 0.266 | 0.49938 | 0.083874 | 0.82831 | 0.017396 | 0.15265 |  | 0.58949 | 0.46717 | 0.7273 | 0.54096 | 0.35342
1886 | 2004-03-19 | 14:00 | 0.095298 | 0.18116 | 0.46633 | 0.11654 | 0.81375 | 0.014247 | 0.13048 |  | 0.52493 | 0.43201 | 0.71983 | 0.53063 | 0.36983
1887 | 2004-03-19 | 15:00 | 0.097854 | 0.12281 | 0.40642 | 0.19425 | 0.81842 | 0.020627 | 0.12571 |  | 0.43914 | 0.37559 | 0.69577 | 0.52217 | 0.39108
1888 | 2004-03-19 | 16:00 | 0.10926 | 0.18048 | 0.39176 | 0.24547 | 0.84132 | 0.04243 | 0.12764 |  | 0.39483 | 0.35862 | 0.67484 | 0.49266 | 0.33667
1889 | 2004-03-19 | 17:00 | 0.14012 | 0.20704 | 0.40796 | 0.31898 | 0.85802 | 0.066883 | 0.13215 |  | 0.32951 | 0.35312 | 0.66497 | 0.45584 | 0.24031
1890 | 2004-03-19 | 18:00 | 0.17185 | 0.36594 | 0.38939 | 0.42565 | 0.85873 | 0.086761 | 0.13715 |  | 0.26741 | 0.33878 | 0.6587 | 0.41329 | 0.15299
1891 | 2004-03-19 | 19:00 | 0.20069 | 0.43096 | 0.35093 | 0.54842 | 0.85335 | 0.088373 | 0.1433 |  | 0.24053 | 0.33938 | 0.66482 | 0.38483 | 0.075856
1892 | 2004-03-19 | 20:00 | 0.21296 | 0.47164 | 0.30497 | 0.66358 | 0.84003 | 0.081219 | 0.13806 |  | 0.23119 | 0.32099 | 0.66201 | 0.36398 | 0.037573
1893 | 2004-03-19 | 21:00 | 0.23145 | 0.47098 | 0.28833 | 0.73107 | 0.80827 | 0.081611 | 0.13777 |  | 0.199 | 0.32371 | 0.6548 | 0.36033 | 0.034996
1894 | 2004-03-19 | 22:00 | 0.29069 | 0.4852 | 0.27604 | 0.77637 | 0.77711 | 0.084613 | 0.15111 |  | 0.21372 | 0.30421 | 0.63523 | 0.36059 | 0.046438
1895 | 2004-03-19 | 23:00 | 0.40207 | 0.48418 | 0.23723 | 0.81885 | 0.74867 | 0.076294 | 0.16399 |  | 0.24411 | 0.27574 | 0.62218 | 0.36765 | 0.054165
1896 | 2004-03-20 | 00:00 | 0.51319 | 0.44128 | 0.1875 | 0.84555 | 0.69667 | 0.10586 | 0.18534 |  | 0.26681 | 0.2757 | 0.60842 | 0.38094 | 0.059339
1897 | 2004-03-20 | 01:00 | 0.60805 | 0.40585 | 0.19203 | 0.86343 | 0.68117 | 0.12428 | 0.19707 |  | 0.22653 | 0.36726 | 0.58888 | 0.3821 | 0.06667
1898 | 2004-03-20 | 02:00 | 0.67415 | 0.40061 | 0.21391 | 0.91303 | 0.63434 | 0.15678 | 0.17814 |  | 0.17411 | 0.39735 | 0.55783 | 0.38369 | 0.070094
1899 | 2004-03-20 | 03:00 | 0.73439 | 0.41289 | 0.20528 | 0.93285 | 0.5889 | 0.26871 | 0.18385 |  | 0.20887 | 0.40934 | 0.51478 | 0.405 | 0.073591
1900 | 2004-03-20 | 04:00 | 0.76116 | 0.44151 | 0.19426 | 0.92561 | 0.59906 | 0.35438 | 0.17863 |  | 0.26035 | 0.4471 | 0.48051 | 0.40633 | 0.095975
1901 | 2004-03-20 | 05:00 | 0.79231 | 0.4994 | 0.15884 | 0.93063 | 0.58305 | 0.47422 | 0.14474 |  | 0.28833 | 0.48569 | 0.43748 | 0.39368 | 0.15863
1902 | 2004-03-20 | 06:00 | 0.83063 | 0.61526 | 0.15619 | 0.92756 | 0.57835 | 0.52611 | 0.1594 |  | 0.31161 | 0.48996 | 0.41999 | 0.37277 | 0.17244
1903 | 2004-03-20 | 07:00 | 0.83512 | 0.61698 | 0.21093 | 0.92542 | 0.62546 | 0.53609 | 0.25218 |  | 0.34972 | 0.50209 | 0.41263 | 0.34035 | 0.127
1904 | 2004-03-20 | 08:00 | 0.83752 | 0.55125 | 0.27129 | 0.92049 | 0.71158 | 0.5585 | 0.23835 |  | 0.40458 | 0.50649 | 0.38621 | 0.35347 | 0.082266
1905 | 2004-03-20 | 09:00 | 0.8417 | 0.52361 | 0.33463 | 0.89743 | 0.81971 | 0.62255 | 0.11839 |  | 0.43974 | 0.50706 | 0.36894 | 0.40286 | 0.066764
1906 | 2004-03-20 | 10:00 | 0.81543 | 0.39857 | 0.3563 | 0.85489 | 0.88218 | 0.69323 | 0.059934 |  | 0.42249 | 0.51353 | 0.34799 | 0.43126 | 0.066283
1907 | 2004-03-20 | 11:00 | 0.77415 | 0.43882 | 0.3598 | 0.79287 | 0.88427 | 0.73624 | 0.061289 |  | 0.40973 | 0.56034 | 0.32819 | 0.43668 | 0.064862
1908 | 2004-03-20 | 12:00 | 0.76078 | 0.52132 | 0.36321 | 0.68351 | 0.86785 | 0.76277 | 0.081657 |  | 0.40674 | 0.62616 | 0.31197 | 0.42454 | 0.059467
1909 | 2004-03-20 | 13:00 | 0.7699 | 0.54142 | 0.37702 | 0.62938 | 0.75378 | 0.80454 | 0.091396 |  | 0.41312 | 0.63223 | 0.28606 | 0.40844 | 0.045275
1910 | 2004-03-20 | 14:00 | 0.76126 | 0.4647 | 0.34899 | 0.66656 | 0.76391 | 0.82762 | 0.10914 |  | 0.39068 | 0.67309 | 0.26102 | 0.41892 | 0.047824
1911 | 2004-03-20 | 15:00 | 0.76676 | 0.39957 | 0.36345 | 0.80057 | 0.81914 | 0.82545 | 0.14203 |  | 0.35017 | 0.72124 | 0.2314 | 0.42375 | 0.090576
1912 | 2004-03-20 | 16:00 | 0.78349 | 0.31982 | 0.39885 | 0.85749 | 0.84519 | 0.79695 | 0.18029 |  | 0.32329 | 0.75124 | 0.19654 | 0.36386 | 0.12242
1913 | 2004-03-20 | 17:00 | 0.81882 | 0.32029 | 0.44942 | 0.87861 | 0.84642 | 0.75791 | 0.22162 |  | 0.35018 | 0.75297 | 0.16235 | 0.31423 | 0.13118
1914 | 2004-03-20 | 18:00 | 0.8118 | 0.30587 | 0.55429 | 0.91044 | 0.84767 | 0.75724 | 0.28839 |  | 0.38885 | 0.73323 | 0.13988 | 0.28111 | 0.13267
1915 | 2004-03-20 | 19:00 | 0.79064 | 0.23647 | 0.64802 | 0.91313 | 0.83613 | 0.71068 | 0.34696 |  | 0.43732 | 0.69233 | 0.13313 | 0.2456 | 0.11669
1916 | 2004-03-20 | 20:00 | 0.83975 | 0.15839 | 0.72365 | 0.91226 | 0.80822 | 0.68548 | 0.42888 |  | 0.51675 | 0.67169 | 0.12294 | 0.20709 | 0.12809
1917 | 2004-03-20 | 21:00 | 0.8963 | 0.16441 | 0.82401 | 0.92148 | 0.77986 | 0.69026 | 0.54602 |  | 0.56344 | 0.66683 | 0.1256 | 0.18843 | 0.16439
1918 | 2004-03-20 | 22:00 | 0.90949 | 0.22232 | 0.87025 | 0.93214 | 0.75933 | 0.73961 | 0.61842 |  | 0.62128 | 0.65989 | 0.13493 | 0.19519 | 0.19058
1919 | 2004-03-20 | 23:00 | 0.90079 | 0.23358 | 0.84032 | 0.93452 | 0.74224 | 0.80634 | 0.66378 |  | 0.70013 | 0.64674 | 0.13403 | 0.21126 | 0.1773
1920 | 2004-03-21 | 00:00 | 0.87969 | 0.24633 | 0.85325 | 0.93181 | 0.73482 | 0.8355 | 0.66833 |  | 0.72838 | 0.64849 | 0.12545 | 0.21454 | 0.16271
1921 | 2004-03-21 | 01:00 | 0.87303 | 0.23733 | 0.8455 | 0.93127 | 0.7184 | 0.82277 | 0.65573 |  | 0.77688 | 0.6786 | 0.1176 | 0.22389 | 0.14695
1922 | 2004-03-21 | 02:00 | 0.89609 | 0.23825 | 0.8526 | 0.93244 | 0.71569 | 0.80278 | 0.64952 |  | 0.78839 | 0.66022 | 0.10937 | 0.24255 | 0.13956
1923 | 2004-03-21 | 03:00 | 0.89505 | 0.29524 | 0.84265 | 0.93093 | 0.67601 | 0.74038 | 0.58314 |  | 0.75051 | 0.58756 | 0.10854 | 0.25258 | 0.11762
1924 | 2004-03-21 | 04:00 | 0.89677 | 0.38628 | 0.81932 | 0.93366 | 0.6113 | 0.60507 | 0.51727 |  | 0.77743 | 0.52382 | 0.11393 | 0.23431 | 0.099482
1925 | 2004-03-21 | 05:00 | 0.89277 | 0.43344 | 0.79815 | 0.92476 | 0.53862 | 0.58322 | 0.49608 |  | 0.80934 | 0.5073 | 0.11426 | 0.22016 | 0.092383
1926 | 2004-03-21 | 06:00 | 0.88637 | 0.51566 | 0.80156 | 0.9223 | 0.48169 | 0.58618 | 0.43407 |  | 0.81099 | 0.47979 | 0.10264 | 0.21451 | 0.076337
1927 | 2004-03-21 | 07:00 | 0.8813 | 0.4732 | 0.76455 | 0.90688 | 0.43419 | 0.63682 | 0.36029 |  | 0.84686 | 0.43655 | 0.095561 | 0.20283 | 0.064842
1928 | 2004-03-21 | 08:00 | 0.85167 | 0.7069 | 0.73539 | 0.86042 | 0.40742 | 0.67994 | 0.29587 |  | 0.8552 | 0.36829 | 0.093477 | 0.20125 | 0.058293
1929 | 2004-03-21 | 09:00 | 0.78156 | 0.66089 | 0.72795 | 0.80703 | 0.36794 | 0.7298 | 0.26097 |  | 0.87074 | 0.3174 | 0.096434 | 0.18048 | 0.058102
1930 | 2004-03-21 | 10:00 | 0.64338 | 0.70545 | 0.70034 | 0.73712 | 0.30725 | 0.74227 | 0.29993 |  | 0.82695 | 0.30031 | 0.097106 | 0.16475 | 0.063087
1931 | 2004-03-21 | 11:00 | 0.51727 | 0.65525 | 0.6775 | 0.63138 | 0.22339 | 0.73368 | 0.33846 |  | 0.7694 | 0.29386 | 0.097844 | 0.15355 | 0.068397
1932 | 2004-03-21 | 12:00 | 0.48399 | 0.60285 | 0.6651 | 0.5045 | 0.16067 | 0.71326 | 0.35755 |  | 0.77978 | 0.2602 | 0.098115 | 0.15327 | 0.071994
1933 | 2004-03-21 | 13:00 | 0.52109 | 0.42202 | 0.73672 | 0.45848 | 0.12957 | 0.73754 | 0.42381 |  | 0.74172 | 0.26507 | 0.098986 | 0.16248 | 0.092503
1934 | 2004-03-21 | 14:00 | 0.6183 | 0.33384 | 0.78854 | 0.48368 | 0.15294 | 0.76933 | 0.4423 |  | 0.67219 | 0.2574 | 0.099574 | 0.16465 | 0.10059
1935 | 2004-03-21 | 15:00 | 0.71893 | 0.25201 | 0.82113 | 0.50836 | 0.15227 | 0.7947 | 0.45159 |  | 0.57864 | 0.23437 | 0.10206 | 0.17702 | 0.093683
1936 | 2004-03-21 | 16:00 | 0.71312 | 0.29946 | 0.84721 | 0.47073 | 0.14296 | 0.85064 | 0.48459 |  | 0.66505 | 0.23158 | 0.10489 | 0.20092 | 0.10133
1937 | 2004-03-21 | 17:00 | 0.66081 | 0.24838 | 0.85006 | 0.40332 | 0.17302 | 0.87025 | 0.48679 |  | 0.74558 | 0.21648 | 0.11366 | 0.22982 | 0.10942
1938 | 2004-03-21 | 18:00 | 0.56499 | 0.26687 | 0.81756 | 0.36024 | 0.19505 | 0.86758 | 0.48414 |  | 0.65819 | 0.19172 | 0.12114 | 0.25344 | 0.10921
1939 | 2004-03-21 | 19:00 | 0.52334 | 0.3044 | 0.79948 | 0.26041 | 0.16522 | 0.83577 | 0.4926 |  | 0.63297 | 0.19509 | 0.11427 | 0.27682 | 0.093137
1940 | 2004-03-21 | 20:00 | 0.52832 | 0.41296 | 0.81907 | 0.21663 | 0.12748 | 0.83981 | 0.54687 |  | 0.65025 | 0.20417 | 0.10886 | 0.29986 | 0.095369
1941 | 2004-03-21 | 21:00 | 0.52697 | 0.39948 | 0.81724 | 0.22965 | 0.11063 | 0.83859 | 0.60852 |  | 0.61349 | 0.24971 | 0.10262 | 0.31627 | 0.10806
1942 | 2004-03-21 | 22:00 | 0.49813 | 0.4174 | 0.81756 | 0.23552 | 0.097846 | 0.82503 | 0.67634 |  | 0.60623 | 0.30433 | 0.090658 | 0.31873 | 0.12513
1943 | 2004-03-21 | 23:00 | 0.45708 | 0.51062 | 0.82021 | 0.23842 | 0.09428 | 0.79678 | 0.7313 |  | 0.6354 | 0.34281 | 0.079148 | 0.32465 | 0.13573
1944 | 2004-03-22 | 00:00 | 0.49653 | 0.5849 | 0.80642 | 0.24426 | 0.093419 | 0.75576 | 0.74091 |  | 0.61384 | 0.38272 | 0.069697 | 0.27979 | 0.13269
1945 | 2004-03-22 | 01:00 | 0.47355 | 0.54765 | 0.78436 | 0.30188 | 0.10565 | 0.74653 | 0.7705 |  | 0.59142 | 0.39343 | 0.051315 | 0.21138 | 0.10635
1946 | 2004-03-22 | 02:00 | 0.36462 | 0.47938 | 0.77185 | 0.3582 | 0.14261 | 0.77452 | 0.78022 |  | 0.58428 | 0.44303 | 0.077631 | 0.22273 | 0.11126
1947 | 2004-03-22 | 03:00 | 0.31791 | 0.41192 | 0.77234 | 0.28842 | 0.17081 | 0.81067 | 0.74533 |  | 0.59737 | 0.49408 | 0.090575 | 0.30143 | 0.13284
1948 | 2004-03-22 | 04:00 | 0.31082 | 0.45389 | 0.73079 | 0.17686 | 0.17338 | 0.78841 | 0.66021 |  | 0.60991 | 0.55464 | 0.10989 | 0.34258 | 0.13199
1949 | 2004-03-22 | 05:00 | 0.24441 | 0.45605 | 0.65456 | 0.11843 | 0.18747 | 0.69354 | 0.63941 |  | 0.59969 | 0.57518 | 0.15204 | 0.34203 | 0.15593
1950 | 2004-03-22 | 06:00 | 0.20529 | 0.48568 | 0.61707 | 0.088494 | 0.20452 | 0.60111 | 0.64593 |  | 0.46177 | 0.60394 | 0.11222 | 0.29991 | 0.27855
1951 | 2004-03-22 | 07:00 | 0.16511 | 0.80768 | 0.52176 | 0.10379 | 0.22742 | 0.48419 | 0.60333 |  | 0.34337 | 0.61611 | 0.087931 | 0.26177 | 0.36702
1952 | 2004-03-22 | 08:00 | 0.13206 | 0.72871 | 0.4284 | 0.12575 | 0.24482 | 0.41534 | 0.60617 |  | 0.25436 | 0.65278 | 0.085213 | 0.2684 | 0.39666
1953 | 2004-03-22 | 09:00 | 0.12394 | 0.69597 | 0.38314 | 0.11936 | 0.24257 | 0.35443 | 0.59977 |  | 0.21215 | 0.69589 | 0.11156 | 0.28414 | 0.36814
1954 | 2004-03-22 | 10:00 | 0.095717 | 0.65074 | 0.31602 | 0.11162 | 0.23649 | 0.29219 | 0.5899 |  | 0.16511 | 0.68994 | 0.11558 | 0.25631 | 0.28646
1955 | 2004-03-22 | 11:00 | 0.077419 | 0.61472 | 0.24416 | 0.091265 | 0.24605 | 0.25642 | 0.55593 |  | 0.12735 | 0.67525 | 0.096367 | 0.27597 | 0.19791
1956 | 2004-03-22 | 12:00 | 0.086763 | 0.56434 | 0.15308 | 0.081226 | 0.25521 | 0.2342 | 0.59381 |  | 0.11091 | 0.67926 | 0.094791 | 0.2612 | 0.16613
1957 | 2004-03-22 | 13:00 | 0.093207 | 0.40718 | 0.2354 | 0.09861 | 0.23626 | 0.25535 | 0.61079 |  | 0.15488 | 0.6221 | 0.10288 | 0.27166 | 0.14678
1958 | 2004-03-22 | 14:00 | 0.11627 | 0.3261 | 0.36014 | 0.093426 | 0.25538 | 0.27801 | 0.61475 |  | 0.16114 | 0.6087 | 0.12158 | 0.37473 | 0.15801
1959 | 2004-03-22 | 15:00 | 0.15773 | 0.24095 | 0.4545 | 0.087044 | 0.33859 | 0.33958 | 0.62003 |  | 0.18035 | 0.59193 | 0.1367 | 0.44376 | 0.16209
1960 | 2004-03-22 | 16:00 | 0.19397 | 0.11332 | 0.5299 | 0.10134 | 0.37831 | 0.42146 | 0.64148 |  | 0.20379 | 0.59433 | 0.16038 | 0.45824 | 0.17689
1961 | 2004-03-22 | 17:00 | 0.23639 | 0.080078 | 0.55295 | 0.1539 | 0.41487 | 0.49976 | 0.64665 |  | 0.2451 | 0.63979 | 0.17842 | 0.40635 | 0.18056
1962 | 2004-03-22 | 18:00 | 0.25167 | 0.014925 | 0.52436 | 0.20286 | 0.45141 | 0.54506 | 0.64121 |  | 0.30994 | 0.67731 | 0.18276 | 0.43165 | 0.16148
1963 | 2004-03-22 | 19:00 | 0.26624 | 0.026407 | 0.48204 | 0.22045 | 0.47175 | 0.56802 | 0.60695 |  | 0.34535 | 0.67953 | 0.16432 | 0.46461 | 0.14144
1964 | 2004-03-22 | 20:00 | 0.29856 | 0.07148 | 0.48177 | 0.24733 | 0.46688 | 0.5927 | 0.53104 |  | 0.32551 | 0.65726 | 0.153 | 0.42536 | 0.14551
1965 | 2004-03-22 | 21:00 | 0.32437 | 0.2905 | 0.49053 | 0.28719 | 0.44832 | 0.61069 | 0.45952 |  | 0.28455 | 0.6705 | 0.15077 | 0.41935 | 0.15544
1966 | 2004-03-22 | 22:00 | 0.33117 | 0.27101 | 0.44493 | 0.33771 | 0.39738 | 0.59221 | 0.39402 |  | 0.27009 | 0.68586 | 0.14119 | 0.34273 | 0.14519
1967 | 2004-03-22 | 23:00 | 0.34547 | 0.19798 | 0.38424 | 0.36657 | 0.34132 | 0.55461 | 0.39223 |  | 0.24117 | 0.68543 | 0.13247 | 0.33912 | 0.13681
1968 | 2004-03-23 | 00:00 | 0.40864 | 0.17493 | 0.29681 | 0.38433 | 0.30139 | 0.5646 | 0.45337 |  | 0.29587 | 0.72435 | 0.12585 | 0.34943 | 0.12996
1969 | 2004-03-23 | 01:00 | 0.37547 | 0.17844 | 0.18745 | 0.46235 | 0.2696 | 0.48672 | 0.44891 |  | 0.24027 | 0.7591 | 0.13251 | 0.39121 | 0.12973
1970 | 2004-03-23 | 02:00 | 0.36486 | 0.2743 | 0.1356 | 0.52149 | 0.28013 | 0.49772 | 0.47102 |  | 0.15085 | 0.79122 | 0.15368 | 0.44303 | 0.13787
1971 | 2004-03-23 | 03:00 | 0.45704 | 0.43344 | 0.15655 | 0.55201 | 0.31001 | 0.58001 | 0.45692 |  | 0.1208 | 0.83492 | 0.17686 | 0.41191 | 0.14642
1972 | 2004-03-23 | 04:00 | 0.55376 | 0.53662 | 0.19736 | 0.69223 | 0.34469 | 0.62401 | 0.41919 |  | 0.11327 | 0.86422 | 0.21015 | 0.3803 | 0.1539
1973 | 2004-03-23 | 05:00 | 0.62104 | 0.52138 | 0.24365 | 0.7866 | 0.34947 | 0.66373 | 0.35624 |  | 0.14138 | 0.87495 | 0.23311 | 0.40658 | 0.1942
1974 | 2004-03-23 | 06:00 | 0.65494 | 0.38484 | 0.24805 | 0.82054 | 0.34569 | 0.68519 | 0.28067 |  | 0.15684 | 0.87401 | 0.23931 | 0.44977 | 0.24731
1975 | 2004-03-23 | 07:00 | 0.68061 | 0.43327 | 0.22866 | 0.82123 | 0.3182 | 0.707 | 0.19042 |  | 0.21412 | 0.86148 | 0.24346 | 0.49811 | 0.25009
1976 | 2004-03-23 | 08:00 | 0.70343 | 0.35658 | 0.24336 | 0.82291 | 0.29144 | 0.74848 | 0.14697 |  | 0.28635 | 0.85638 | 0.24847 | 0.54877 | 0.25085
1977 | 2004-03-23 | 09:00 | 0.70379 | 0.36787 | 0.27417 | 0.82848 | 0.26129 | 0.77712 | 0.17987 |  | 0.28627 | 0.85791 | 0.25522 | 0.58247 | 0.25463
1978 | 2004-03-23 | 10:00 | 0.70922 | 0.33691 | 0.29861 | 0.80641 | 0.23485 | 0.81272 | 0.22944 |  | 0.28626 | 0.8433 | 0.27309 | 0.52221 | 0.26895
1979 | 2004-03-23 | 11:00 | 0.7089 | 0.41023 | 0.31239 | 0.75429 | 0.20666 | 0.83395 | 0.2967 |  | 0.26429 | 0.82371 | 0.29409 | 0.47893 | 0.28137
1980 | 2004-03-23 | 12:00 | 0.69059 | 0.15486 | 0.36014 | 0.69192 | 0.189 | 0.83786 | 0.35096 |  | 0.22417 | 0.8104 | 0.31563 | 0.43014 | 0.28197
1981 | 2004-03-23 | 13:00 | 0.70978 | 0.060425 | 0.34589 | 0.64192 | 0.19574 | 0.84446 | 0.32932 |  | 0.18724 | 0.79913 | 0.31403 | 0.39683 | 0.26422
1982 | 2004-03-23 | 14:00 | 0.71302 | 0.092749 | 0.31127 | 0.64856 | 0.19962 | 0.86379 | 0.35265 |  | 0.12319 | 0.79096 | 0.30901 | 0.38903 | 0.2385
1983 | 2004-03-23 | 15:00 | 0.69268 | 0.15038 | 0.30145 | 0.62039 | 0.18818 | 0.88638 | 0.37175 |  | 0.095904 | 0.7955 | 0.2997 | 0.37882 | 0.23655
1984 | 2004-03-23 | 16:00 | 0.67735 | 0.20636 | 0.33891 | 0.53902 | 0.16697 | 0.90215 | 0.38693 |  | 0.099864 | 0.80811 | 0.29776 | 0.36599 | 0.24612
1985 | 2004-03-23 | 17:00 | 0.65894 | 0.13104 | 0.38867 | 0.45309 | 0.15579 | 0.91253 | 0.41668 |  | 0.10678 | 0.81048 | 0.29854 | 0.35661 | 0.25799
1986 | 2004-03-23 | 18:00 | 0.60854 | 0.24043 | 0.42146 | 0.39993 | 0.15516 | 0.91672 | 0.45537 |  | 0.11292 | 0.79554 | 0.27274 | 0.3156 | 0.22025
1987 | 2004-03-23 | 19:00 | 0.57719 | 0.25396 | 0.42651 | 0.35831 | 0.16813 | 0.90394 | 0.51967 |  | 0.10676 | 0.79117 | 0.24708 | 0.34309 | 0.19385
1988 | 2004-03-23 | 20:00 | 0.51853 | 0.31926 | 0.44386 | 0.34473 | 0.20028 | 0.86271 | 0.58025 |  | 0.10572 | 0.78419 | 0.23272 | 0.34351 | 0.21655
1989 | 2004-03-23 | 21:00 | 0.46555 | 0.31493 | 0.42916 | 0.3289 | 0.24731 | 0.8192 | 0.61986 |  | 0.10315 | 0.77364 | 0.22831 | 0.33054 | 0.2571
1990 | 2004-03-23 | 22:00 | 0.41716 | 0.34308 | 0.39133 | 0.3385 | 0.29913 | 0.75839 | 0.62031 |  | 0.11439 | 0.76826 | 0.25339 | 0.30496 | 0.30921
1991 | 2004-03-23 | 23:00 | 0.39882 | 0.43575 | 0.36128 | 0.36037 | 0.3548 | 0.64799 | 0.63262 |  | 0.14139 | 0.76169 | 0.26532 | 0.29792 | 0.36157
1992 | 2004-03-24 | 00:00 | 0.41423 | 0.41932 | 0.40165 | 0.39926 | 0.40906 | 0.4554 | 0.62219 |  | 0.16202 | 0.77366 | 0.2783 | 0.30945 | 0.40848
1993 | 2004-03-24 | 01:00 | 0.41649 | 0.40067 | 0.41074 | 0.48947 | 0.44895 | 0.41862 | 0.5787 |  | 0.2113 | 0.78312 | 0.27404 | 0.27659 | 0.45528
1994 | 2004-03-24 | 02:00 | 0.42595 | 0.39095 | 0.46382 | 0.57666 | 0.476 | 0.41311 | 0.52298 |  | 0.26086 | 0.79928 | 0.25837 | 0.25887 | 0.47106
1995 | 2004-03-24 | 03:00 | 0.50855 | 0.40068 | 0.46796 | 0.62517 | 0.49241 | 0.434 | 0.41851 |  | 0.2854 | 0.82643 | 0.1995 | 0.27569 | 0.48163
1996 | 2004-03-24 | 04:00 | 0.60069 | 0.44433 | 0.49125 | 0.66572 | 0.52368 | 0.47027 | 0.35536 |  | 0.31784 | 0.84109 | 0.20273 | 0.30448 | 0.51453
1997 | 2004-03-24 | 05:00 | 0.59144 | 0.63384 | 0.40795 | 0.70525 | 0.55392 | 0.45638 | 0.30613 |  | 0.33208 | 0.85147 | 0.20299 | 0.33562 | 0.58948
1998 | 2004-03-24 | 06:00 | 0.54808 | 0.55341 | 0.30122 | 0.69959 | 0.56224 | 0.4208 | 0.26196 |  | 0.34394 | 0.85213 | 0.18107 | 0.34386 | 0.62928
1999 | 2004-03-24 | 07:00 | 0.5729 | 0.5749 | 0.26405 | 0.68094 | 0.56166 | 0.40812 | 0.26327 |  | 0.33842 | 0.84981 | 0.16419 | 0.3341 | 0.65003
2000 | 2004-03-24 | 08:00 | 0.62463 | 0.60422 | 0.25926 | 0.69981 | 0.54836 | 0.40768 | 0.24442 |  | 0.35802 | 0.84743 | 0.14436 | 0.37149 | 0.66374
2001 | 2004-03-24 | 09:00 | 0.67055 | 0.58218 | 0.29828 | 0.73342 | 0.54767 | 0.39986 | 0.18027 |  | 0.33476 | 0.84324 | 0.13181 | 0.39199 | 0.67341
2002 | 2004-03-24 | 10:00 | 0.67011 | 0.54253 | 0.28059 | 0.77504 | 0.55924 | 0.40319 | 0.13878 |  | 0.32653 | 0.8364 | 0.12844 | 0.38429 | 0.70441
2003 | 2004-03-24 | 11:00 | 0.65633 | 0.46536 | 0.24306 | 0.75973 | 0.51526 | 0.42716 | 0.10959 |  | 0.3151 | 0.81805 | 0.13683 | 0.31139 | 0.69249
2004 | 2004-03-24 | 12:00 | 0.6852 | 0.36245 | 0.22024 | 0.72433 | 0.45983 | 0.50025 | 0.093988 |  | 0.27055 | 0.7773 | 0.15276 | 0.25081 | 0.68612
2005 | 2004-03-24 | 13:00 | 0.67295 | 0.33148 | 0.19201 | 0.69761 | 0.45318 | 0.49647 | 0.097979 |  | 0.25762 | 0.75762 | 0.17067 | 0.2213 | 0.68117
2006 | 2004-03-24 | 14:00 | 0.68419 | 0.32146 | 0.14261 | 0.72162 | 0.42323 | 0.45786 | 0.085809 |  | 0.23439 | 0.72759 | 0.18529 | 0.21357 | 0.68216
2007 | 2004-03-24 | 15:00 | 0.72476 | 0.31143 | 0.10386 | 0.72084 | 0.36418 | 0.40952 | 0.074915 |  | 0.18847 | 0.67012 | 0.19287 | 0.22906 | 0.69449
2008 | 2004-03-24 | 16:00 | 0.73738 | 0.19323 | 0.11013 | 0.73033 | 0.31732 | 0.34914 | 0.088106 |  | 0.15125 | 0.62225 | 0.20414 | 0.19507 | 0.69915
2009 | 2004-03-24 | 17:00 | 0.73162 | 0.1364 | 0.16717 | 0.72729 | 0.26588 | 0.30082 | 0.10262 |  | 0.15096 | 0.58926 | 0.22221 | 0.16378 | 0.69166
2010 | 2004-03-24 | 18:00 | 0.72964 | 0.080137 | 0.22838 | 0.70292 | 0.22825 | 0.2953 | 0.11844 |  | 0.14694 | 0.55893 | 0.21549 | 0.29726 | 0.69366
2011 | 2004-03-24 | 19:00 | 0.71134 | 0.10806 | 0.28088 | 0.66254 | 0.18058 | 0.33588 | 0.1181 |  | 0.16274 | 0.52616 | 0.22956 | 0.39236 | 0.70686
2012 | 2004-03-24 | 20:00 | 0.71163 | 0.20581 | 0.33472 | 0.63548 | 0.13665 | 0.32209 | 0.11096 |  | 0.20474 | 0.49636 | 0.25903 | 0.44551 | 0.72872
2013 | 2004-03-24 | 21:00 | 0.69607 | 0.24708 | 0.37097 | 0.62674 | 0.10489 | 0.30677 | 0.11272 |  | 0.22553 | 0.51304 | 0.2914 | 0.55422 | 0.74394
2014 | 2004-03-24 | 22:00 | 0.69853 | 0.29695 | 0.40851 | 0.62505 | 0.079927 | 0.36841 | 0.14572 |  | 0.29202 | 0.49587 | 0.31337 | 0.57733 | 0.76453
2015 | 2004-03-24 | 23:00 | 0.69399 | 0.35989 | 0.46535 | 0.64241 | 0.070649 | 0.46948 | 0.23037 |  | 0.37065 | 0.49741 | 0.33309 | 0.55885 | 0.77975
2016 | 2004-03-25 | 00:00 | 0.69932 | 0.36561 | 0.55065 | 0.66569 | 0.070068 | 0.59786 | 0.33133 |  | 0.3785 | 0.54618 | 0.35767 | 0.51022 | 0.76911
2017 | 2004-03-25 | 01:00 | 0.72426 | 0.41948 | 0.627 | 0.66727 | 0.080053 | 0.68052 | 0.40673 |  | 0.4197 | 0.57966 | 0.34377 | 0.3654 | 0.83747
2018 | 2004-03-25 | 02:00 | 0.7591 | 0.48866 | 0.64506 | 0.68511 | 0.10215 | 0.7406 | 0.44433 |  | 0.42252 | 0.57546 | 0.3285 | 0.38583 | 0.94581
2019 | 2004-03-25 | 03:00 | 0.77873 | 0.55812 | 0.51591 | 0.69592 | 0.14904 | 0.76906 | 0.43297 |  | 0.41459 | 0.58502 | 0.35567 | 0.42636 | 0.91787
2020 | 2004-03-25 | 04:00 | 0.7967 | 0.5176 | 0.47243 | 0.71944 | 0.22404 | 0.78708 | 0.47363 |  | 0.43297 | 0.62451 | 0.37824 | 0.43274 | 0.81138
2021 | 2004-03-25 | 05:00 | 0.81016 | 0.40389 | 0.43722 | 0.72691 | 0.31208 | 0.77429 | 0.4961 |  | 0.44061 | 0.66886 | 0.41361 | 0.43131 | 0.73265
2022 | 2004-03-25 | 06:00 | 0.81188 | 0.48803 | 0.41298 | 0.74777 | 0.43271 | 0.74346 | 0.50658 |  | 0.41351 | 0.68323 | 0.4634 | 0.48394 | 0.73509
2023 | 2004-03-25 | 07:00 | 0.78882 | 0.52266 | 0.42664 | 0.74498 | 0.54117 | 0.70593 | 0.4716 |  | 0.38962 | 0.66801 | 0.55299 | 0.45725 | 0.73032
2024 | 2004-03-25 | 08:00 | 0.7517 | 0.53256 | 0.40866 | 0.69776 | 0.60169 | 0.67786 | 0.42024 |  | 0.36047 | 0.65443 | 0.56961 | 0.44534 | 0.72232
2025 | 2004-03-25 | 09:00 | 0.67355 | 0.63564 | 0.38065 | 0.62959 | 0.59092 | 0.66652 | 0.35955 |  | 0.3314 | 0.69382 | 0.56649 | 0.48741 | 0.70891
2026 | 2004-03-25 | 10:00 | 0.56819 | 0.62041 | 0.29668 | 0.54505 | 0.60136 | 0.6517 | 0.34631 |  | 0.3143 | 0.72398 | 0.54286 | 0.51433 | 0.70925
2027 | 2004-03-25 | 11:00 | 0.4768 | 0.60277 | 0.24867 | 0.40238 | 0.59898 | 0.66509 | 0.37315 |  | 0.2698 | 0.69854 | 0.54547 | 0.52322 | 0.69728
2028 | 2004-03-25 | 12:00 | 0.48626 | 0.55098 | 0.28063 | 0.3033 | 0.56847 | 0.68237 | 0.39066 |  | 0.21636 | 0.65362 | 0.52349 | 0.50059 | 0.67906
2029 | 2004-03-25 | 13:00 | 0.49111 | 0.51498 | 0.30151 | 0.30735 | 0.56037 | 0.71263 | 0.40188 |  | 0.19676 | 0.62424 | 0.52038 | 0.47367 | 0.67869
2030 | 2004-03-25 | 14:00 | 0.4812 | 0.54139 | 0.27711 | 0.35272 | 0.56233 | 0.71466 | 0.40178 |  | 0.14361 | 0.62217 | 0.51416 | 0.4424 | 0.71802
2031 | 2004-03-25 | 15:00 | 0.45737 | 0.58006 | 0.20219 | 0.41232 | 0.55244 | 0.67227 | 0.39795 |  | 0.091346 | 0.61494 | 0.46737 | 0.38549 | 0.72151
2032 | 2004-03-25 | 16:00 | 0.44441 | 0.48891 | 0.13267 | 0.47245 | 0.55483 | 0.5982 | 0.38669 |  | 0.068701 | 0.55972 | 0.4081 | 0.30298 | 0.68995
2033 | 2004-03-25 | 17:00 | 0.43958 | 0.4803 | 0.085186 | 0.49959 | 0.56014 | 0.55842 | 0.39904 |  | 0.058182 | 0.53298 | 0.33796 | 0.21608 | 0.66244
2034 | 2004-03-25 | 18:00 | 0.4386 | 0.42627 | 0.092584 | 0.53695 | 0.51126 | 0.49656 | 0.41251 |  | 0.058378 | 0.50991 | 0.27971 | 0.15736 | 0.61165
2035 | 2004-03-25 | 19:00 | 0.46743 | 0.43127 | 0.10949 | 0.54667 | 0.47382 | 0.45571 | 0.41323 |  | 0.072684 | 0.49518 | 0.26917 | 0.13965 | 0.57383
2036 | 2004-03-25 | 20:00 | 0.49108 | 0.38033 | 0.13473 | 0.59321 | 0.43308 | 0.41101 | 0.4061 |  | 0.10214 | 0.52793 | 0.27506 | 0.12653 | 0.54436
2037 | 2004-03-25 | 21:00 | 0.52645 | 0.45678 | 0.16236 | 0.58599 | 0.36311 | 0.37598 | 0.3999 |  | 0.14131 | 0.55764 | 0.27737 | 0.13853 | 0.57499
2038 | 2004-03-25 | 22:00 | 0.56347 | 0.57801 | 0.16337 | 0.63415 | 0.31432 | 0.37993 | 0.38716 |  | 0.16957 | 0.56024 | 0.29439 | 0.13645 | 0.63519
2039 | 2004-03-25 | 23:00 | 0.56679 | 0.65782 | 0.17119 | 0.68799 | 0.33575 | 0.3787 | 0.39307 |  | 0.2206 | 0.55427 | 0.31836 | 0.13636 | 0.70294
2040 | 2004-03-26 | 00:00 | 0.57703 | 0.69184 | 0.25717 | 0.7043 | 0.35956 | 0.41039 | 0.4069 |  | 0.24401 | 0.56909 | 0.33507 | 0.15505 | 0.71829
2041 | 2004-03-26 | 01:00 | 0.58411 | 0.76869 | 0.28376 | 0.72269 | 0.38031 | 0.41037 | 0.36996 |  | 0.31947 | 0.56654 | 0.33321 | 0.17297 | 0.7339
2042 | 2004-03-26 | 02:00 | 0.56366 | 0.76306 | 0.30245 | 0.73381 | 0.34754 | 0.42222 | 0.35258 |  | 0.34917 | 0.57828 | 0.31293 | 0.20387 | 0.73417
2043 | 2004-03-26 | 03:00 | 0.60048 | 0.7464 | 0.28937 | 0.73079 | 0.32463 | 0.4476 | 0.32337 |  | 0.37675 | 0.59241 | 0.30069 | 0.22436 | 0.73349
2044 | 2004-03-26 | 04:00 | 0.65975 | 0.69291 | 0.31073 | 0.75259 | 0.32202 | 0.47281 | 0.29994 |  | 0.40597 | 0.62183 | 0.32387 | 0.25883 | 0.77599
2045 | 2004-03-26 | 05:00 | 0.69205 | 0.57535 | 0.28109 | 0.75629 | 0.33114 | 0.49339 | 0.27281 |  | 0.38047 | 0.63601 | 0.35759 | 0.31642 | 0.80693
2046 | 2004-03-26 | 06:00 | 0.70626 | 0.26634 | 0.26648 | 0.75199 | 0.31504 | 0.51877 | 0.23375 |  | 0.36192 | 0.65551 | 0.3789 | 0.36039 | 0.80507
2047 | 2004-03-26 | 07:00 | 0.71106 | 0.52821 | 0.27053 | 0.7129 | 0.30804 | 0.52617 | 0.21817 |  | 0.33565 | 0.65003 | 0.40139 | 0.36738 | 0.8096
2048 | 2004-03-26 | 08:00 | 0.69876 | 0.55281 | 0.32351 | 0.65341 | 0.29501 | 0.57199 | 0.21521 |  | 0.31367 | 0.65124 | 0.43644 | 0.36182 | 0.80157
2049 | 2004-03-26 | 09:00 | 0.67114 | 0.54068 | 0.32889 | 0.57527 | 0.29231 | 0.6024 | 0.20372 |  | 0.29459 | 0.66654 | 0.4668 | 0.36445 | 0.79129
2050 | 2004-03-26 | 10:00 | 0.62255 | 0.5797 | 0.25578 | 0.47056 | 0.30581 | 0.59248 | 0.19274 |  | 0.25165 | 0.67843 | 0.49414 | 0.37842 | 0.80437
2051 | 2004-03-26 | 11:00 | 0.57131 | 0.63335 | 0.19782 | 0.37591 | 0.31499 | 0.58106 | 0.19614 |  | 0.23068 | 0.6674 | 0.52514 | 0.36421 | 0.80029
2052 | 2004-03-26 | 12:00 | 0.6157 | 0.45124 | 0.23685 | 0.2829 | 0.32609 | 0.6427 | 0.23003 |  | 0.211 | 0.64993 | 0.52168 | 0.34979 | 0.77793
2053 | 2004-03-26 | 13:00 | 0.60164 | 0.40084 | 0.22079 | 0.23936 | 0.36807 | 0.63418 | 0.20994 |  | 0.1633 | 0.63845 | 0.50476 | 0.33875 | 0.78004
2054 | 2004-03-26 | 14:00 | 0.56185 | 0.35653 | 0.18226 | 0.23038 | 0.38657 | 0.62886 | 0.20151 |  | 0.12698 | 0.62815 | 0.5212 | 0.32299 | 0.72368
2055 | 2004-03-26 | 15:00 | 0.5391 | 0.28115 | 0.1421 | 0.19206 | 0.37193 | 0.60188 | 0.17048 |  | 0.11439 | 0.61108 | 0.53552 | 0.30553 | 0.73668
2056 | 2004-03-26 | 16:00 | 0.50353 | 0.43479 | 0.13597 | 0.15186 | 0.36009 | 0.571 | 0.13885 |  | 0.11747 | 0.61164 | 0.54058 | 0.27094 | 0.72349
2057 | 2004-03-26 | 17:00 | 0.43406 | 0.44754 | 0.1509 | 0.11515 | 0.36489 | 0.56925 | 0.16062 |  | 0.10857 | 0.64484 | 0.53061 | 0.27925 | 0.70958
2058 | 2004-03-26 | 18:00 | 0.36365 | 0.44495 | 0.16021 | 0.10599 | 0.38634 | 0.57493 | 0.22187 |  | 0.096254 | 0.6766 | 0.49083 | 0.35983 | 0.70555
2059 | 2004-03-26 | 19:00 | 0.34263 | 0.44224 | 0.16971 | 0.11252 | 0.41633 | 0.56991 | 0.27291 |  | 0.099939 | 0.71802 | 0.46579 | 0.45797 | 0.74236
2060 | 2004-03-26 | 20:00 | 0.35429 | 0.46677 | 0.2035 | 0.11983 | 0.45948 | 0.57752 | 0.35172 |  | 0.12851 | 0.75015 | 0.47369 | 0.56133 | 0.7478
2061 | 2004-03-26 | 21:00 | 0.40503 | 0.49544 | 0.29956 | 0.13447 | 0.49949 | 0.61751 | 0.43678 |  | 0.15018 | 0.78134 | 0.51502 | 0.64848 | 0.76854
2062 | 2004-03-26 | 22:00 | 0.39993 | 0.47533 | 0.34326 | 0.12951 | 0.54584 | 0.65729 | 0.50249 |  | 0.1625 | 0.80196 | 0.52972 | 0.72619 | 0.76936
2063 | 2004-03-26 | 23:00 | 0.36569 | 0.4438 | 0.39337 | 0.11665 | 0.58691 | 0.64596 | 0.52968 |  | 0.21483 | 0.81454 | 0.54968 | 0.76541 | 0.78796
2064 | 2004-03-27 | 00:00 | 0.25266 | 0.34191 | 0.46834 | 0.11654 | 0.63328 | 0.63489 | 0.55173 |  | 0.25268 | 0.81688 | 0.58045 | 0.78063 | 0.80992
2065 | 2004-03-27 | 01:00 | 0.23248 | 0.26246 | 0.49918 | 0.14145 | 0.67687 | 0.5983 | 0.55153 |  | 0.26934 | 0.81178 | 0.60341 | 0.75926 | 0.78336
2066 | 2004-03-27 | 02:00 | 0.24854 | 0.20131 | 0.48191 | 0.16601 | 0.71306 | 0.55213 | 0.52618 |  | 0.29836 | 0.82881 | 0.59535 | 0.72605 | 0.74126
2067 | 2004-03-27 | 03:00 | 0.24657 | 0.1567 | 0.42599 | 0.1954 | 0.74294 | 0.54005 | 0.49911 |  | 0.33519 | 0.84096 | 0.58183 | 0.75502 | 0.71197
2068 | 2004-03-27 | 04:00 | 0.24182 | 0.24319 | 0.46078 | 0.22438 | 0.76853 | 0.49468 | 0.49018 |  | 0.36885 | 0.86379 | 0.58979 | 0.77168 | 0.69042
2069 | 2004-03-27 | 05:00 | 0.21386 | 0.28169 | 0.43533 | 0.23965 | 0.78344 | 0.38598 | 0.42076 |  | 0.36875 | 0.8633 | 0.61706 | 0.7452 | 0.68447
2070 | 2004-03-27 | 06:00 | 0.21494 | 0.31744 | 0.35537 | 0.23041 | 0.78784 | 0.22822 | 0.32784 |  | 0.36009 | 0.84993 | 0.61796 | 0.72931 | 0.65659
2071 | 2004-03-27 | 07:00 | 0.23468 | 0.41275 | 0.35388 | 0.23856 | 0.79481 | 0.14358 | 0.24415 |  | 0.34085 | 0.82655 | 0.60748 | 0.7153 | 0.61878
2072 | 2004-03-27 | 08:00 | 0.23366 | 0.39093 | 0.34354 | 0.25533 | 0.80543 | 0.10642 | 0.20136 |  | 0.32617 | 0.78863 | 0.58945 | 0.69609 | 0.60599
2073 | 2004-03-27 | 09:00 | 0.19287 | 0.36662 | 0.29051 | 0.28795 | 0.81305 | 0.10245 | 0.17995 |  | 0.32247 | 0.80746 | 0.59804 | 0.65725 | 0.59099
2074 | 2004-03-27 | 10:00 | 0.15171 | 0.32521 | 0.20941 | 0.26772 | 0.81303 | 0.086045 | 0.18075 |  | 0.27355 | 0.82245 | 0.60946 | 0.64244 | 0.58237
2075 | 2004-03-27 | 11:00 | 0.13712 | 0.27945 | 0.16253 | 0.22337 | 0.79536 | 0.093721 | 0.20781 |  | 0.2307 | 0.85643 | 0.60759 | 0.64414 | 0.57307
2076 | 2004-03-27 | 12:00 | 0.12879 | 0.17093 | 0.14366 | 0.19843 | 0.76647 | 0.095531 | 0.25335 |  | 0.23224 | 0.84561 | 0.60712 | 0.63221 | 0.56119
2077 | 2004-03-27 | 13:00 | 0.12419 | 0.11993 | 0.12707 | 0.22051 | 0.73262 | 0.098534 | 0.26685 |  | 0.23653 | 0.79876 | 0.61789 | 0.62242 | 0.55319
2078 | 2004-03-27 | 14:00 | 0.12349 | 0.10147 | 0.1045 | 0.28118 | 0.7533 | 0.085263 | 0.29452 |  | 0.19538 | 0.7799 | 0.62391 | 0.61119 | 0.54082
2079 | 2004-03-27 | 15:00 | 0.12179 | 0.086687 | 0.11556 | 0.29542 | 0.78187 | 0.097972 | 0.35795 |  | 0.17333 | 0.81381 | 0.61624 | 0.59779 | 0.51862
2080 | 2004-03-27 | 16:00 | 0.13089 | 0.11436 | 0.15239 | 0.33761 | 0.81789 | 0.14037 | 0.42078 |  | 0.17577 | 0.82338 | 0.61662 | 0.59006 | 0.48635
2081 | 2004-03-27 | 17:00 | 0.13997 | 0.077921 | 0.15046 | 0.40064 | 0.82512 | 0.13617 | 0.41893 |  | 0.16381 | 0.84482 | 0.59921 | 0.65771 | 0.45259
2082 | 2004-03-27 | 18:00 | 0.14782 | 0.14124 | 0.13294 | 0.46863 | 0.81483 | 0.1144 | 0.37779 |  | 0.12158 | 0.86456 | 0.58933 | 0.65629 | 0.41758
2083 | 2004-03-27 | 19:00 | 0.16389 | 0.24463 | 0.13281 | 0.53358 | 0.80246 | 0.13212 | 0.3299 |  | 0.087731 | 0.86786 | 0.59857 | 0.60112 | 0.38155
2084 | 2004-03-27 | 20:00 | 0.21222 | 0.30467 | 0.15952 | 0.59183 | 0.7771 | 0.15009 | 0.3128 |  | 0.098564 | 0.8571 | 0.60239 | 0.55159 | 0.32474
2085 | 2004-03-27 | 21:00 | 0.26612 | 0.41769 | 0.2166 | 0.67328 | 0.76561 | 0.1765 | 0.33553 |  | 0.12921 | 0.85874 | 0.6073 | 0.52074 | 0.22561
2086 | 2004-03-27 | 22:00 | 0.30132 | 0.48519 | 0.28421 | 0.77144 | 0.78211 | 0.21254 | 0.37816 |  | 0.18686 | 0.85481 | 0.62607 | 0.4846 | 0.14163
2087 | 2004-03-27 | 23:00 | 0.32432 | 0.64774 | 0.31962 | 0.82664 | 0.77404 | 0.24047 | 0.41067 |  | 0.24574 | 0.85006 | 0.64527 | 0.44715 | 0.12401
2088 | 2004-03-28 | 00:00 | 0.42694 | 0.85568 | 0.34895 | 0.86804 | 0.77655 | 0.25334 | 0.39536 |  | 0.22856 | 0.84789 | 0.65597 | 0.5884 | 0.12028
2089 | 2004-03-28 | 01:00 | 0.45972 | 0.88101 | 0.35489 | 0.90131 | 0.79153 | 0.24404 | 0.40254 |  | 0.11324 | 0.81463 | 0.70774 | 0.77029 | 0.19186
2090 | 2004-03-28 | 02:00 | 0.40641 | 0.84621 | 0.35459 | 0.92072 | 0.76925 | 0.22988 | 0.37907 |  | 0.13347 | 0.78514 | 0.75389 | 0.80887 | 0.46548
2091 | 2004-03-28 | 03:00 | 0.35462 | 0.75581 | 0.40398 | 0.9154 | 0.71552 | 0.28599 | 0.42248 |  | 0.18346 | 0.75994 | 0.76212 | 0.76563 | 0.57214
2092 | 2004-03-28 | 04:00 | 0.373 | 0.74344 | 0.40048 | 0.91781 | 0.65738 | 0.33484 | 0.44626 |  | 0.23555 | 0.67493 | 0.71369 | 0.76178 | 0.47519
2093 | 2004-03-28 | 05:00 | 0.40886 | 0.70889 | 0.36463 | 0.92905 | 0.60701 | 0.32582 | 0.41335 |  | 0.23309 | 0.57383 | 0.64261 | 0.78256 | 0.40552
2094 | 2004-03-28 | 06:00 | 0.45544 | 0.67144 | 0.36601 | 0.92902 | 0.62917 | 0.32827 | 0.39244 |  | 0.26554 | 0.44417 | 0.61323 | 0.74561 | 0.40492
2095 | 2004-03-28 | 07:00 | 0.52744 | 0.61887 | 0.29648 | 0.91387 | 0.62487 | 0.31007 | 0.37364 |  | 0.29776 | 0.37825 | 0.60158 | 0.7058 | 0.32994
2096 | 2004-03-28 | 08:00 | 0.58441 | 0.67092 | 0.24171 | 0.89997 | 0.56797 | 0.31215 | 0.37237 |  | 0.32431 | 0.39368 | 0.59434 | 0.66476 | 0.24116
2097 | 2004-03-28 | 09:00 | 0.60103 | 0.66698 | 0.20887 | 0.88968 | 0.46942 | 0.29964 | 0.39089 |  | 0.34383 | 0.39824 | 0.57871 | 0.64362 | 0.21334
2098 | 2004-03-28 | 10:00 | 0.58316 | 0.66312 | 0.16655 | 0.89927 | 0.41194 | 0.30812 | 0.44284 |  | 0.32209 | 0.40629 | 0.57242 | 0.59568 | 0.28171
2099 | 2004-03-28 | 11:00 | 0.55432 | 0.53204 | 0.13733 | 0.88621 | 0.36845 | 0.31303 | 0.47115 |  | 0.20204 | 0.37004 | 0.56872 | 0.54181 | 0.28829
2100 | 2004-03-28 | 12:00 | 0.592 | 0.40242 | 0.09004 | 0.86077 | 0.34184 | 0.23678 | 0.42009 |  | 0.19887 | 0.30913 | 0.53637 | 0.51091 | 0.30992
2101 | 2004-03-28 | 13:00 | 0.63558 | 0.34415 | 0.066906 | 0.87772 | 0.38202 | 0.19336 | 0.35582 |  | 0.25315 | 0.28809 | 0.50702 | 0.48556 | 0.29546
2102 | 2004-03-28 | 14:00 | 0.59215 | 0.22514 | 0.065955 | 0.89201 | 0.416 | 0.1173 | 0.26116 |  | 0.29806 | 0.27925 | 0.48724 | 0.44996 | 0.31407
2103 | 2004-03-28 | 15:00 | 0.54896 | 0.13526 | 0.079624 | 0.89696 | 0.3982 | 0.10697 | 0.23101 |  | 0.31061 | 0.2417 | 0.47691 | 0.40678 | 0.26832
2104 | 2004-03-28 | 16:00 | 0.57322 | 0.11893 | 0.10363 | 0.90025 | 0.43248 | 0.11152 | 0.19631 |  | 0.32354 | 0.21707 | 0.4686 | 0.36823 | 0.24989
2105 | 2004-03-28 | 17:00 | 0.6073 | 0.22297 | 0.11158 | 0.90041 | 0.48706 | 0.12029 | 0.15323 |  | 0.33711 | 0.24256 | 0.43298 | 0.3738 | 0.25704
2106 | 2004-03-28 | 18:00 | 0.62952 | 0.21509 | 0.10892 | 0.90533 | 0.54432 | 0.14079 | 0.13278 |  | 0.34734 | 0.25703 | 0.42123 | 0.37603 | 0.2202
2107 | 2004-03-28 | 19:00 | 0.62435 | 0.234 | 0.13545 | 0.89439 | 0.60084 | 0.17062 | 0.1308 |  | 0.37786 | 0.244 | 0.42737 | 0.3738 | 0.19006
2108 | 2004-03-28 | 20:00 | 0.62754 | 0.25519 | 0.17652 | 0.85508 | 0.59388 | 0.20533 | 0.12565 |  | 0.41844 | 0.21982 | 0.42776 | 0.35312 | 0.23547
2109 | 2004-03-28 | 21:00 | 0.69156 | 0.39409 | 0.23325 | 0.82648 | 0.54179 | 0.24938 | 0.13542 |  | 0.45843 | 0.20318 | 0.40903 | 0.33736 | 0.26639
2110 | 2004-03-28 | 22:00 | 0.76681 | 0.44388 | 0.32516 | 0.82622 | 0.51317 | 0.30334 | 0.16054 |  | 0.4769 | 0.20595 | 0.38948 | 0.31978 | 0.26783
2111 | 2004-03-28 | 23:00 | 0.81337 | 0.44267 | 0.43783 | 0.81533 | 0.56264 | 0.41651 | 0.20447 |  | 0.50877 | 0.21581 | 0.37463 | 0.31199 | 0.29304
2112 | 2004-03-29 | 00:00 | 0.84938 | 0.37678 | 0.48297 | 0.75839 | 0.60321 | 0.48999 | 0.21178 |  | 0.54804 | 0.21407 | 0.3625 | 0.30526 | 0.3233
2113 | 2004-03-29 | 01:00 | 0.84547 | 0.23778 | 0.51493 | 0.68829 | 0.6575 | 0.51558 | 0.22491 |  | 0.52506 | 0.23802 | 0.34902 | 0.30618 | 0.34237
2114 | 2004-03-29 | 02:00 | 0.8274 | 0.29515 | 0.56363 | 0.62775 | 0.6423 | 0.58677 | 0.23622 |  | 0.51302 | 0.23176 | 0.33591 | 0.29884 | 0.35928
2115 | 2004-03-29 | 03:00 | 0.82973 | 0.35379 | 0.5947 | 0.54649 | 0.57544 | 0.64573 | 0.29127 |  | 0.53901 | 0.20718 | 0.30554 | 0.27832 | 0.34113
2116 | 2004-03-29 | 04:00 | 0.82473 | 0.42985 | 0.59098 | 0.46522 | 0.50197 | 0.64505 | 0.35619 |  | 0.56487 | 0.19612 | 0.26694 | 0.25198 | 0.30734
2117 | 2004-03-29 | 05:00 | 0.80111 | 0.36581 | 0.55724 | 0.56459 | 0.49131 | 0.65177 | 0.35677 |  | 0.5885 | 0.2332 | 0.25202 | 0.2317 | 0.28654
2118 | 2004-03-29 | 06:00 | 0.71172 | 0.42087 | 0.54855 | 0.62108 | 0.53732 | 0.70044 | 0.37154 |  | 0.54511 | 0.25221 | 0.23874 | 0.21284 | 0.26879
2119 | 2004-03-29 | 07:00 | 0.66008 | 0.17378 | 0.54011 | 0.58443 | 0.59211 | 0.76228 | 0.40209 |  | 0.51841 | 0.21627 | 0.22554 | 0.1987 | 0.26213
2120 | 2004-03-29 | 08:00 | 0.60224 | 0.19716 | 0.48996 | 0.55514 | 0.5955 | 0.7535 | 0.40232 |  | 0.48344 | 0.15362 | 0.22005 | 0.20805 | 0.25612
2121 | 2004-03-29 | 09:00 | 0.47267 | 0.20405 | 0.43801 | 0.53293 | 0.57232 | 0.70204 | 0.36106 |  | 0.46981 | 0.1244 | 0.2242 | 0.2214 | 0.23971
2122 | 2004-03-29 | 10:00 | 0.35291 | 0.16247 | 0.35665 | 0.49477 | 0.58969 | 0.65833 | 0.31627 |  | 0.44011 | 0.11009 | 0.24127 | 0.23349 | 0.22852
2123 | 2004-03-29 | 11:00 | 0.26616 | 0.22021 | 0.28773 | 0.44426 | 0.57828 | 0.62408 | 0.25993 |  | 0.41588 | 0.10585 | 0.25466 | 0.23234 | 0.24103
2124 | 2004-03-29 | 12:00 | 0.22052 | 0.29698 | 0.27361 | 0.36642 | 0.51978 | 0.62313 | 0.23574 |  | 0.4324 | 0.11079 | 0.25264 | 0.2353 | 0.25061
2125 | 2004-03-29 | 13:00 | 0.17691 | 0.37463 | 0.27811 | 0.24934 | 0.50472 | 0.59858 | 0.17749 |  | 0.44554 | 0.15574 | 0.25528 | 0.24685 | 0.25468
2126 | 2004-03-29 | 14:00 | 0.15677 | 0.26861 | 0.2699 | 0.2368 | 0.46496 | 0.54847 | 0.11948 |  | 0.43694 | 0.16306 | 0.25877 | 0.24738 | 0.26133
2127 | 2004-03-29 | 15:00 | 0.12011 | 0.15914 | 0.2713 | 0.22017 | 0.44646 | 0.47602 | 0.13034 |  | 0.43148 | 0.12679 | 0.25697 | 0.23336 | 0.26842
2128 | 2004-03-29 | 16:00 | 0.12762 | 0.099711 | 0.21922 | 0.20703 | 0.43783 | 0.39787 | 0.12874 |  | 0.42553 | 0.10005 | 0.24659 | 0.23727 | 0.2504
2129 | 2004-03-29 | 17:00 | 0.17064 | 0.20994 | 0.19541 | 0.19838 | 0.42095 | 0.2804 | 0.11251 |  | 0.41735 | 0.14003 | 0.21998 | 0.28975 | 0.24924
2130 | 2004-03-29 | 18:00 | 0.1731 | 0.11255 | 0.21796 | 0.21571 | 0.43027 | 0.22387 | 0.14448 |  | 0.40829 | 0.20973 | 0.18402 | 0.30804 | 0.24496
2131 | 2004-03-29 | 19:00 | 0.13707 | 0.18315 | 0.23225 | 0.23808 | 0.46931 | 0.2189 | 0.18501 |  | 0.42177 | 0.26209 | 0.16497 | 0.30687 | 0.22419
2132 | 2004-03-29 | 20:00 | 0.11333 | 0.53865 | 0.23977 | 0.21314 | 0.51021 | 0.2234 | 0.19502 |  | 0.4401 | 0.2904 | 0.15885 | 0.28821 | 0.25687
2133 | 2004-03-29 | 21:00 | 0.11065 | 0.60387 | 0.28967 | 0.16067 | 0.55277 | 0.2818 | 0.20794 |  | 0.46415 | 0.36521 | 0.15879 | 0.2707 | 0.28421
2134 | 2004-03-29 | 22:00 | 0.09542 | 0.54882 | 0.37197 | 0.12832 | 0.61049 | 0.34086 | 0.24932 |  | 0.47995 | 0.46841 | 0.16281 | 0.25743 | 0.31782
2135 | 2004-03-29 | 23:00 | 0.09827 | 0.55958 | 0.42961 | 0.10624 | 0.65533 | 0.38144 | 0.3164 |  | 0.49287 | 0.55749 | 0.16687 | 0.24479 | 0.32401
2136 | 2004-03-30 | 00:00 | 0.11999 | 0.57661 | 0.44614 | 0.087423 | 0.66201 | 0.41895 | 0.344 |  | 0.45854 | 0.62632 | 0.16826 | 0.22602 | 0.28441
2137 | 2004-03-30 | 01:00 | 0.14107 | 0.58948 | 0.47721 | 0.071511 | 0.62727 | 0.43449 | 0.35536 |  | 0.44716 | 0.5824 | 0.16765 | 0.2023 | 0.26463
2138 | 2004-03-30 | 02:00 | 0.13262 | 0.62699 | 0.47909 | 0.077963 | 0.58473 | 0.424 | 0.33564 |  | 0.47046 | 0.52758 | 0.16833 | 0.15566 | 0.26119
2139 | 2004-03-30 | 03:00 | 0.11974 | 0.65429 | 0.44246 | 0.067277 | 0.50035 | 0.42582 | 0.32164 |  | 0.41813 | 0.46682 | 0.17448 | 0.13308 | 0.2495
2140 | 2004-03-30 | 04:00 | 0.10151 | 0.57436 | 0.40634 | 0.07497 | 0.38321 | 0.50131 | 0.3353 |  | 0.36822 | 0.39938 | 0.20077 | 0.12307 | 0.22468
2141 | 2004-03-30 | 05:00 | 0.097354 | 0.58238 | 0.38196 | 0.10602 | 0.29327 | 0.49695 | 0.35885 |  | 0.33791 | 0.32519 | 0.23933 | 0.12766 | 0.20449
2142 | 2004-03-30 | 06:00 | 0.086908 | 0.57806 | 0.36107 | 0.13482 | 0.24665 | 0.43189 | 0.32476 |  | 0.37625 | 0.26897 | 0.26783 | 0.13276 | 0.19297
2143 | 2004-03-30 | 07:00 | 0.071372 | 0.51772 | 0.34601 | 0.16727 | 0.24501 | 0.38714 | 0.30525 |  | 0.38148 | 0.23437 | 0.29494 | 0.12024 | 0.21078
2144 | 2004-03-30 | 08:00 | 0.066899 | 0.54816 | 0.33627 | 0.14559 | 0.27649 | 0.3055 | 0.25872 |  | 0.33084 | 0.21512 | 0.31402 | 0.098203 | 0.20563
2145 | 2004-03-30 | 09:00 | 0.0709 | 0.56064 | 0.34931 | 0.14261 | 0.30231 | 0.20224 | 0.21573 |  | 0.28145 | 0.21481 | 0.32719 | 0.089148 | 0.20313
2146 | 2004-03-30 | 10:00 | 0.079081 | 0.57944 | 0.33309 | 0.18006 | 0.30792 | 0.17833 | 0.21822 |  | 0.23399 | 0.23952 | 0.32916 | 0.090361 | 0.19477
2147 | 2004-03-30 | 11:00 | 0.084236 | 0.52204 | 0.31589 | 0.17435 | 0.29569 | 0.18879 | 0.24333 |  | 0.19522 | 0.26794 | 0.32989 | 0.091168 | 0.19626
2148 | 2004-03-30 | 12:00 | 0.080839 | 0.49235 | 0.3131 | 0.17434 | 0.27937 | 0.26815 | 0.24167 |  | 0.16861 | 0.27639 | 0.33041 | 0.09767 | 0.17646
2149 | 2004-03-30 | 13:00 | 0.066747 | 0.46127 | 0.26533 | 0.3242 | 0.26192 | 0.33915 | 0.17815 |  | 0.17054 | 0.28005 | 0.34297 | 0.11246 | 0.17492
2150 | 2004-03-30 | 14:00 | 0.061297 | 0.42924 | 0.21233 | 0.41991 | 0.28953 | 0.355 | 0.12023 |  | 0.1485 | 0.27755 | 0.36505 | 0.12328 | 0.16789
2151 | 2004-03-30 | 15:00 | 0.069456 | 0.37069 | 0.20557 | 0.3487 | 0.29026 | 0.2725 | 0.10939 |  | 0.14142 | 0.24964 | 0.38618 | 0.12791 | 0.1454
2152 | 2004-03-30 | 16:00 | 0.080341 | 0.48744 | 0.17273 | 0.27837 | 0.27996 | 0.17757 | 0.10799 |  | 0.16404 | 0.23203 | 0.39207 | 0.11379 | 0.14321
2153 | 2004-03-30 | 17:00 | 0.098907 | 0.47286 | 0.15398 | 0.29781 | 0.33205 | 0.11262 | 0.10322 |  | 0.17964 | 0.26725 | 0.39177 | 0.10942 | 0.14523
2154 | 2004-03-30 | 18:00 | 0.13784 | 0.39245 | 0.14373 | 0.33072 | 0.3797 | 0.088614 | 0.10393 |  | 0.18299 | 0.31156 | 0.35124 | 0.10418 | 0.15555
2155 | 2004-03-30 | 19:00 | 0.17314 | 0.35419 | 0.13897 | 0.37167 | 0.37229 | 0.090124 | 0.11049 |  | 0.20204 | 0.34252 | 0.2876 | 0.10787 | 0.13508
2156 | 2004-03-30 | 20:00 | 0.23891 | 0.47555 | 0.16657 | 0.44676 | 0.34431 | 0.094817 | 0.11506 |  | 0.22999 | 0.35231 | 0.27003 | 0.10644 | 0.13448
2157 | 2004-03-30 | 21:00 | 0.26751 | 0.44612 | 0.2263 | 0.46726 | 0.32606 | 0.075815 | 0.12818 |  | 0.21343 | 0.35605 | 0.28641 | 0.10551 | 0.14183
2158 | 2004-03-30 | 22:00 | 0.28529 | 0.50163 | 0.29364 | 0.50894 | 0.30882 | 0.089054 | 0.17019 |  | 0.20089 | 0.36223 | 0.31934 | 0.084736 | 0.1554
2159 | 2004-03-30 | 23:00 | 0.31293 | 0.53627 | 0.3378 | 0.54577 | 0.29245 | 0.12509 | 0.2584 |  | 0.17808 | 0.34098 | 0.33074 | 0.091285 | 0.16497
2160 | 2004-03-31 | 00:00 | 0.36772 | 0.45752 | 0.42097 | 0.5815 | 0.2836 | 0.22082 | 0.36371 |  | 0.16033 | 0.31993 | 0.34414 | 0.090428 | 0.19974
2161 | 2004-03-31 | 01:00 | 0.38682 | 0.35016 | 0.44989 | 0.62017 | 0.28663 | 0.26656 | 0.351 |  | 0.15685 | 0.30135 | 0.33739 | 0.11343 | 0.29942
2162 | 2004-03-31 | 02:00 | 0.34146 | 0.40562 | 0.44285 | 0.60966 | 0.30299 | 0.3113 | 0.31999 |  | 0.14675 | 0.33723 | 0.45622 | 0.12314 | 0.59571
2163 | 2004-03-31 | 03:00 | 0.31647 | 0.47198 | 0.42014 | 0.53858 | 0.31131 | 0.35988 | 0.28118 |  | 0.12831 | 0.40564 | 0.49586 | 0.14763 | 0.85047
2164 | 2004-03-31 | 04:00 | 0.34 | 0.38412 | 0.39777 | 0.45694 | 0.31615 | 0.29308 | 0.23061 |  | 0.12054 | 0.4553 | 0.53763 | 0.18233 | 0.82779
2165 | 2004-03-31 | 05:00 | 0.34601 | 0.40726 | 0.34896 | 0.47679 | 0.32377 | 0.21409 | 0.18989 |  | 0.13478 | 0.43796 | 0.54858 | 0.16976 | 0.87001
2166 | 2004-03-31 | 06:00 | 0.32021 | 0.40043 | 0.2583 | 0.49686 | 0.33149 | 0.16122 | 0.17008 |  | 0.090191 | 0.42671 | 0.56429 | 0.14829 | 0.77037
2167 | 2004-03-31 | 07:00 | 0.26989 | 0.47131 | 0.18784 | 0.46246 | 0.33013 | 0.12469 | 0.18611 |  | 0.077155 | 0.40602 | 0.56121 | 0.15828 | 0.68909
2168 | 2004-03-31 | 08:00 | 0.26212 | 0.37694 | 0.17355 | 0.40588 | 0.33052 | 0.13686 | 0.2054 |  | 0.081079 | 0.38563 | 0.59316 | 0.19883 | 0.53206
2169 | 2004-03-31 | 09:00 | 0.30115 | 0.36665 | 0.20543 | 0.41433 | 0.34058 | 0.14186 | 0.19174 |  | 0.06817 | 0.37673 | 0.63111 | 0.21836 | 0.36085
2170 | 2004-03-31 | 10:00 | 0.29812 | 0.38467 | 0.2082 | 0.44655 | 0.35708 | 0.16214 | 0.1795 |  | 0.06532 | 0.34879 | 0.62289 | 0.23842 | 0.34311
2171 | 2004-03-31 | 11:00 | 0.29196 | 0.31804 | 0.1652 | 0.39416 | 0.34585 | 0.16586 | 0.18089 |  | 0.070932 | 0.33452 | 0.60821 | 0.26779 | 0.42481
2172 | 2004-03-31 | 12:00 | 0.37128 | 0.24155 | 0.045625 | 0.31748 | 0.32894 | 0.074589 | 0.17015 |  | 0.062374 | 0.32803 | 0.56634 | 0.29505 | 0.4934
2173 | 2004-03-31 | 13:00 | 0.44434 | 0.18965 | 0.010223 | 0.33504 | 0.31225 | 0.056777 | 0.14477 |  | 0.054469 | 0.32827 | 0.55758 | 0.29877 | 0.49492
2174 | 2004-03-31 | 14:00 | 0.45189 | 0.11218 | 0.004157 | 0.39476 | 0.32373 | 0.056584 | 0.099754 |  | 0.052841 | 0.33287 | 0.53395 | 0.3222 | 0.47145
2175 | 2004-03-31 | 15:00 | 0.45436 | 0.047465 | 0.006295 | 0.39834 | 0.31502 | 0.048476 | 0.10117 |  | 0.063908 | 0.2927 | 0.49217 | 0.34966 | 0.45277
2176 | 2004-03-31 | 16:00 | 0.47995 | 0.10348 | 0.005921 | 0.27551 | 0.31045 | 0.047383 | 0.10926 |  | 0.10215 | 0.28264 | 0.43971 | 0.33925 | 0.37437
2177 | 2004-03-31 | 17:00 | 0.539 | 0.098156 | 0.008731 | 0.20898 | 0.29189 | 0.048826 | 0.11232 |  | 0.14305 | 0.27631 | 0.38924 | 0.28269 | 0.32233
2178 | 2004-03-31 | 18:00 | 0.5908 | 0.031224 | 0.020598 | 0.24154 | 0.28082 | 0.050302 | 0.12262 |  | 0.19285 | 0.23674 | 0.32253 | 0.2408 | 0.34464
2179 | 2004-03-31 | 19:00 | 0.60247 | 0.051428 | 0.021579 | 0.24987 | 0.27257 | 0.05706 | 0.12835 |  | 0.26918 | 0.19569 | 0.26363 | 0.21662 | 0.38913
2180 | 2004-03-31 | 20:00 | 0.64709 | 0.090892 | 0.016379 | 0.21266 | 0.27229 | 0.075709 | 0.14656 |  | 0.35142 | 0.16358 | 0.23957 | 0.19661 | 0.31957
2181 | 2004-03-31 | 21:00 | 0.70314 | 0.10807 | 0.038401 | 0.21053 | 0.28274 | 0.13236 | 0.19428 |  | 0.45711 | 0.1337 | 0.23418 | 0.17883 | 0.42998
2182 | 2004-03-31 | 22:00 | 0.70711 | 0.085916 | 0.061287 | 0.2384 | 0.28543 | 0.21095 | 0.24183 |  | 0.42309 | 0.12286 | 0.24263 | 0.15179 | 0.48087
2183 | 2004-03-31 | 23:00 | 0.66895 | 0.13738 | 0.061742 | 0.22074 | 0.28661 | 0.23139 | 0.28153 |  | 0.47985 | 0.13871 | 0.25287 | 0.12829 | 0.50721
2184 | 2004-04-01 | 00:00 | 0.66055 | 0.2525 | 0.061879 | 0.18616 | 0.29784 | 0.25327 | 0.22634 |  | 0.47528 | 0.16961 | 0.24796 | 0.1227 | 0.53979
2185 | 2004-04-01 | 01:00 | 0.6097 | 0.34034 | 0.058002 | 0.19344 | 0.31331 | 0.28907 | 0.20812 |  | 0.47519 | 0.23195 | 0.23602 | 0.1257 | 0.56303
2186 | 2004-04-01 | 02:00 | 0.52462 | 0.26456 | 0.071955 | 0.27055 | 0.34975 | 0.27154 | 0.22719 |  | 0.38175 | 0.33348 | 0.20908 | 0.15116 | 0.57733
2187 | 2004-04-01 | 03:00 | 0.48451 | 0.18235 | 0.082395 | 0.23636 | 0.36914 | 0.28396 | 0.25295 |  | 0.32574 | 0.42337 | 0.1923 | 0.22097 | 0.59691
2188 | 2004-04-01 | 04:00 | 0.4732 | 0.14052 | 0.10789 | 0.19763 | 0.38967 | 0.31804 | 0.29561 |  | 0.35435 | 0.47358 | 0.1897 | 0.27673 | 0.69698
2189 | 2004-04-01 | 05:00 | 0.45437 | 0.099303 | 0.13246 | 0.21982 | 0.41393 | 0.32983 | 0.29898 |  | 0.43682 | 0.46781 | 0.20514 | 0.30769 | 0.74258
2190 | 2004-04-01 | 06:00 | 0.42194 | 0.06699 | 0.13711 | 0.23331 | 0.42568 | 0.35497 | 0.32241 |  | 0.42104 | 0.45217 | 0.24965 | 0.34007 | 0.7722
2191 | 2004-04-01 | 07:00 | 0.4169 | 0.02451 | 0.15444 | 0.22182 | 0.43296 | 0.33688 | 0.36178 |  | 0.42749 | 0.46266 | 0.27817 | 0.35161 | 0.77016
2192 | 2004-04-01 | 08:00 | 0.4436 | 0.018087 | 0.18072 | 0.24311 | 0.42324 | 0.34115 | 0.42077 |  | 0.53419 | 0.49273 | 0.31233 | 0.34673 | 0.74882
2193 | 2004-04-01 | 09:00 | 0.43271 | 0.013994 | 0.22123 | 0.28548 | 0.40747 | 0.39471 | 0.4711 |  | 0.59955 | 0.49431 | 0.29655 | 0.33174 | 0.73764
2194 | 2004-04-01 | 10:00 | 0.39648 | 0 | 0.23622 | 0.28503 | 0.38891 | 0.45035 | 0.52502 |  | 0.66758 | 0.47046 | 0.29321 | 0.31169 | 0.71574
2195 | 2004-04-01 | 11:00 | 0.38257 | 0.088304 | 0.2803 | 0.21463 | 0.33546 | 0.47297 | 0.56885 |  | 0.67937 | 0.47082 | 0.25373 | 0.2984 | 0.69687
2196 | 2004-04-01 | 12:00 | 0.38135 | 0.23623 | 0.40128 | 0.15573 | 0.2905 | 0.4672 | 0.55574 |  | 0.62041 | 0.43674 | 0.22791 | 0.28195 | 0.67453
2197 | 2004-04-01 | 13:00 | 0.36417 | 0.37615 | 0.49948 | 0.096628 | 0.25713 | 0.4935 | 0.55762 |  | 0.6294 | 0.42869 | 0.22459 | 0.27688 | 0.5953
2198 | 2004-04-01 | 14:00 | 0.39309 | 0.21387 | 0.4424 | 0.086673 | 0.24854 | 0.52437 | 0.55189 |  | 0.62594 | 0.37676 | 0.21191 | 0.28727 | 0.52958
2199 | 2004-04-01 | 15:00 | 0.42446 | 0.082718 | 0.3445 | 0.073137 | 0.2168 | 0.53281 | 0.54856 |  | 0.64432 | 0.26 | 0.18538 | 0.27117 | 0.47003
2200 | 2004-04-01 | 16:00 | 0.48277 | 0.078511 | 0.27655 | 0.058222 | 0.18521 | 0.51747 | 0.56687 |  | 0.70654 | 0.18763 | 0.19155 | 0.2367 | 0.40939
2201 | 2004-04-01 | 17:00 | 0.49071 | 0.14387 | 0.27304 | 0.070885 | 0.18168 | 0.52245 | 0.57835 |  | 0.71484 | 0.15592 | 0.22883 | 0.17233 | 0.32931
2202 | 2004-04-01 | 18:00 | 0.49667 | 0.16306 | 0.27205 | 0.085331 | 0.17645 | 0.50532 | 0.56475 |  | 0.72941 | 0.12567 | 0.23079 | 0.12874 | 0.27
2203 | 2004-04-01 | 19:00 | 0.53205 | 0.1061 | 0.24996 | 0.10935 | 0.17263 | 0.54553 | 0.58319 |  | 0.72624 | 0.13918 | 0.19689 | 0.10446 | 0.26542
2204 | 2004-04-01 | 20:00 | 0.57405 | 0.093955 | 0.25363 | 0.14307 | 0.1792 | 0.62916 | 0.6356 |  | 0.71072 | 0.17983 | 0.18441 | 0.093996 | 0.20382
2205 | 2004-04-01 | 21:00 | 0.62254 | 0.10399 | 0.24557 | 0.17768 | 0.19461 | 0.69802 | 0.68961 |  | 0.69946 | 0.22337 | 0.18543 | 0.091978 | 0.14315
2206 | 2004-04-01 | 22:00 | 0.66402 | 0.11666 | 0.27553 | 0.224 | 0.20975 | 0.73246 | 0.74715 |  | 0.71054 | 0.27873 | 0.19757 | 0.093696 | 0.12335
2207 | 2004-04-01 | 23:00 | 0.69317 | 0.1736 | 0.42217 | 0.253 | 0.22887 | 0.74048 | 0.80867 |  | 0.70446 | 0.33972 | 0.21195 | 0.10496 | 0.12663
2208 | 2004-04-02 | 00:00 | 0.73606 | 0.1326 | 0.44678 | 0.2506 | 0.24789 | 0.72876 | 0.78451 |  | 0.75955 | 0.39003 | 0.20373 | 0.14095 | 0.13151
2209 | 2004-04-02 | 01:00 | 0.75743 | 0.15338 | 0.43525 | 0.26335 | 0.24878 | 0.76594 | 0.73252 |  | 0.74713 | 0.45322 | 0.20281 | 0.15576 | 0.14447
2210 | 2004-04-02 | 02:00 | 0.73748 | 0.15003 | 0.36075 | 0.30632 | 0.27888 | 0.76051 | 0.68142 |  | 0.69881 | 0.52176 | 0.21291 | 0.19673 | 0.17885
2211 | 2004-04-02 | 03:00 | 0.65463 | 0.14568 | 0.28587 | 0.2767 | 0.30047 | 0.72247 | 0.63539 |  | 0.69691 | 0.57465 | 0.21059 | 0.25282 | 0.26413
2212 | 2004-04-02 | 04:00 | 0.59613 | 0.12017 | 0.23922 | 0.23602 | 0.29823 | 0.70488 | 0.65308 |  | 0.74107 | 0.59136 | 0.20914 | 0.25152 | 0.41905
2213 | 2004-04-02 | 05:00 | 0.55367 | 0.087901 | 0.23259 | 0.2784 | 0.28379 | 0.67905 | 0.67179 |  | 0.69498 | 0.55709 | 0.19803 | 0.22958 | 0.45581
2214 | 2004-04-02 | 06:00 | 0.57238 | 0.10493 | 0.23168 | 0.28607 | 0.24352 | 0.64965 | 0.63725 |  | 0.63867 | 0.53201 | 0.20699 | 0.20662 | 0.4579
2215 | 2004-04-02 | 07:00 | 0.6087 | 0.14737 | 0.21954 | 0.32904 | 0.21653 | 0.68233 | 0.63491 |  | 0.5868 | 0.52247 | 0.21852 | 0.19024 | 0.4591
2216 | 2004-04-02 | 08:00 | 0.61858 | 0.20811 | 0.20073 | 0.35976 | 0.20493 | 0.67871 | 0.64123 |  | 0.57078 | 0.49688 | 0.22641 | 0.18253 | 0.45608
2217 | 2004-04-02 | 09:00 | 0.59296 | 0.18682 | 0.17877 | 0.35646 | 0.17353 | 0.62413 | 0.61267 |  | 0.58189 | 0.44321 | 0.23866 | 0.18246 | 0.42583
2218 | 2004-04-02 | 10:00 | 0.55146 | 0.20178 | 0.14488 | 0.33948 | 0.14628 | 0.55255 | 0.59713 |  | 0.5537 | 0.37931 | 0.23513 | 0.19003 | 0.37324
2219 | 2004-04-02 | 11:00 | 0.51919 | 0.19256 | 0.12124 | 0.34435 | 0.12402 | 0.48056 | 0.59814 |  | 0.50152 | 0.33033 | 0.23647 | 0.19543 | 0.33562
2220 | 2004-04-02 | 12:00 | 0.53687 | 0.23223 | 0.097169 | 0.35292 | 0.10372 | 0.34998 | 0.62849 |  | 0.44565 | 0.23815 | 0.23613 | 0.17235 | 0.28965
2221 | 2004-04-02 | 13:00 | 0.51485 | 0.27068 | 0.13204 | 0.37187 | 0.10982 | 0.31689 | 0.59838 |  | 0.39908 | 0.14387 | 0.23459 | 0.15026 | 0.24834
2222 | 2004-04-02 | 14:00 | 0.45966 | 0.27875 | 0.13146 | 0.33199 | 0.11956 | 0.2887 | 0.50346 |  | 0.43784 | 0.1156 | 0.23727 | 0.15625 | 0.21869
2223 | 2004-04-02 | 15:00 | 0.42472 | 0.28288 | 0.10143 | 0.2337 | 0.10652 | 0.25329 | 0.37094 |  | 0.485 | 0.06854 | 0.23687 | 0.14787 | 0.21026
2224 | 2004-04-02 | 16:00 | 0.49558 | 0.3044 | 0.098169 | 0.17183 | 0.097052 | 0.23561 | 0.30606 |  | 0.56048 | 0.054267 | 0.23526 | 0.14931 | 0.20022
2225 | 2004-04-02 | 17:00 | 0.52415 | 0.33941 | 0.10061 | 0.21968 | 0.083846 | 0.20496 | 0.27621 |  | 0.61928 | 0.054167 | 0.22347 | 0.14267 | 0.18241
2226 | 2004-04-02 | 18:00 | 0.49325 | 0.39658 | 0.10938 | 0.30774 | 0.083461 | 0.16578 | 0.2799 |  | 0.62231 | 0.065598 | 0.20489 | 0.1629 | 0.17204
2227 | 2004-04-02 | 19:00 | 0.44729 | 0.38254 | 0.13726 | 0.33968 | 0.09271 | 0.14491 | 0.31491 |  | 0.5773 | 0.095581 | 0.20708 | 0.20896 | 0.21218
2228 | 2004-04-02 | 20:00 | 0.43048 | 0.43808 | 0.16203 | 0.28531 | 0.09846 | 0.14915 | 0.33814 |  | 0.5319 | 0.16096 | 0.23288 | 0.2604 | 0.22852
2229 | 2004-04-02 | 21:00 | 0.44345 | 0.4547 | 0.1542 | 0.2614 | 0.1049 | 0.14483 | 0.33467 |  | 0.53046 | 0.22136 | 0.26427 | 0.30617 | 0.21532
2230 | 2004-04-02 | 22:00 | 0.44881 | 0.42813 | 0.15206 | 0.27216 | 0.12392 | 0.16271 | 0.34618 |  | 0.55223 | 0.31624 | 0.28934 | 0.35356 | 0.21792
2231 | 2004-04-02 | 23:00 | 0.44219 | 0.43613 | 0.15293 | 0.26658 | 0.15135 | 0.18157 | 0.37118 |  | 0.49356 | 0.4099 | 0.30911 | 0.39392 | 0.22625
2232 | 2004-04-03 | 00:00 | 0.37235 | 0.48064 | 0.19628 | 0.27022 | 0.20155 | 0.11109 | 0.30902 |  | 0.47607 | 0.47792 | 0.32947 | 0.53905 | 0.27346
2233 | 2004-04-03 | 01:00 | 0.37134 | 0.50136 | 0.18173 | 0.26727 | 0.276 | 0.097675 | 0.29388 |  | 0.47312 | 0.507 | 0.31351 | 0.76212 | 0.32277
2234 | 2004-04-03 | 02:00 | 0.35519 | 0.53941 | 0.11595 | 0.31509 | 0.32313 | 0.078183 | 0.27088 |  | 0.48072 | 0.5067 | 0.38266 | 0.79838 | 0.34936
2235 | 2004-04-03 | 03:00 | 0.28389 | 0.59219 | 0.12258 | 0.31512 | 0.31415 | 0.074028 | 0.2732 |  | 0.4571 | 0.48457 | 0.4171 | 0.80547 | 0.41923
2236 | 2004-04-03 | 04:00 | 0.25681 | 0.62168 | 0.14104 | 0.22237 | 0.31734 | 0.087403 | 0.24096 |  | 0.43772 | 0.49186 | 0.44689 | 0.77382 | 0.5654
2237 | 2004-04-03 | 05:00 | 0.28156 | 0.56728 | 0.17805 | 0.24707 | 0.3448 | 0.1084 | 0.205 |  | 0.48578 | 0.43128 | 0.44007 | 0.78133 | 0.58656
2238 | 2004-04-03 | 06:00 | 0.32078 | 0.61384 | 0.221 | 0.34546 | 0.37555 | 0.11469 | 0.1992 |  | 0.55168 | 0.30707 | 0.45037 | 0.6763 | 0.46984
2239 | 2004-04-03 | 07:00 | 0.33862 | 0.62668 | 0.22499 | 0.42392 | 0.47158 | 0.11334 | 0.18428 |  | 0.50047 | 0.22409 | 0.42823 | 0.5756 | 0.41523
2240 | 2004-04-03 | 08:00 | 0.32454 | 0.65201 | 0.19776 | 0.44057 | 0.53964 | 0.12969 | 0.16678 |  | 0.46131 | 0.18063 | 0.39935 | 0.55141 | 0.42477
2241 | 2004-04-03 | 09:00 | 0.31922 | 0.63905 | 0.18288 | 0.41224 | 0.53384 | 0.12466 | 0.12766 |  | 0.40968 | 0.16339 | 0.35966 | 0.50098 | 0.48427
2242 | 2004-04-03 | 10:00 | 0.30715 | 0.61272 | 0.15254 | 0.44547 | 0.52164 | 0.11536 | 0.1082 |  | 0.36195 | 0.15131 | 0.31985 | 0.42029 | 0.4781
2243 | 2004-04-03 | 11:00 | 0.27515 | 0.58723 | 0.13207 | 0.51474 | 0.47975 | 0.11353 | 0.095398 |  | 0.38907 | 0.14794 | 0.29258 | 0.37374 | 0.4684
2244 | 2004-04-03 | 12:00 | 0.30858 | 0.67805 | 0.1051 | 0.58426 | 0.45324 | 0.12609 | 0.084211 |  | 0.4267 | 0.14889 | 0.27529 | 0.32428 | 0.43709
2245 | 2004-04-03 | 13:00 | 0.30688 | 0.62963 | 0.11315 | 0.69271 | 0.49858 | 0.099298 | 0.078173 |  | 0.41274 | 0.18955 | 0.2597 | 0.2831 | 0.33904
2246 | 2004-04-03 | 14:00 | 0.28917 | 0.56418 | 0.14459 | 0.75801 | 0.51037 | 0.083131 | 0.067627 |  | 0.40301 | 0.20734 | 0.24567 | 0.23513 | 0.28378
2247 | 2004-04-03 | 15:00 | 0.3281 | 0.47351 | 0.1608 | 0.68335 | 0.51387 | 0.088834 | 0.053525 |  | 0.42237 | 0.19409 | 0.22806 | 0.19318 | 0.24617
2248 | 2004-04-03 | 16:00 | 0.41807 | 0.53172 | 0.15222 | 0.66193 | 0.4775 | 0.11419 | 0.051368 |  | 0.45147 | 0.21444 | 0.21038 | 0.17428 | 0.17765
2249 | 2004-04-03 | 17:00 | 0.51575 | 0.4272 | 0.17493 | 0.72203 | 0.47379 | 0.16036 | 0.057021 |  | 0.52694 | 0.2479 | 0.19446 | 0.1836 | 0.13764
2250 | 2004-04-03 | 18:00 | 0.57416 | 0.34733 | 0.18451 | 0.82055 | 0.49945 | 0.15593 | 0.054814 |  | 0.53255 | 0.28575 | 0.16616 | 0.20499 | 0.11498
2251 | 2004-04-03 | 19:00 | 0.65288 | 0.31315 | 0.20315 | 0.89252 | 0.50695 | 0.14552 | 0.053177 |  | 0.51159 | 0.2917 | 0.16502 | 0.23272 | 0.09939
2252 | 2004-04-03 | 20:00 | 0.72209 | 0.27514 | 0.248 | 0.92015 | 0.4911 | 0.17555 | 0.057121 |  | 0.52367 | 0.31366 | 0.18033 | 0.26625 | 0.079144
2253 | 2004-04-03 | 21:00 | 0.76872 | 0.21326 | 0.29133 | 0.92467 | 0.4399 | 0.21716 | 0.054436 |  | 0.49937 | 0.3612 | 0.20955 | 0.28382 | 0.065211
2254 | 2004-04-03 | 22:00 | 0.80028 | 0.18228 | 0.3205 | 0.92315 | 0.36711 | 0.26611 | 0.069735 |  | 0.49775 | 0.40221 | 0.23507 | 0.29785 | 0.054708
2255 | 2004-04-03 | 23:00 | 0.83438 | 0.46778 | 0.28881 | 0.91813 | 0.33154 | 0.28921 | 0.085913 |  | 0.50312 | 0.40566 | 0.24771 | 0.32017 | 0.042667
2256 | 2004-04-04 | 00:00 | 0.85576 | 0.61737 | 0.21965 | 0.9149 | 0.3291 | 0.26416 | 0.096924 |  | 0.45171 | 0.42859 | 0.26048 | 0.36938 | 0.036308
2257 | 2004-04-04 | 01:00 | 0.86858 | 0.71139 | 0.25361 | 0.91063 | 0.32351 | 0.26913 | 0.1048 |  | 0.46257 | 0.46955 | 0.26832 | 0.3924 | 0.029407
2258 | 2004-04-04 | 02:00 | 0.8837 | 0.72792 | 0.31273 | 0.90286 | 0.30122 | 0.24851 | 0.16353 |  | 0.51887 | 0.46602 | 0.2627 | 0.38343 | 0.025336
2259 | 2004-04-04 | 03:00 | 0.87929 | 0.70422 | 0.34385 | 0.882 | 0.28274 | 0.20164 | 0.24053 |  | 0.60134 | 0.44886 | 0.23499 | 0.35808 | 0.035835
2260 | 2004-04-04 | 04:00 | 0.86921 | 0.64099 | 0.34385 | 0.83398 | 0.28676 | 0.18434 | 0.28631 |  | 0.70172 | 0.45985 | 0.21813 | 0.38334 | 0.042116
2261 | 2004-04-04 | 05:00 | 0.85541 | 0.69865 | 0.36193 | 0.75075 | 0.29511 | 0.17975 | 0.27366 |  | 0.72922 | 0.48683 | 0.22705 | 0.34569 | 0.057463
2262 | 2004-04-04 | 06:00 | 0.841 | 0.75668 | 0.36754 | 0.66421 | 0.30891 | 0.17774 | 0.22349 |  | 0.6748 | 0.47152 | 0.23876 | 0.31795 | 0.083305
2263 | 2004-04-04 | 07:00 | 0.84423 | 0.77762 | 0.38889 | 0.64334 | 0.32057 | 0.1782 | 0.19664 |  | 0.63757 | 0.43906 | 0.23901 | 0.35193 | 0.11814
2264 | 2004-04-04 | 08:00 | 0.83384 | 0.66217 | 0.36438 | 0.61404 | 0.32365 | 0.23828 | 0.175 |  | 0.66553 | 0.43195 | 0.23605 | 0.35397 | 0.14657
2265 | 2004-04-04 | 09:00 | 0.79787 | 0.65641 | 0.3512 | 0.50143 | 0.2995 | 0.28756 | 0.16179 |  | 0.6921 | 0.38335 | 0.23327 | 0.35208 | 0.19798
2266 | 2004-04-04 | 10:00 | 0.74953 | 0.57342 | 0.36539 | 0.35007 | 0.26623 | 0.37369 | 0.15056 |  | 0.6702 | 0.34179 | 0.22062 | 0.32993 | 0.24392
2267 | 2004-04-04 | 11:00 | 0.69881 | 0.5105 | 0.37174 | 0.24621 | 0.25399 | 0.43909 | 0.15305 |  | 0.61583 | 0.32416 | 0.20739 | 0.3245 | 0.32012
2268 | 2004-04-04 | 12:00 | 0.64454 | 0.47818 | 0.44188 | 0.20883 | 0.24805 | 0.45306 | 0.15993 |  | 0.586 | 0.24371 | 0.21092 | 0.32333 | 0.374
2269 | 2004-04-04 | 13:00 | 0.70425 | 0.34128 | 0.51384 | 0.24581 | 0.24512 | 0.47282 | 0.15269 |  | 0.63153 | 0.15379 | 0.2156 | 0.33195 | 0.38642
2270 | 2004-04-04 | 14:00 | 0.69614 | 0.30682 | 0.57248 | 0.25973 | 0.25078 | 0.49509 | 0.11687 |  | 0.66281 | 0.126 | 0.21211 | 0.34507 | 0.36784
2271 | 2004-04-04 | 15:00 | 0.64799 | 0.27796 | 0.66955 | 0.18499 | 0.25512 | 0.54575 | 0.10187 |  | 0.68891 | 0.07779 | 0.21786 | 0.35532 | 0.34799
2272 | 2004-04-04 | 16:00 | 0.5717 | 0.19611 | 0.7507 | 0.0997 | 0.25234 | 0.59178 | 0.10492 |  | 0.7355 | 0.068295 | 0.2255 | 0.34411 | 0.35014
2273 | 2004-04-04 | 17:00 | 0.51718 | 0.26072 | 0.77753 | 0.07856 | 0.25829 | 0.63982 | 0.12109 |  | 0.74948 | 0.070012 | 0.2182 | 0.32476 | 0.33614
2274 | 2004-04-04 | 18:00 | 0.54443 | 0.11736 | 0.85068 | 0.089516 | 0.2708 | 0.72372 | 0.13187 |  | 0.76172 | 0.082426 | 0.17892 | 0.31609 | 0.28487
2275 | 2004-04-04 | 19:00 | 0.54731 | 0.086198 | 0.89702 | 0.14239 | 0.28878 | 0.78029 | 0.17977 |  | 0.75794 | 0.094346 | 0.13564 | 0.29155 | 0.2818
2276 | 2004-04-04 | 20:00 | 0.52684 | 0.046994 | 0.89174 | 0.18267 | 0.29348 | 0.80518 | 0.21295 |  | 0.73786 | 0.11089 | 0.12465 | 0.27217 | 0.32267
2277 | 2004-04-04 | 21:00 | 0.53388 | 0.084382 | 0.89521 | 0.19339 | 0.28174 | 0.8384 | 0.2735 |  | 0.73667 | 0.13072 | 0.1124 | 0.24875 | 0.35636
2278 | 2004-04-04 | 22:00 | 0.54739 | 0.11987 | 0.9027 | 0.22803 | 0.2774 | 0.86102 | 0.32234 |  | 0.74053 | 0.14386 | 0.10035 | 0.2458 | 0.39386
2279 | 2004-04-04 | 23:00 | 0.53261 | 0.12002 | 0.90609 | 0.25953 | 0.28631 | 0.86905 | 0.39789 |  | 0.76112 | 0.13775 | 0.096742 | 0.26795 | 0.42152
2280 | 2004-04-05 | 00:00 | 0.53715 | 0.14815 | 0.88103 | 0.23606 | 0.30466 | 0.8464 | 0.50802 |  | 0.78056 | 0.14448 | 0.099077 | 0.29879 | 0.43349
2281 | 2004-04-05 | 01:00 | 0.52618 | 0.18756 | 0.88699 | 0.23066 | 0.33764 | 0.8439 | 0.56155 |  | 0.78064 | 0.17271 | 0.10865 | 0.32325 | 0.44515
2282 | 2004-04-05 | 02:00 | 0.52304 | 0.23185 | 0.90133 | 0.19294 | 0.3977 | 0.8502 | 0.58021 |  | 0.77436 | 0.20548 | 0.11009 | 0.29826 | 0.48012
2283 | 2004-04-05 | 03:00 | 0.48404 | 0.30689 | 0.90164 | 0.13513 | 0.45888 | 0.8332 | 0.6227 |  | 0.74482 | 0.23692 | 0.095488 | 0.27852 | 0.54672
2284 | 2004-04-05 | 04:00 | 0.40282 | 0.29249 | 0.89291 | 0.10067 | 0.50486 | 0.78698 | 0.65434 |  | 0.72921 | 0.26056 | 0.10046 | 0.25638 | 0.62673
2285 | 2004-04-05 | 05:00 | 0.34458 | 0.21636 | 0.87915 | 0.086831 | 0.5338 | 0.7559 | 0.66883 |  | 0.66395 | 0.26361 | 0.1086 | 0.24243 | 0.66505
2286 | 2004-04-05 | 06:00 | 0.32798 | 0.12114 | 0.86103 | 0.076065 | 0.55046 | 0.78207 | 0.68466 |  | 0.6126 | 0.27955 | 0.10164 | 0.24219 | 0.68219
2287 | 2004-04-05 | 07:00 | 0.31911 | 0.047834 | 0.84632 | 0.079597 | 0.59613 | 0.80505 | 0.71463 |  | 0.54686 | 0.30609 | 0.092571 | 0.25418 | 0.69887
2288 | 2004-04-05 | 08:00 | 0.28315 | 0.11696 | 0.83035 | 0.084551 | 0.61791 | 0.80915 | 0.72847 |  | 0.48144 | 0.33768 | 0.085899 | 0.24665 | 0.69258
2289 | 2004-04-05 | 09:00 | 0.23849 | 0.25295 | 0.80832 | 0.093576 | 0.65978 | 0.81628 | 0.74061 |  | 0.47253 | 0.3849 | 0.083161 | 0.23165 | 0.68362
2290 | 2004-04-05 | 10:00 | 0.19528 | 0.19165 | 0.78727 | 0.11556 | 0.69651 | 0.80166 | 0.77567 |  | 0.44133 | 0.43149 | 0.077713 | 0.21571 | 0.66959
2291 | 2004-04-05 | 11:00 | 0.15954 | 0.14959 | 0.75538 | 0.14834 | 0.6969 | 0.77137 | 0.79937 |  | 0.41828 | 0.45378 | 0.072816 | 0.21109 | 0.64496
2292 | 2004-04-05 | 12:00 | 0.15108 | 0.19719 | 0.78167 | 0.16556 | 0.66496 | 0.73247 | 0.79856 |  | 0.45924 | 0.46463 | 0.072555 | 0.22825 | 0.60353
2293 | 2004-04-05 | 13:00 | 0.1501 | 0.34559 | 0.7979 | 0.15784 | 0.63101 | 0.71288 | 0.81576 |  | 0.53906 | 0.39538 | 0.073846 | 0.22375 | 0.57999
2294 | 2004-04-05 | 14:00 | 0.13739 | 0.40635 | 0.80957 | 0.15315 | 0.6253 | 0.77847 | 0.84604 |  | 0.53442 | 0.37606 | 0.074322 | 0.20066 | 0.56025
2295 | 2004-04-05 | 15:00 | 0.1204 | 0.43168 | 0.8324 | 0.10375 | 0.6125 | 0.82135 | 0.86688 |  | 0.56564 | 0.32287 | 0.070522 | 0.19978 | 0.52808
2296 | 2004-04-05 | 16:00 | 0.10941 | 0.43597 | 0.83284 | 0.083847 | 0.59066 | 0.81824 | 0.86114 |  | 0.59338 | 0.31668 | 0.066864 | 0.19877 | 0.48158
2297 | 2004-04-05 | 17:00 | 0.10162 | 0.42704 | 0.81839 | 0.087123 | 0.58176 | 0.81754 | 0.85853 |  | 0.60287 | 0.41371 | 0.050667 | 0.20237 | 0.41745
2298 | 2004-04-05 | 18:00 | 0.10403 | 0.43413 | 0.82981 | 0.088342 | 0.56562 | 0.8287 | 0.87551 |  | 0.59638 | 0.46294 | 0.035331 | 0.22474 | 0.33785
2299 | 2004-04-05 | 19:00 | 0.10476 | 0.43244 | 0.83976 | 0.097089 | 0.53306 | 0.83679 | 0.87099 |  | 0.5705 | 0.46309 | 0.029368 | 0.2433 | 0.26042
2300 | 2004-04-05 | 20:00 | 0.10197 | 0.45297 | 0.84891 | 0.11625 | 0.49126 | 0.84257 | 0.86433 |  | 0.53922 | 0.49006 | 0.029925 | 0.25154 | 0.15657
2301 | 2004-04-05 | 21:00 | 0.1006 | 0.48445 | 0.84865 | 0.13976 | 0.45942 | 0.84003 | 0.86784 |  | 0.50007 | 0.53531 | 0.03421 | 0.27038 | 0.094766
2302 | 2004-04-05 | 22:00 | 0.10227 | 0.55708 | 0.85509 | 0.16025 | 0.43641 | 0.84378 | 0.86651 |  | 0.47957 | 0.56305 | 0.041367 | 0.26525 | 0.087899
2303 | 2004-04-05 | 23:00 | 0.098397 | 0.58727 | 0.85003 | 0.1823 | 0.40244 | 0.86071 | 0.86717 |  | 0.44908 | 0.59932 | 0.053725 | 0.29958 | 0.096396
2304 | 2004-04-06 | 00:00 | 0.10189 | 0.52298 | 0.84749 | 0.21783 | 0.38494 | 0.84371 | 0.8834 |  | 0.42825 | 0.61147 | 0.068413 | 0.26735 | 0.10958
2305 | 2004-04-06 | 01:00 | 0.11176 | 0.52911 | 0.81351 | 0.27182 | 0.41779 | 0.82977 | 0.88448 |  | 0.42677 | 0.62721 | 0.074595 | 0.30107 | 0.13438
2306 | 2004-04-06 | 02:00 | 0.13044 | 0.45996 | 0.79036 | 0.38307 | 0.41293 | 0.80921 | 0.87607 |  | 0.41991 | 0.64399 | 0.12384 | 0.34494 | 0.19402
2307 | 2004-04-06 | 03:00 | 0.15227 | 0.34076 | 0.77485 | 0.49012 | 0.39887 | 0.80922 | 0.85983 |  | 0.41996 | 0.6314 | 0.16306 | 0.35811 | 0.33077
2308 | 2004-04-06 | 04:00 | 0.19214 | 0.26188 | 0.74106 | 0.57634 | 0.40494 | 0.79682 | 0.82895 |  | 0.4264 | 0.62568 | 0.23067 | 0.29044 | 0.48055
2309 | 2004-04-06 | 05:00 | 0.24587 | 0.29271 | 0.71366 | 0.67793 | 0.41246 | 0.78863 | 0.81465 |  | 0.39582 | 0.6049 | 0.24418 | 0.2498 | 0.56561
2310 | 2004-04-06 | 06:00 | 0.30124 | 0.51963 | 0.67401 | 0.7496 | 0.41229 | 0.75179 | 0.81374 |  | 0.33576 | 0.58351 | 0.19749 | 0.27633 | 0.5778
2311 | 2004-04-06 | 07:00 | 0.35646 | 0.59406 | 0.61325 | 0.78558 | 0.40155 | 0.70184 | 0.80906 |  | 0.33893 | 0.53662 | 0.14883 | 0.28709 | 0.5685
2312 | 2004-04-06 | 08:00 | 0.41628 | 0.53733 | 0.53735 | 0.79714 | 0.34665 | 0.65037 | 0.80251 |  | 0.35586 | 0.47834 | 0.12059 | 0.2631 | 0.50118
2313 | 2004-04-06 | 09:00 | 0.48113 | 0.5035 | 0.46669 | 0.79202 | 0.28951 | 0.58842 | 0.78031 |  | 0.32419 | 0.46396 | 0.099503 | 0.23478 | 0.38399
2314 | 2004-04-06 | 10:00 | 0.53915 | 0.48265 | 0.43685 | 0.77875 | 0.2497 | 0.59648 | 0.77556 |  | 0.26976 | 0.45479 | 0.095719 | 0.20171 | 0.30683
2315 | 2004-04-06 | 11:00 | 0.54259 | 0.46443 | 0.44299 | 0.76375 | 0.20774 | 0.59909 | 0.78493 |  | 0.18237 | 0.38335 | 0.089574 | 0.17547 | 0.27755
2316 | 2004-04-06 | 12:00 | 0.53178 | 0.35785 | 0.46227 | 0.72476 | 0.17232 | 0.57068 | 0.82016 |  | 0.19348 | 0.29856 | 0.078951 | 0.15606 | 0.28648
2317 | 2004-04-06 | 13:00 | 0.52725 | 0.35181 | 0.4852 | 0.72932 | 0.15603 | 0.50496 | 0.80411 |  | 0.21818 | 0.2551 | 0.073914 | 0.12335 | 0.35788
2318 | 2004-04-06 | 14:00 | 0.49667 | 0.32998 | 0.46965 | 0.74597 | 0.1402 | 0.43776 | 0.7836 |  | 0.18855 | 0.21182 | 0.073026 | 0.11446 | 0.44349
2319 | 2004-04-06 | 15:00 | 0.49557 | 0.29545 | 0.48598 | 0.7233 | 0.12401 | 0.47679 | 0.78376 |  | 0.15979 | 0.13642 | 0.085946 | 0.10578 | 0.46927
2320 | 2004-04-06 | 16:00 | 0.53151 | 0.38166 | 0.53593 | 0.65329 | 0.10404 | 0.52938 | 0.80613 |  | 0.14816 | 0.09653 | 0.094433 | 0.090207 | 0.47105
2321 | 2004-04-06 | 17:00 | 0.5682 | 0.35542 | 0.53704 | 0.5921 | 0.095867 | 0.58263 | 0.82034 |  | 0.17259 | 0.12581 | 0.088365 | 0.072108 | 0.44445
2322 | 2004-04-06 | 18:00 | 0.52953 | 0.40458 | 0.52114 | 0.50292 | 0.096783 | 0.60726 | 0.80911 |  | 0.21738 | 0.19302 | 0.076564 | 0.065576 | 0.35191
2323 | 2004-04-06 | 19:00 | 0.49363 | 0.4734 | 0.51729 | 0.40856 | 0.098346 | 0.62186 | 0.80065 |  | 0.21705 | 0.21838 | 0.070254 | 0.063867 | 0.24254
2324 | 2004-04-06 | 20:00 | 0.505 | 0.53424 | 0.47274 | 0.3419 | 0.11122 | 0.61101 | 0.78879 |  | 0.19045 | 0.2662 | 0.066854 | 0.062013 | 0.14142
2325 | 2004-04-06 | 21:00 | 0.54549 | 0.50968 | 0.40144 | 0.32201 | 0.12812 | 0.54866 | 0.78002 |  | 0.17501 | 0.28368 | 0.067209 | 0.063889 | 0.10075
2326 | 2004-04-06 | 22:00 | 0.56995 | 0.53503 | 0.37946 | 0.29405 | 0.13633 | 0.5043 | 0.78563 |  | 0.15605 | 0.23719 | 0.096655 | 0.071931 | 0.11342
2327 | 2004-04-06 | 23:00 | 0.52244 | 0.60519 | 0.35001 | 0.27683 | 0.14038 | 0.50155 | 0.78467 |  | 0.15636 | 0.21729 | 0.1254 | 0.089328 | 0.14771
2328 | 2004-04-07 | 00:00 | 0.4908 | 0.58554 | 0.33418 | 0.2624 | 0.15066 | 0.5348 | 0.7767 |  | 0.19115 | 0.21275 | 0.144 | 0.10926 | 0.21359
2329 | 2004-04-07 | 01:00 | 0.45451 | 0.5059 | 0.31581 | 0.24713 | 0.15485 | 0.5693 | 0.76461 |  | 0.25964 | 0.23365 | 0.1813 | 0.10767 | 0.33706
2330 | 2004-04-07 | 02:00 | 0.42706 | 0.57459 | 0.30337 | 0.30505 | 0.17419 | 0.54391 | 0.70044 |  | 0.31297 | 0.20858 | 0.19358 | 0.10938 | 0.46709
2331 | 2004-04-07 | 03:00 | 0.36793 | 0.66089 | 0.28434 | 0.32744 | 0.18868 | 0.48556 | 0.61032 |  | 0.35297 | 0.17587 | 0.19043 | 0.12176 | 0.52136
2332 | 2004-04-07 | 04:00 | 0.40238 | 0.63696 | 0.25629 | 0.28302 | 0.20863 | 0.45193 | 0.59172 |  | 0.41384 | 0.16904 | 0.1932 | 0.13158 | 0.58633
2333 | 2004-04-07 | 05:00 | 0.469 | 0.71072 | 0.25679 | 0.25438 | 0.22062 | 0.42748 | 0.57046 |  | 0.44849 | 0.17522 | 0.16386 | 0.11808 | 0.64861
2334 | 2004-04-07 | 06:00 | 0.4249 | 0.79996 | 0.24183 | 0.26745 | 0.23063 | 0.38 | 0.49619 |  | 0.38555 | 0.16465 | 0.15381 | 0.10618 | 0.66637
2335 | 2004-04-07 | 07:00 | 0.34272 | 0.62366 | 0.21542 | 0.27955 | 0.25663 | 0.29075 | 0.41233 |  | 0.3619 | 0.14808 | 0.14175 | 0.094758 | 0.66759
2336 | 2004-04-07 | 08:00 | 0.27879 | 0.56357 | 0.25261 | 0.22068 | 0.28656 | 0.21642 | 0.32146 |  | 0.38707 | 0.13796 | 0.12252 | 0.088981 | 0.66961
2337 | 2004-04-07 | 09:00 | 0.24047 | 0.42791 | 0.25866 | 0.17369 | 0.32886 | 0.16848 | 0.24449 |  | 0.40071 | 0.13492 | 0.11216 | 0.077762 | 0.65345
2338 | 2004-04-07 | 10:00 | 0.19656 | 0.29309 | 0.23936 | 0.1603 | 0.35932 | 0.13794 | 0.22974 |  | 0.39489 | 0.13008 | 0.10573 | 0.059807 | 0.63664
2339 | 2004-04-07 | 11:00 | 0.15459 | 0.32614 | 0.22303 | 0.16153 | 0.38496 | 0.13067 | 0.28204 |  | 0.40024 | 0.12163 | 0.10459 | 0.047095 | 0.61286
2340 | 2004-04-07 | 12:00 | 0.13813 | 0.29554 | 0.26354 | 0.15238 | 0.3923 | 0.092845 | 0.29054 |  | 0.31688 | 0.11223 | 0.1075 | 0.041404 | 0.57925
2341 | 2004-04-07 | 13:00 | 0.11619 | 0.31563 | 0.2724 | 0.17359 | 0.40895 | 0.084967 | 0.23373 |  | 0.23647 | 0.10108 | 0.10766 | 0.039896 | 0.52886
2342 | 2004-04-07 | 14:00 | 0.074359 | 0.20203 | 0.24246 | 0.21798 | 0.42376 | 0.096571 | 0.14834 |  | 0.20434 | 0.10261 | 0.098421 | 0.038012 | 0.48081
2343 | 2004-04-07 | 15:00 | 0.043531 | 0.13533 | 0.24945 | 0.11207 | 0.41839 | 0.11969 | 0.11735 |  | 0.17614 | 0.097401 | 0.093635 | 0.035316 | 0.435
2344 | 2004-04-07 | 16:00 | 0.032374 | 0.13412 | 0.29399 | 0.051039 | 0.38871 | 0.17524 | 0.16327 |  | 0.22126 | 0.10602 | 0.090508 | 0.032461 | 0.375
2345 | 2004-04-07 | 17:00 | 0.036041 | 0.15828 | 0.31289 | 0.03677 | 0.38108 | 0.27643 | 0.1687 |  | 0.26247 | 0.13363 | 0.081922 | 0.028977 | 0.28882
2346 | 2004-04-07 | 18:00 | 0.042236 | 0.15961 | 0.32097 | 0.036445 | 0.41747 | 0.36813 | 0.18637 |  | 0.25827 | 0.12953 | 0.075373 | 0.028246 | 0.16878
2347 | 2004-04-07 | 19:00 | 0.048835 | 0.17132 | 0.41592 | 0.028967 | 0.47525 | 0.44093 | 0.24832 |  | 0.26727 | 0.11436 | 0.070724 | 0.02928 | 0.081359
2348 | 2004-04-07 | 20:00 | 0.052927 | 0.28768 | 0.45876 | 0.025213 | 0.5177 | 0.42826 | 0.2528 |  | 0.27977 | 0.11696 | 0.067819 | 0.033113 | 0.042587
2349 | 2004-04-07 | 21:00 | 0.057554 | 0.30292 | 0.42301 | 0.032744 | 0.56883 | 0.4147 | 0.23435 |  | 0.24868 | 0.10262 | 0.066465 | 0.038028 | 0.041376
2350 | 2004-04-07 | 22:00 | 0.063022 | 0.31811 | 0.37204 | 0.039035 | 0.63404 | 0.41861 | 0.24998 |  | 0.22903 | 0.11031 | 0.06838 | 0.051168 | 0.044455
2351 | 2004-04-07 | 23:00 | 0.080776 | 0.33717 | 0.32349 | 0.046894 | 0.67349 | 0.41726 | 0.2747 |  | 0.21712 | 0.1466 | 0.074282 | 0.063111 | 0.04113
2352 | 2004-04-08 | 00:00 | 0.076389 | 0.33169 | 0.24916 | 0.059903 | 0.70657 | 0.52973 | 0.35766 |  | 0.22883 | 0.1777 | 0.080183 | 0.077899 | 0.037135
2353 | 2004-04-08 | 01:00 | 0.11693 | 0.29489 | 0.22834 | 0.066868 | 0.74011 | 0.51808 | 0.35102 |  | 0.31094 | 0.16564 | 0.078865 | 0.093511 | 0.039352
2354 | 2004-04-08 | 02:00 | 0.19587 | 0.31255 | 0.22352 | 0.089033 | 0.74356 | 0.47906 | 0.32273 |  | 0.35356 | 0.16537 | 0.075996 | 0.10486 | 0.075269
2355 | 2004-04-08 | 03:00 | 0.21773 | 0.3414 | 0.16783 | 0.1415 | 0.71084 | 0.4609 | 0.32043 |  | 0.41587 | 0.18267 | 0.073626 | 0.11524 | 0.19866
2356 | 2004-04-08 | 04:00 | 0.22457 | 0.3841 | 0.12755 | 0.19297 | 0.65416 | 0.44891 | 0.31622 |  | 0.43351 | 0.21912 | 0.071465 | 0.12725 | 0.29531
2357 | 2004-04-08 | 05:00 | 0.21145 | 0.35293 | 0.11939 | 0.25769 | 0.58988 | 0.40173 | 0.3113 |  | 0.40415 | 0.2499 | 0.070937 | 0.14249 | 0.33971
2358 | 2004-04-08 | 06:00 | 0.25172 | 0.37747 | 0.13397 | 0.3369 | 0.5396 | 0.3455 | 0.29127 |  | 0.4029 | 0.25709 | 0.072359 | 0.14079 | 0.34441
2359 | 2004-04-08 | 07:00 | 0.3425 | 0.3892 | 0.14563 | 0.39232 | 0.52365 | 0.28528 | 0.29091 |  | 0.40199 | 0.28467 | 0.075646 | 0.15227 | 0.30847
2360 | 2004-04-08 | 08:00 | 0.41615 | 0.50338 | 0.15334 | 0.5053 | 0.49817 | 0.21542 | 0.27045 |  | 0.40644 | 0.34786 | 0.076104 | 0.16417 | 0.26915
2361 | 2004-04-08 | 09:00 | 0.43909 | 0.6106 | 0.14569 | 0.64743 | 0.44621 | 0.16131 | 0.24828 |  | 0.34294 | 0.39949 | 0.073468 | 0.14098 | 0.22261
2362 | 2004-04-08 | 10:00 | 0.44549 | 0.66186 | 0.15426 | 0.73903 | 0.40049 | 0.13446 | 0.25602 |  | 0.26737 | 0.38785 | 0.067004 | 0.1218 | 0.18758
2363 | 2004-04-08 | 11:00 | 0.44574 | 0.66014 | 0.15953 | 0.79412 | 0.36881 | 0.12881 | 0.24713 |  | 0.20639 | 0.33878 | 0.057754 | 0.11867 | 0.17161
2364 | 2004-04-08 | 12:00 | 0.41576 | 0.64031 | 0.14574 | 0.79058 | 0.34739 | 0.11687 | 0.18899 |  | 0.12286 | 0.30938 | 0.056967 | 0.12419 | 0.1603
2365 | 2004-04-08 | 13:00 | 0.43577 | 0.59987 | 0.14632 | 0.7967 | 0.31871 | 0.10045 | 0.15521 |  | 0.084911 | 0.33237 | 0.05787 | 0.1253 | 0.14127
2366 | 2004-04-08 | 14:00 | 0.46036 | 0.55772 | 0.13315 | 0.83153 | 0.30247 | 0.056786 | 0.16006 |  | 0.085291 | 0.32535 | 0.057521 | 0.135 | 0.10419
2367 | 2004-04-08 | 15:00 | 0.48292 | 0.50854 | 0.10324 | 0.83838 | 0.29394 | 0.03713 | 0.18093 |  | 0.10845 | 0.28479 | 0.0547 | 0.13816 | 0.064748
2368 | 2004-04-08 | 16:00 | 0.52303 | 0.54424 | 0.043271 | 0.80764 | 0.23159 | 0.028902 | 0.18536 |  | 0.1495 | 0.25058 | 0.051556 | 0.11443 | 0.034887
2369 | 2004-04-08 | 17:00 | 0.55451 | 0.56037 | 0.027833 | 0.77218 | 0.1913 | 0.037241 | 0.18979 |  | 0.19202 | 0.2114 | 0.046958 | 0.097213 | 0.027596
2370 | 2004-04-08 | 18:00 | 0.57603 | 0.39863 | 0.059756 | 0.73654 | 0.18383 | 0.05311 | 0.18923 |  | 0.26121 | 0.18676 | 0.039388 | 0.10028 | 0.029122
2371 | 2004-04-08 | 19:00 | 0.56091 | 0.26802 | 0.084805 | 0.71456 | 0.18286 | 0.068651 | 0.16517 |  | 0.35051 | 0.18597 | 0.040443 | 0.11813 | 0.023407
2372 | 2004-04-08 | 20:00 | 0.53749 | 0.30373 | 0.097749 | 0.66292 | 0.17086 | 0.072837 | 0.16885 |  | 0.42533 | 0.20958 | 0.043849 | 0.15141 | 0.017435
2373 | 2004-04-08 | 21:00 | 0.55808 | 0.27122 | 0.10613 | 0.58964 | 0.1722 | 0.085625 | 0.16289 |  | 0.43846 | 0.26005 | 0.049634 | 0.18073 | 0.011389
2374 | 2004-04-08 | 22:00 | 0.55211 | 0.38797 | 0.12342 | 0.54755 | 0.18283 | 0.10236 | 0.14372 |  | 0.39932 | 0.30426 | 0.057115 | 0.235 | 0.010283
2375 | 2004-04-08 | 23:00 | 0.51826 | 0.49063 | 0.098936 | 0.52212 | 0.19059 | 0.078921 | 0.13724 |  | 0.34772 | 0.33429 | 0.068516 | 0.26526 | 0.014451
2376 | 2004-04-09 | 00:00 | 0.47216 | 0.574 | 0.12584 | 0.48321 | 0.19814 | 0.072358 | 0.17158 |  | 0.32042 | 0.36917 | 0.079259 | 0.16217 | 0.031073
2377 | 2004-04-09 | 01:00 | 0.4337 | 0.63357 | 0.13729 | 0.36135 | 0.18703 | 0.13016 | 0.19019 |  | 0.3634 | 0.39163 | 0.082008 | 0.097761 | 0.050038
2378 | 2004-04-09 | 02:00 | 0.34056 | 0.70606 | 0.11153 | 0.34688 | 0.19471 | 0.13661 | 0.21423 |  | 0.38111 | 0.4433 | 0.1944 | 0.11143 | 0.10265
2379 | 2004-04-09 | 03:00 | 0.26251 | 0.76554 | 0.10858 | 0.31976 | 0.20972 | 0.13367 | 0.18978 |  | 0.39616 | 0.46324 | 0.31368 | 0.18964 | 0.22508
2380 | 2004-04-09 | 04:00 | 0.25963 | 0.8386 | 0.13315 | 0.23711 | 0.20652 | 0.1791 | 0.17003 |  | 0.49495 | 0.49407 | 0.30881 | 0.24357 | 0.42184
2381 | 2004-04-09 | 05:00 | 0.24861 | 0.85534 | 0.19491 | 0.196 | 0.19177 | 0.23465 | 0.20338 |  | 0.50967 | 0.46729 | 0.347 | 0.28214 | 0.47561
2382 | 2004-04-09 | 06:00 | 0.20173 | 0.7967 | 0.21994 | 0.18829 | 0.16517 | 0.22224 | 0.22252 |  | 0.45687 | 0.43654 | 0.33528 | 0.31981 | 0.45963
2383 | 2004-04-09 | 07:00 | 0.17142 | 0.8048 | 0.21212 | 0.16187 | 0.16896 | 0.18994 | 0.23293 |  | 0.38804 | 0.4676 | 0.29966 | 0.33827 | 0.49045
2384 | 2004-04-09 | 08:00 | 0.16622 | 0.88454 | 0.23162 | 0.1591 | 0.1905 | 0.16072 | 0.22918 |  | 0.41284 | 0.4997 | 0.26376 | 0.37161 | 0.51641
2385 | 2004-04-09 | 09:00 | 0.13594 | 0.7639 | 0.22086 | 0.16701 | 0.20296 | 0.13788 | 0.15809 |  | 0.42782 | 0.4901 | 0.24474 | 0.38405 | 0.49574
2386 | 2004-04-09 | 10:00 | 0.10317 | 0.64002 | 0.18198 | 0.14407 | 0.19974 | 0.1271 | 0.12922 |  | 0.36758 | 0.48216 | 0.2194 | 0.37914 | 0.50404
2387 | 2004-04-09 | 11:00 | 0.090865 | 0.66601 | 0.17844 | 0.12373 | 0.17116 | 0.12329 | 0.13738 |  | 0.3303 | 0.45523 | 0.20025 | 0.39642 | 0.47947
2388 | 2004-04-09 | 12:00 | 0.081211 | 0.64617 | 0.17046 | 0.12341 | 0.13594 | 0.10643 | 0.12707 |  | 0.25939 | 0.40009 | 0.19009 | 0.41254 | 0.44132
2389 | 2004-04-09 | 13:00 | 0.067497 | 0.5311 | 0.17334 | 0.10423 | 0.13577 | 0.09212 | 0.12698 |  | 0.19527 | 0.31109 | 0.17925 | 0.43352 | 0.3756
2390 | 2004-04-09 | 14:00 | 0.068385 | 0.46648 | 0.20733 | 0.097493 | 0.1012 | 0.13992 | 0.15618 |  | 0.21887 | 0.26286 | 0.19511 | 0.43113 | 0.29787
2391 | 2004-04-09 | 15:00 | 0.090587 | 0.40683 | 0.25832 | 0.072506 | 0.074839 | 0.25891 | 0.21761 |  | 0.20181 | 0.22191 | 0.21634 | 0.43289 | 0.21477
2392 | 2004-04-09 | 16:00 | 0.12254 | 0.41681 | 0.31055 | 0.060853 | 0.063135 | 0.40717 | 0.29048 |  | 0.18743 | 0.21632 | 0.20686 | 0.38064 | 0.16047
2393 | 2004-04-09 | 17:00 | 0.13006 | 0.27109 | 0.40164 | 0.072776 | 0.057018 | 0.53929 | 0.28281 |  | 0.16969 | 0.22237 | 0.1927 | 0.41131 | 0.13016
2394 | 2004-04-09 | 18:00 | 0.12562 | 0.24173 | 0.4609 | 0.08207 | 0.066915 | 0.61174 | 0.32981 |  | 0.15116 | 0.23663 | 0.18679 | 0.45095 | 0.14971
2395 | 2004-04-09 | 19:00 | 0.1222 | 0.19955 | 0.48707 | 0.083877 | 0.091613 | 0.64568 | 0.41759 |  | 0.17043 | 0.23392 | 0.19238 | 0.47301 | 0.13606
2396 | 2004-04-09 | 20:00 | 0.10871 | 0.11693 | 0.48313 | 0.092902 | 0.10826 | 0.58752 | 0.42872 |  | 0.18401 | 0.23521 | 0.19782 | 0.49955 | 0.10516
2397 | 2004-04-09 | 21:00 | 0.098266 | 0.12288 | 0.4885 | 0.097666 | 0.12408 | 0.51428 | 0.40282 |  | 0.15677 | 0.26815 | 0.20908 | 0.52711 | 0.075369
2398 | 2004-04-09 | 22:00 | 0.093349 | 0.11298 | 0.48892 | 0.11114 | 0.14642 | 0.4689 | 0.40513 |  | 0.15057 | 0.30131 | 0.21776 | 0.54074 | 0.0464
2399 | 2004-04-09 | 23:00 | 0.095313 | 0.082787 | 0.44724 | 0.13811 | 0.18031 | 0.43434 | 0.44439 |  | 0.13982 | 0.36091 | 0.22361 | 0.52362 | 0.038676
2400 | 2004-04-10 | 00:00 | 0.10237 | 0.11032 | 0.38333 | 0.16454 | 0.22805 | 0.4568 | 0.54265 |  | 0.1206 | 0.45298 | 0.22723 | 0.49588 | 0.032559
2401 | 2004-04-10 | 01:00 | 0.13399 | 0.14711 | 0.3667 | 0.18745 | 0.28495 | 0.45694 | 0.5257 |  | 0.13745 | 0.56485 | 0.22405 | 0.50554 | 0.0402
2402 | 2004-04-10 | 02:00 | 0.15638 | 0.27069 | 0.3613 | 0.24766 | 0.29016 | 0.46897 | 0.49757 |  | 0.14759 | 0.61527 | 0.21686 | 0.50835 | 0.060937
2403 | 2004-04-10 | 03:00 | 0.1415 | 0.51267 | 0.31202 | 0.27157 | 0.24986 | 0.46022 | 0.46494 |  | 0.14982 | 0.59161 | 0.19497 | 0.48139 | 0.11162
2404 | 2004-04-10 | 04:00 | 0.11772 | 0.48741 | 0.24228 | 0.25939 | 0.22934 | 0.43704 | 0.40082 |  | 0.16464 | 0.56112 | 0.17329 | 0.48602 | 0.21142
2405 | 2004-04-10 | 05:00 | 0.10142 | 0.51153 | 0.19861 | 0.21626 | 0.19115 | 0.38595 | 0.3373 |  | 0.19714 | 0.54144 | 0.14854 | 0.47893 | 0.31395
2406 | 2004-04-10 | 06:00 | 0.11153 | 0.45314 | 0.16386 | 0.19636 | 0.19489 | 0.35093 | 0.2898 |  | 0.20231 | 0.48663 | 0.1265 | 0.46186 | 0.32743
2407 | 2004-04-10 | 07:00 | 0.1283 | 0.46025 | 0.15432 | 0.20601 | 0.19619 | 0.30399 | 0.26323 |  | 0.19186 | 0.46802 | 0.11346 | 0.43896 | 0.38078
2408 | 2004-04-10 | 08:00 | 0.14305 | 0.44626 | 0.14659 | 0.19089 | 0.18161 | 0.22291 | 0.22245 |  | 0.18499 | 0.46895 | 0.1031 | 0.40376 | 0.44356
2409 | 2004-04-10 | 09:00 | 0.15255 | 0.44078 | 0.13514 | 0.18525 | 0.20615 | 0.15675 | 0.20995 |  | 0.19216 | 0.47482 | 0.094457 | 0.35833 | 0.44331
2410 | 2004-04-10 | 10:00 | 0.11941 | 0.3655 | 0.1047 | 0.1786 | 0.25624 | 0.13701 | 0.23246 |  | 0.21771 | 0.49425 | 0.092835 | 0.34241 | 0.43573
2411 | 2004-04-10 | 11:00 | 0.086434 | 0.30394 | 0.073945 | 0.14705 | 0.28471 | 0.13694 | 0.24501 |  | 0.21793 | 0.46816 | 0.10515 | 0.36844 | 0.4087
2412 | 2004-04-10 | 12:00 | 0.06511 | 0.28313 | 0.047618 | 0.10802 | 0.28706 | 0.089717 | 0.17398 |  | 0.16799 | 0.386 | 0.12134 | 0.40396 | 0.34819
2413 | 2004-04-10 | 13:00 | 0.050592 | 0.24702 | 0.035584 | 0.067048 | 0.2515 | 0.1182 | 0.22964 |  | 0.10755 | 0.43233 | 0.13431 | 0.40044 | 0.2704
2414 | 2004-04-10 | 14:00 | 0.044316 | 0.20943 | 0.054385 | 0.065906 | 0.25236 | 0.22577 | 0.37774 |  | 0.069919 | 0.47084 | 0.14712 | 0.37491 | 0.26245
2415 | 2004-04-10 | 15:00 | 0.033693 | 0.21005 | 0.11997 | 0.054594 | 0.24669 | 0.32761 | 0.47579 |  | 0.057516 | 0.476 | 0.16048 | 0.33299 | 0.26521
2416 | 2004-04-10 | 16:00 | 0.031759 | 0.14726 | 0.17428 | 0.0481 | 0.24722 | 0.37785 | 0.51876 |  | 0.057545 | 0.46616 | 0.16512 | 0.2994 | 0.24161
2417 | 2004-04-10 | 17:00 | 0.035248 | 0.24107 | 0.20352 | 0.068451 | 0.24574 | 0.43923 | 0.52092 |  | 0.076284 | 0.44775 | 0.15876 | 0.29356 | 0.22953
2418 | 2004-04-10 | 18:00 | 0.036521 | 0.19278 | 0.23124 | 0.10952 | 0.2377 | 0.47605 | 0.51174 |  | 0.088521 | 0.42099 | 0.16967 | 0.28606 | 0.24613
2419 | 2004-04-10 | 19:00 | 0.050399 | 0.18387 | 0.26076 | 0.15849 | 0.20323 | 0.46827 | 0.51138 |  | 0.12097 | 0.43618 | 0.18638 | 0.28444 | 0.27718
2420 | 2004-04-10 | 20:00 | 0.06024 | 0.16972 | 0.2777 | 0.23081 | 0.16953 | 0.44005 | 0.50164 |  | 0.18537 | 0.47374 | 0.20993 | 0.27613 | 0.36158
2421 | 2004-04-10 | 21:00 | 0.068936 | 0.12659 | 0.26522 | 0.28066 | 0.16462 | 0.4099 | 0.45186 |  | 0.17152 | 0.4935 | 0.24531 | 0.26534 | 0.4427
2422 | 2004-04-10 | 22:00 | 0.08541 | 0.47986 | 0.24841 | 0.33071 | 0.19101 | 0.35535 | 0.39516 |  | 0.21127 | 0.46476 | 0.26839 | 0.27133 | 0.39683
2423 | 2004-04-10 | 23:00 | 0.10644 | 0.14346 | 0.22437 | 0.33646 | 0.22099 | 0.28921 | 0.36664 |  | 0.24584 | 0.46017 | 0.29388 | 0.27944 | 0.3722
2424 | 2004-04-11 | 00:00 | 0.12019 | 0.13358 | 0.25518 | 0.3337 | 0.23361 | 0.2714 | 0.31111 |  | 0.2469 | 0.45606 | 0.3023 | 0.27397 | 0.32265
2425 | 2004-04-11 | 01:00 | 0.1277 | 0.18018 | 0.28977 | 0.33171 | 0.26869 | 0.22134 | 0.29357 |  | 0.2406 | 0.48159 | 0.29249 | 0.27 | 0.24259
2426 | 2004-04-11 | 02:00 | 0.16183 | 0.34627 | 0.23766 | 0.37759 | 0.2597 | 0.17061 | 0.30749 |  | 0.24286 | 0.46914 | 0.27553 | 0.24546 | 0.22529
2427 | 2004-04-11 | 03:00 | 0.16101 | 0.63593 | 0.16557 | 0.40824 | 0.21493 | 0.13197 | 0.23418 |  | 0.22395 | 0.39912 | 0.23917 | 0.21466 | 0.24616
2428 | 2004-04-11 | 04:00 | 0.14724 | 0.73715 | 0.12723 | 0.36879 | 0.17244 | 0.11539 | 0.17968 |  | 0.23816 | 0.34558 | 0.21327 | 0.20115 | 0.23789
2429 | 2004-04-11 | 05:00 | 0.15978 | 0.68186 | 0.1145 | 0.3335 | 0.1524 | 0.10459 | 0.19673 |  | 0.21271 | 0.29362 | 0.18474 | 0.18799 | 0.17611
2430 | 2004-04-11 | 06:00 | 0.18917 | 0.48989 | 0.12847 | 0.3233 | 0.14671 | 0.10946 | 0.18548 |  | 0.18806 | 0.26375 | 0.17117 | 0.16729 | 0.18805
2431 | 2004-04-11 | 07:00 | 0.18633 | 0.43786 | 0.11638 | 0.35006 | 0.14605 | 0.13699 | 0.16687 |  | 0.24163 | 0.25355 | 0.16232 | 0.15215 | 0.2151
2432 | 2004-04-11 | 08:00 | 0.18418 | 0.43999 | 0.11569 | 0.30983 | 0.1505 | 0.13769 | 0.16659 |  | 0.27893 | 0.28794 | 0.14383 | 0.16012 | 0.21899
2433 | 2004-04-11 | 09:00 | 0.17582 | 0.41765 | 0.096542 | 0.28216 | 0.15976 | 0.099632 | 0.13459 |  | 0.23704 | 0.28968 | 0.13006 | 0.1683 | 0.2464
2434 | 2004-04-11 | 10:00 | 0.1278 | 0.51168 | 0.074223 | 0.26828 | 0.16081 | 0.060892 | 0.13589 |  | 0.16815 | 0.22328 | 0.12287 | 0.16986 | 0.3134
2435 | 2004-04-11 | 11:00 | 0.084751 | 0.57699 | 0.064147 | 0.19787 | 0.14907 | 0.048238 | 0.13748 |  | 0.13426 | 0.14791 | 0.12119 | 0.18078 | 0.38935
2436 | 2004-04-11 | 12:00 | 0.10647 | 0.6678 | 0.045079 | 0.13871 | 0.13735 | 0.027344 | 0.076654 |  | 0.10293 | 0.11504 | 0.12288 | 0.19448 | 0.41122
2437 | 2004-04-11 | 13:00 | 0.10607 | 0.60176 | 0.10993 | 0.12616 | 0.15074 | 0.010957 | 0.050826 |  | 0.13623 | 0.11521 | 0.12874 | 0.19677 | 0.41194
2438 | 2004-04-11 | 14:00 | 0.088344 | 0.49242 | 0.11625 | 0.10655 | 0.16384 | 0.009788 | 0.058589 |  | 0.15392 | 0.11081 | 0.13162 | 0.19401 | 0.458
2439 | 2004-04-11 | 15:00 | 0.06177 | 0.37236 | 0.071504 | 0.061751 | 0.1489 | 0.009292 | 0.067424 |  | 0.16063 | 0.085212 | 0.12926 | 0.19974 | 0.50112
2440 | 2004-04-11 | 16:00 | 0.037272 | 0.32206 | 0.083663 | 0.042632 | 0.13126 | 0.00618 | 0.057985 |  | 0.15144 | 0.10534 | 0.12612 | 0.19129 | 0.50414
2441 | 2004-04-11 | 17:00 | 0.054579 | 0.35234 | 0.10133 | 0.026718 | 0.11489 | 0.013431 | 0.061512 |  | 0.14145 | 0.14196 | 0.11932 | 0.21083 | 0.4219
2442 | 2004-04-11 | 18:00 | 0.088107 | 0.31189 | 0.12125 | 0.033011 | 0.10565 | 0.02436 | 0.079996 |  | 0.13205 | 0.14411 | 0.12741 | 0.24738 | 0.38635
2443 | 2004-04-11 | 19:00 | 0.10444 | 0.36402 | 0.15031 | 0.05088 | 0.092614 | 0.020725 | 0.065775 |  | 0.12834 | 0.11664 | 0.138 | 0.27759 | 0.45871
2444 | 2004-04-11 | 20:00 | 0.14348 | 0.2949 | 0.1985 | 0.0523 | 0.088693 | 0.024613 | 0.052869 |  | 0.18203 | 0.091167 | 0.14613 | 0.27761 | 0.56125
2445 | 2004-04-11 | 21:00 | 0.2049 | 0.28605 | 0.2199 | 0.060223 | 0.10308 | 0.026478 | 0.045453 |  | 0.15327 | 0.078531 | 0.15438 | 0.26097 | 0.60486
2446 | 2004-04-11 | 22:00 | 0.2552 | 0.34223 | 0.20125 | 0.094894 | 0.11176 | 0.027431 | 0.041832 |  | 0.17726 | 0.077993 | 0.15734 | 0.32857 | 0.62367
2447 | 2004-04-11 | 23:00 | 0.31836 | 0.29614 | 0.19013 | 0.14094 | 0.12058 | 0.042627 | 0.049543 |  | 0.23708 | 0.078566 | 0.16408 | 0.31405 | 0.63247
2448 | 2004-04-12 | 00:00 | 0.36766 | 0.22932 | 0.13646 | 0.18258 | 0.14258 | 0.06909 | 0.078054 |  | 0.2433 | 0.082408 | 0.15462 | 0.29161 | 0.6277
2449 | 2004-04-12 | 01:00 | 0.40571 | 0.15684 | 0.11353 | 0.23901 | 0.12827 | 0.072122 | 0.08661 |  | 0.24962 | 0.097631 | 0.12674 | 0.32463 | 0.57676
2450 | 2004-04-12 | 02:00 | 0.37543 | 0.17481 | 0.088248 | 0.35963 | 0.13723 | 0.054238 | 0.067671 |  | 0.24471 | 0.14239 | 0.14588 | 0.33283 | 0.53667
2451 | 2004-04-12 | 03:00 | 0.3112 | 0.19635 | 0.064812 | 0.41457 | 0.1437 | 0.046456 | 0.048551 |  | 0.17847 | 0.23389 | 0.14237 | 0.27353 | 0.55579
2452 | 2004-04-12 | 04:00 | 0.27954 | 0.25692 | 0.071534 | 0.39916 | 0.15533 | 0.052994 | 0.050285 |  | 0.2107 | 0.31195 | 0.15039 | 0.2164 | 0.57636
2453 | 2004-04-12 | 05:00 | 0.27132 | 0.40413 | 0.072647 | 0.38545 | 0.18 | 0.051983 | 0.059438 |  | 0.29988 | 0.32156 | 0.19079 | 0.19076 | 0.48194
2454 | 2004-04-12 | 06:00 | 0.29146 | 0.40453 | 0.086417 | 0.3284 | 0.18808 | 0.057945 | 0.081038 |  | 0.24517 | 0.30255 | 0.24263 | 0.20022 | 0.36965
2455 | 2004-04-12 | 07:00 | 0.32056 | 0.39639 | 0.12299 | 0.29829 | 0.18399 | 0.074125 | 0.10457 |  | 0.25517 | 0.29678 | 0.28803 | 0.20322 | 0.2886
2456 | 2004-04-12 | 08:00 | 0.32264 | 0.41773 | 0.1855 | 0.29561 | 0.1719 | 0.084818 | 0.12693 |  | 0.27956 | 0.29903 | 0.34226 | 0.18888 | 0.23636
2457 | 2004-04-12 | 09:00 | 0.34233 | 0.33427 | 0.24665 | 0.30818 | 0.16423 | 0.097391 | 0.1285 |  | 0.34435 | 0.28668 | 0.36006 | 0.17936 | 0.227
2458 | 2004-04-12 | 10:00 | 0.35149 | 0.3306 | 0.25415 | 0.34907 | 0.16944 | 0.10885 | 0.11547 |  | 0.41715 | 0.26904 | 0.33639 | 0.17647 | 0.21105
2459 | 2004-04-12 | 11:00 | 0.35305 | 0.30994 | 0.22753 | 0.34975 | 0.16359 | 0.103 | 0.10518 |  | 0.38931 | 0.27724 | 0.32822 | 0.16577 | 0.23805
2460 | 2004-04-12 | 12:00 | 0.36766 | 0.25201 | 0.19669 | 0.3203 | 0.14825 | 0.063733 | 0.081265 |  | 0.29524 | 0.23877 | 0.31905 | 0.19309 | 0.243
2461 | 2004-04-12 | 13:00 | 0.39195 | 0.22975 | 0.18407 | 0.34021 | 0.15309 | 0.029753 | 0.055066 |  | 0.30716 | 0.23999 | 0.2877 | 0.21175 | 0.22432
2462 | 2004-04-12 | 14:00 | 0.42612 | 0.18852 | 0.24295 | 0.36975 | 0.14873 | 0.026605 | 0.049155 |  | 0.31533 | 0.2707 | 0.25365 | 0.1961 | 0.20925
2463 | 2004-04-12 | 15:00 | 0.47708 | 0.14201 | 0.39991 | 0.36876 | 0.12821 | 0.040934 | 0.054647 |  | 0.3589 | 0.26744 | 0.22883 | 0.1957 | 0.16485
2464 | 2004-04-12 | 16:00 | 0.50565 | 0.097442 | 0.41216 | 0.34936 | 0.11377 | 0.053836 | 0.061113 |  | 0.41734 | 0.26199 | 0.23338 | 0.18072 | 0.13783
2465 | 2004-04-12 | 17:00 | 0.56463 | 0.099529 | 0.37472 | 0.35929 | 0.10272 | 0.095339 | 0.074112 |  | 0.46746 | 0.29183 | 0.22464 | 0.18814 | 0.13965
2466 | 2004-04-12 | 18:00 | 0.6362 | 0.097079 | 0.39479 | 0.41683 | 0.098631 | 0.17444 | 0.088784 |  | 0.48044 | 0.37461 | 0.17504 | 0.22312 | 0.12796
2467 | 2004-04-12 | 19:00 | 0.67977 | 0.12438 | 0.45608 | 0.4295 | 0.095305 | 0.25221 | 0.093002 |  | 0.49718 | 0.45403 | 0.15371 | 0.23216 | 0.11426
2468 | 2004-04-12 | 20:00 | 0.73506 | 0.087397 | 0.55031 | 0.46113 | 0.090803 | 0.31681 | 0.0966 |  | 0.54805 | 0.4905 | 0.14883 | 0.21228 | 0.11244
2469 | 2004-04-12 | 21:00 | 0.76149 | 0.16216 | 0.65548 | 0.52781 | 0.086358 | 0.38729 | 0.10931 |  | 0.55591 | 0.49862 | 0.14269 | 0.20956 | 0.12997
2470 | 2004-04-12 | 22:00 | 0.77374 | 0.18759 | 0.72484 | 0.57788 | 0.085976 | 0.47886 | 0.11693 |  | 0.55006 | 0.46675 | 0.13179 | 0.2142 | 0.14136
2471 | 2004-04-12 | 23:00 | 0.77475 | 0.2465 | 0.7526 | 0.59094 | 0.083646 | 0.52816 | 0.15655 |  | 0.54141 | 0.4232 | 0.12416 | 0.20471 | 0.1291
2472 | 2004-04-13 | 00:00 | 0.75316 | 0.32616 | 0.73924 | 0.56027 | 0.081246 | 0.52212 | 0.21902 |  | 0.54299 | 0.41269 | 0.12177 | 0.18286 | 0.13232
2473 | 2004-04-13 | 01:00 | 0.72716 | 0.39925 | 0.71184 | 0.53963 | 0.084573 | 0.51308 | 0.2221 |  | 0.53627 | 0.42235 | 0.10722 | 0.1563 | 0.12697
2474 | 2004-04-13 | 02:00 | 0.66832 | 0.44898 | 0.59252 | 0.55252 | 0.10289 | 0.43894 | 0.21293 |  | 0.52877 | 0.41159 | 0.094115 | 0.12771 | 0.13321
2475 | 2004-04-13 | 03:00 | 0.58596 | 0.48997 | 0.56229 | 0.50179 | 0.13095 | 0.42863 | 0.26819 |  | 0.51303 | 0.34354 | 0.078451 | 0.088193 | 0.14777
2476 | 2004-04-13 | 04:00 | 0.52544 | 0.46825 | 0.51344 | 0.41359 | 0.17269 | 0.46418 | 0.33346 |  | 0.4686 | 0.27977 | 0.075161 | 0.064286 | 0.15555
2477 | 2004-04-13 | 05:00 | 0.47943 | 0.47458 | 0.47139 | 0.37259 | 0.22461 | 0.51272 | 0.39143 |  | 0.43676 | 0.21369 | 0.082516 | 0.053011 | 0.14244
2478 | 2004-04-13 | 06:00 | 0.45166 | 0.45277 | 0.41183 | 0.31312 | 0.29268 | 0.53486 | 0.47967 |  | 0.40536 | 0.1758 | 0.092601 | 0.045583 | 0.10603
2479 | 2004-04-13 | 07:00 | 0.46555 | 0.43882 | 0.35583 | 0.27574 | 0.29274 | 0.47101 | 0.56885 |  | 0.40014 | 0.16236 | 0.10441 | 0.042397 | 0.10294
2480 | 2004-04-13 | 08:00 | 0.50009 | 0.43961 | 0.31026 | 0.25823 | 0.28354 | 0.49967 | 0.61692 |  | 0.4664 | 0.15633 | 0.10957 | 0.048581 | 0.078592
2481 | 2004-04-13 | 09:00 | 0.52002 | 0.44153 | 0.3089 | 0.32667 | 0.30153 | 0.48183 | 0.65954 |  | 0.52903 | 0.17648 | 0.12887 | 0.075772 | 0.056761
2482 | 2004-04-13 | 10:00 | 0.52671 | 0.47969 | 0.23978 | 0.46695 | 0.33341 | 0.48688 | 0.68197 |  | 0.54318 | 0.22359 | 0.14924 | 0.098678 | 0.063014
2483 | 2004-04-13 | 11:00 | 0.53527 | 0.45091 | 0.19287 | 0.44589 | 0.30584 | 0.45055 | 0.64104 |  | 0.48114 | 0.2717 | 0.15376 | 0.10833 | 0.07005
2484 | 2004-04-13 | 12:00 | 0.59264 | 0.35951 | 0.25839 | 0.41923 | 0.24148 | 0.34055 | 0.64726 |  | 0.50958 | 0.28146 | 0.16184 | 0.12848 | 0.10099
2485 | 2004-04-13 | 13:00 | 0.62786 | 0.35084 | 0.25168 | 0.38363 | 0.20459 | 0.27443 | 0.58916 |  | 0.4929 | 0.25416 | 0.17012 | 0.15659 | 0.098321
2486 | 2004-04-13 | 14:00 | 0.55751 | 0.2851 | 0.14362 | 0.44458 | 0.18712 | 0.20422 | 0.46243 |  | 0.51612 | 0.25261 | 0.1728 | 0.19127 | 0.082727
2487 | 2004-04-13 | 15:00 | 0.53972 | 0.21841 | 0.12893 | 0.50403 | 0.16207 | 0.19289 | 0.43461 |  | 0.55232 | 0.19771 | 0.18944 | 0.22296 | 0.077915
2488 | 2004-04-13 | 16:00 | 0.60926 | 0.13661 | 0.23214 | 0.49341 | 0.1511 | 0.1698 | 0.44135 |  | 0.54445 | 0.16871 | 0.20271 | 0.21473 | 0.095334
2489 | 2004-04-13 | 17:00 | 0.67475 | 0.20677 | 0.32178 | 0.51499 | 0.13051 | 0.14719 | 0.4487 |  | 0.57933 | 0.16637 | 0.19805 | 0.18393 | 0.12965
2490 | 2004-04-13 | 18:00 | 0.70224 | 0.24464 | 0.41794 | 0.55351 | 0.097655 | 0.1816 | 0.49315 |  | 0.5649 | 0.14697 | 0.17372 | 0.19578 | 0.16358
2491 | 2004-04-13 | 19:00 | 0.73337 | 0.28437 | 0.5309 | 0.57885 | 0.09894 | 0.27903 | 0.50166 |  | 0.58676 | 0.14294 | 0.15821 | 0.20542 | 0.19273
2492 | 2004-04-13 | 20:00 | 0.7459 | 0.25366 | 0.52585 | 0.55335 | 0.11756 | 0.38343 | 0.52463 |  | 0.60722 | 0.14062 | 0.15187 | 0.1749 | 0.22248
2493 | 2004-04-13 | 21:00 | 0.75486 | 0.28438 | 0.53971 | 0.51967 | 0.12379 | 0.49595 | 0.56817 |  | 0.63687 | 0.12405 | 0.14624 | 0.16039 | 0.26049
2494 | 2004-04-13 | 22:00 | 0.76502 | 0.25336 | 0.55458 | 0.53713 | 0.13827 | 0.55488 | 0.62757 |  | 0.64196 | 0.12165 | 0.14192 | 0.13657 | 0.29402
2495 | 2004-04-13 | 23:00 | 0.7701 | 0.33269 | 0.55676 | 0.56868 | 0.13857 | 0.58629 | 0.64012 |  | 0.64266 | 0.12308 | 0.13782 | 0.11542 | 0.27849
2496 | 2004-04-14 | 00:00 | 0.74158 | 0.44307 | 0.52036 | 0.56316 | 0.1318 | 0.59555 | 0.69018 |  | 0.56581 | 0.12816 | 0.13767 | 0.10213 | 0.27063
2497 | 2004-04-14 | 01:00 | 0.72993 | 0.444 | 0.44122 | 0.55129 | 0.14685 | 0.59275 | 0.71172 |  | 0.50662 | 0.15624 | 0.14413 | 0.067726 | 0.25644
2498 | 2004-04-14 | 02:00 | 0.67659 | 0.46647 | 0.37947 | 0.50067 | 0.17049 | 0.45175 | 0.68972 |  | 0.47202 | 0.23964 | 0.15293 | 0.050538 | 0.2761
2499 | 2004-04-14 | 03:00 | 0.54983 | 0.48876 | 0.29651 | 0.45531 | 0.23938 | 0.36138 | 0.71361 |  | 0.39171 | 0.38666 | 0.15751 | 0.049851 | 0.31259
2500 | 2004-04-14 | 04:00 | 0.47462 | 0.53385 | 0.23992 | 0.38522 | 0.30123 | 0.37228 | 0.72783 |  | 0.36216 | 0.52092 | 0.18571 | 0.091685 | 0.32656
2501 | 2004-04-14 | 05:00 | 0.46064 | 0.55279 | 0.20206 | 0.33074 | 0.33137 | 0.38768 | 0.69963 |  | 0.38293 | 0.60572 | 0.22568 | 0.13895 | 0.32347
2502 | 2004-04-14 | 06:00 | 0.43747 | 0.55918 | 0.15093 | 0.29681 | 0.35062 | 0.30024 | 0.6723 |  | 0.40011 | 0.65382 | 0.27098 | 0.17745 | 0.29698
2503 | 2004-04-14 | 07:00 | 0.36638 | 0.53315 | 0.11563 | 0.28241 | 0.40088 | 0.24668 | 0.62348 |  | 0.41994 | 0.69995 | 0.33889 | 0.23682 | 0.28174
2504 | 2004-04-14 | 08:00 | 0.37151 | 0.51562 | 0.10839 | 0.23379 | 0.45589 | 0.22566 | 0.52559 |  | 0.47975 | 0.74031 | 0.39333 | 0.29245 | 0.25922
2505 | 2004-04-14 | 09:00 | 0.39577 | 0.51518 | 0.10461 | 0.21514 | 0.50229 | 0.19157 | 0.42014 |  | 0.52802 | 0.75082 | 0.43184 | 0.35387 | 0.23873
2506 | 2004-04-14 | 10:00 | 0.34673 | 0.49107 | 0.10501 | 0.23181 | 0.53465 | 0.14939 | 0.32494 |  | 0.49436 | 0.75665 | 0.45871 | 0.40397 | 0.23226
2507 | 2004-04-14 | 11:00 | 0.26089 | 0.48717 | 0.10583 | 0.2148 | 0.52462 | 0.10358 | 0.26833 |  | 0.43439 | 0.74533 | 0.47135 | 0.4741 | 0.23095
2508 | 2004-04-14 | 12:00 | 0.24113 | 0.24009 | 0.16946 | 0.16438 | 0.49931 | 0.15423 | 0.35378 |  | 0.40948 | 0.73234 | 0.45584 | 0.53032 | 0.22801
2509 | 2004-04-14 | 13:00 | 0.23705 | 0.10206 | 0.18975 | 0.12204 | 0.49515 | 0.18528 | 0.34152 |  | 0.46481 | 0.69371 | 0.44239 | 0.54619 | 0.20738
2510 | 2004-04-14 | 14:00 | 0.17189 | 0.090341 | 0.15619 | 0.13341 | 0.48007 | 0.18855 | 0.2533 |  | 0.54703 | 0.6781 | 0.42672 | 0.5593 | 0.18194
2511 | 2004-04-14 | 15:00 | 0.13373 | 0.10185 | 0.16996 | 0.13973 | 0.47721 | 0.18352 | 0.21263 |  | 0.61286 | 0.62448 | 0.41131 | 0.50861 | 0.16798
2512 | 2004-04-14 | 16:00 | 0.14556 | 0.14324 | 0.24652 | 0.10074 | 0.45683 | 0.1811 | 0.18842 |  | 0.65923 | 0.62287 | 0.38591 | 0.43545 | 0.16216
2513 | 2004-04-14 | 17:00 | 0.17645 | 0.13941 | 0.3736 | 0.074982 | 0.44296 | 0.19335 | 0.1901 |  | 0.67364 | 0.67535 | 0.37403 | 0.33955 | 0.15929
2514 | 2004-04-14 | 18:00 | 0.1924 | 0.087979 | 0.44434 | 0.068856 | 0.45921 | 0.20722 | 0.20091 |  | 0.67004 | 0.71026 | 0.31674 | 0.30795 | 0.1431
2515 | 2004-04-14 | 19:00 | 0.18237 | 0.12021 | 0.53133 | 0.068676 | 0.48377 | 0.28076 | 0.17615 |  | 0.60939 | 0.73544 | 0.28108 | 0.30468 | 0.14255
2516 | 2004-04-14 | 20:00 | 0.19431 | 0.20475 | 0.64865 | 0.070218 | 0.49213 | 0.3406 | 0.14306 |  | 0.58629 | 0.75035 | 0.30701 | 0.32504 | 0.17203
2517 | 2004-04-14 | 21:00 | 0.20762 | 0.27102 | 0.72654 | 0.083188 | 0.53914 | 0.39364 | 0.16854 |  | 0.59825 | 0.74186 | 0.33697 | 0.36523 | 0.19838
2518 | 2004-04-14 | 22:00 | 0.21208 | 0.33061 | 0.76164 | 0.090366 | 0.57716 | 0.42492 | 0.22025 |  | 0.60217 | 0.75088 | 0.35944 | 0.40791 | 0.22701
2519 | 2004-04-14 | 23:00 | 0.22446 | 0.40338 | 0.79867 | 0.093867 | 0.59671 | 0.44184 | 0.25585 |  | 0.61664 | 0.7697 | 0.36662 | 0.43446 | 0.25797
2520 | 2004-04-15 | 00:00 | 0.2251 | 0.33765 | 0.83468 | 0.10619 | 0.61501 | 0.45076 | 0.36311 |  | 0.56147 | 0.78945 | 0.34971 | 0.4612 | 0.27549
2521 | 2004-04-15 | 01:00 | 0.24113 | 0.51207 | 0.82175 | 0.13674 | 0.63587 | 0.48437 | 0.38482 |  | 0.54728 | 0.80128 | 0.32958 | 0.48646 | 0.41552
2522 | 2004-04-15 | 02:00 | 0.2201 | 0.50104 | 0.79783 | 0.1929 | 0.66877 | 0.5145 | 0.3989 |  | 0.59992 | 0.83083 | 0.34258 | 0.52858 | 0.70618
2523 | 2004-04-15 | 03:00 | 0.1819 | 0.48938 | 0.73611 | 0.28074 | 0.68451 | 0.4655 | 0.32748 |  | 0.63412 | 0.8427 | 0.39075 | 0.635 | 0.8408
2524 | 2004-04-15 | 04:00 | 0.16732 | 0.52619 | 0.72916 | 0.37731 | 0.69801 | 0.44317 | 0.33782 |  | 0.65803 | 0.84709 | 0.43784 | 0.70117 | 0.83814
2525 | 2004-04-15 | 05:00 | 0.17188 | 0.18672 | 0.74754 | 0.42372 | 0.70856 | 0.41445 | 0.39247 |  | 0.62669 | 0.85236 | 0.49283 | 0.7024 | 0.81291
2526 | 2004-04-15 | 06:00 | 0.17258 | 0.61189 | 0.72135 | 0.45096 | 0.70748 | 0.36261 | 0.36896 |  | 0.55991 | 0.85557 | 0.60225 | 0.67929 | 0.78205
2527 | 2004-04-15 | 07:00 | 0.16895 | 0.60389 | 0.65239 | 0.50858 | 0.68503 | 0.32314 | 0.40376 |  | 0.50283 | 0.86126 | 0.60469 | 0.64513 | 0.78419
2528 | 2004-04-15 | 08:00 | 0.20671 | 0.47278 | 0.63402 | 0.54717 | 0.65553 | 0.27885 | 0.46921 |  | 0.43961 | 0.85822 | 0.58124 | 0.59943 | 0.81846
2529 | 2004-04-15 | 09:00 | 0.25536 | 0.43533 | 0.60614 | 0.5699 | 0.63063 | 0.25646 | 0.44391 |  | 0.3966 | 0.85971 | 0.52442 | 0.60438 | 0.82561
2530 | 2004-04-15 | 10:00 | 0.26023 | 0.38642 | 0.53056 | 0.56676 | 0.62467 | 0.24701 | 0.414 |  | 0.42215 | 0.86355 | 0.48807 | 0.6204 | 0.84964
2531 | 2004-04-15 | 11:00 | 0.25038 | 0.60652 | 0.50144 | 0.55749 | 0.61567 | 0.22903 | 0.42068 |  | 0.42603 | 0.85942 | 0.48739 | 0.6083 | 0.86173
2532 | 2004-04-15 | 12:00 | 0.21134 | 0.62824 | 0.42634 | 0.55779 | 0.57641 | 0.18277 | 0.41584 |  | 0.3826 | 0.84001 | 0.52033 | 0.55987 | 0.81444
2533 | 2004-04-15 | 13:00 | 0.20098 | 0.65221 | 0.50365 | 0.51626 | 0.51793 | 0.15605 | 0.47295 |  | 0.41386 | 0.80681 | 0.56175 | 0.5273 | 0.73901
2534 | 2004-04-15 | 14:00 | 0.16992 | 0.65309 | 0.54739 | 0.5297 | 0.52626 | 0.16356 | 0.54095 |  | 0.40196 | 0.77746 | 0.56352 | 0.4939 | 0.70389
2535 | 2004-04-15 | 15:00 | 0.14755 | 0.64945 | 0.56093 | 0.48088 | 0.5326 | 0.19671 | 0.56445 |  | 0.39025 | 0.72926 | 0.55619 | 0.43911 | 0.68655
2536 | 2004-04-15 | 16:00 | 0.15098 | 0.62526 | 0.594 | 0.47918 | 0.52186 | 0.22884 | 0.59796 |  | 0.38342 | 0.69239 | 0.54119 | 0.31457 | 0.66748
2537 | 2004-04-15 | 17:00 | 0.17216 | 0.60322 | 0.63357 | 0.47785 | 0.50876 | 0.25579 | 0.60771 |  | 0.37746 | 0.65005 | 0.4898 | 0.25903 | 0.65334
2538 | 2004-04-15 | 18:00 | 0.19791 | 0.62476 | 0.61913 | 0.55797 | 0.47972 | 0.23817 | 0.58517 |  | 0.34363 | 0.6031 | 0.48664 | 0.27986 | 0.60165
2539 | 2004-04-15 | 19:00 | 0.25489 | 0.65277 | 0.58481 | 0.6852 | 0.48776 | 0.20543 | 0.56442 |  | 0.29652 | 0.51942 | 0.48376 | 0.29985 | 0.56197
2540 | 2004-04-15 | 20:00 | 0.35621 | 0.66543 | 0.56395 | 0.78451 | 0.51163 | 0.17957 | 0.52895 |  | 0.27055 | 0.40832 | 0.48128 | 0.3323 | 0.50411
2541 | 2004-04-15 | 21:00 | 0.41659 | 0.66627 | 0.5366 | 0.84744 | 0.49891 | 0.15264 | 0.46297 |  | 0.24013 | 0.33511 | 0.48979 | 0.37841 | 0.41589
2542 | 2004-04-15 | 22:00 | 0.44945 | 0.58689 | 0.50832 | 0.86824 | 0.46985 | 0.15021 | 0.4523 |  | 0.19705 | 0.2884 | 0.50434 | 0.41036 | 0.36582
2543 | 2004-04-15 | 23:00 | 0.47534 | 0.62173 | 0.48394 | 0.87672 | 0.41976 | 0.15024 | 0.46228 |  | 0.19668 | 0.24957 | 0.51834 | 0.43992 | 0.39835
2544 | 2004-04-16 | 00:00 | 0.49483 | 0.59324 | 0.52301 | 0.87833 | 0.38987 | 0.12642 | 0.5413 |  | 0.18501 | 0.22672 | 0.51875 | 0.46304 | 0.4585
2545 | 2004-04-16 | 01:00 | 0.52913 | 0.57872 | 0.52249 | 0.86704 | 0.36371 | 0.10898 | 0.55831 |  | 0.18327 | 0.20966 | 0.51715 | 0.45161 | 0.51159
2546 | 2004-04-16 | 02:00 | 0.59606 | 0.47227 | 0.45019 | 0.85659 | 0.37256 | 0.086545 | 0.53862 |  | 0.17722 | 0.25002 | 0.49395 | 0.43684 | 0.54389
2547 | 2004-04-16 | 03:00 | 0.65583 | 0.39647 | 0.39996 | 0.8423 | 0.40268 | 0.090498 | 0.49922 |  | 0.15549 | 0.32134 | 0.44855 | 0.46329 | 0.57687
2548 | 2004-04-16 | 04:00 | 0.68247 | 0.32241 | 0.35975 | 0.86075 | 0.42578 | 0.079287 | 0.44711 |  | 0.16833 | 0.4059 | 0.40032 | 0.52146 | 0.6147
2549 | 2004-04-16 | 05:00 | 0.6728 | 0.26605 | 0.30576 | 0.87439 | 0.39255 | 0.084421 | 0.40155 |  | 0.14982 | 0.47208 | 0.36919 | 0.55865 | 0.63283
2550 | 2004-04-16 | 06:00 | 0.67658 | 0.24867 | 0.27805 | 0.85229 | 0.35444 | 0.11949 | 0.40204 |  | 0.13614 | 0.52244 | 0.38293 | 0.57005 | 0.62191
2551 | 2004-04-16 | 07:00 | 0.71723 | 0.34288 | 0.25115 | 0.82128 | 0.3062 | 0.15882 | 0.40719 |  | 0.1488 | 0.612 | 0.39248 | 0.5569 | 0.58638
2552 | 2004-04-16 | 08:00 | 0.73828 | 0.39956 | 0.22085 | 0.81941 | 0.26018 | 0.2207 | 0.36741 |  | 0.15982 | 0.70832 | 0.38534 | 0.52016 | 0.54554
2553 | 2004-04-16 | 09:00 | 0.74677 | 0.57963 | 0.20047 | 0.80566 | 0.23979 | 0.28598 | 0.32236 |  | 0.1794 | 0.77163 | 0.38155 | 0.4766 | 0.53006
2554 | 2004-04-16 | 10:00 | 0.72932 | 0.64129 | 0.17165 | 0.72598 | 0.229 | 0.36195 | 0.28747 |  | 0.18158 | 0.77734 | 0.386 | 0.43943 | 0.52009
2555 | 2004-04-16 | 11:00 | 0.68854 | 0.74929 | 0.13249 | 0.63671 | 0.22831 | 0.3937 | 0.24535 |  | 0.18111 | 0.76464 | 0.37246 | 0.41101 | 0.50109
2556 | 2004-04-16 | 12:00 | 0.66456 | 0.75061 | 0.13283 | 0.55762 | 0.23852 | 0.38918 | 0.2833 |  | 0.13677 | 0.7443 | 0.37084 | 0.36299 | 0.46608
2557 | 2004-04-16 | 13:00 | 0.63463 | 0.6906 | 0.1122 | 0.55836 | 0.22773 | 0.33488 | 0.21527 |  | 0.12122 | 0.69958 | 0.37467 | 0.30469 | 0.42436
2558 | 2004-04-16 | 14:00 | 0.61658 | 0.60227 | 0.072248 | 0.47406 | 0.2491 | 0.22679 | 0.13911 |  | 0.095095 | 0.67015 | 0.35784 | 0.26292 | 0.40744
2559 | 2004-04-16 | 15:00 | 0.60511 | 0.50972 | 0.052236 | 0.32971 | 0.24635 | 0.14298 | 0.12371 |  | 0.095617 | 0.57599 | 0.33985 | 0.2212 | 0.35434
2560 | 2004-04-16 | 16:00 | 0.58003 | 0.62066 | 0.053697 | 0.2813 | 0.25244 | 0.088493 | 0.10511 |  | 0.096487 | 0.45755 | 0.30654 | 0.15969 | 0.29566
2561 | 2004-04-16 | 17:00 | 0.54285 | 0.46164 | 0.054745 | 0.24463 | 0.25877 | 0.067273 | 0.082954 |  | 0.097069 | 0.46009 | 0.2722 | 0.11039 | 0.25581
2562 | 2004-04-16 | 18:00 | 0.53423 | 0.51196 | 0.054965 | 0.22028 | 0.26399 | 0.06917 | 0.075194 |  | 0.1236 | 0.48205 | 0.2575 | 0.11998 | 0.21588
2563 | 2004-04-16 | 19:00 | 0.58509 | 0.53878 | 0.074685 | 0.20198 | 0.24668 | 0.085592 | 0.062423 |  | 0.15423 | 0.47326 | 0.2533 | 0.15553 | 0.19376
2564 | 2004-04-16 | 20:00 | 0.60047 | 0.54296 | 0.098724 | 0.24482 | 0.22342 | 0.10424 | 0.058056 |  | 0.17249 | 0.48995 | 0.26198 | 0.20358 | 0.1979
2565 | 2004-04-16 | 21:00 | 0.57321 | 0.5097 | 0.13213 | 0.30951 | 0.18235 | 0.13212 | 0.048343 |  | 0.18102 | 0.48191 | 0.26358 | 0.24394 | 0.23233
2566 | 2004-04-16 | 22:00 | 0.54412 | 0.4831 | 0.16727 | 0.35216 | 0.14947 | 0.18224 | 0.045773 |  | 0.1939 | 0.43112 | 0.27414 | 0.27903 | 0.30311
2567 | 2004-04-16 | 23:00 | 0.49766 | 0.50361 | 0.20993 | 0.37379 | 0.14799 | 0.24195 | 0.048654 |  | 0.23001 | 0.38285 | 0.2698 | 0.30849 | 0.34726
2568 | 2004-04-17 | 00:00 | 0.42903 | 0.51255 | 0.24208 | 0.37211 | 0.17148 | 0.23312 | 0.050316 |  | 0.25403 | 0.38666 | 0.2478 | 0.3133 | 0.35058
2569 | 2004-04-17 | 01:00 | 0.43963 | 0.5801 | 0.3015 | 0.44343 | 0.18926 | 0.26717 | 0.046839 |  | 0.27796 | 0.41929 | 0.22829 | 0.27427 | 0.34128
2570 | 2004-04-17 | 02:00 | 0.50719 | 0.55621 | 0.37001 | 0.49092 | 0.24872 | 0.32387 | 0.042195 |  | 0.3405 | 0.47336 | 0.22241 | 0.24035 | 0.3379
2571 | 2004-04-17 | 03:00 | 0.60125 | 0.50733 | 0.39539 | 0.53619 | 0.29567 | 0.38511 | 0.046366 |  | 0.37262 | 0.52823 | 0.19655 | 0.26972 | 0.36178
2572 | 2004-04-17 | 04:00 | 0.67285 | 0.47814 | 0.48372 | 0.65876 | 0.29039 | 0.54468 | 0.048397 |  | 0.39329 | 0.56465 | 0.21378 | 0.35607 | 0.40764
2573 | 2004-04-17 | 05:00 | 0.68984 | 0.478 | 0.54385 | 0.72058 | 0.23628 | 0.7137 | 0.088511 |  | 0.3851 | 0.58838 | 0.21871 | 0.42124 | 0.42709
2574 | 2004-04-17 | 06:00 | 0.68832 | 0.48677 | 0.56868 | 0.75433 | 0.2059 | 0.77724 | 0.19485 |  | 0.39346 | 0.61228 | 0.22977 | 0.44409 | 0.44848
2575 | 2004-04-17 | 07:00 | 0.71765 | 0.55976 | 0.5832 | 0.76125 | 0.20207 | 0.8014 | 0.26709 |  | 0.39084 | 0.65109 | 0.23406 | 0.46234 | 0.46831
2576 | 2004-04-17 | 08:00 | 0.69351 | 0.57496 | 0.57029 | 0.7492 | 0.16889 | 0.8126 | 0.32867 |  | 0.39711 | 0.68003 | 0.22916 | 0.45464 | 0.50692
2577 | 2004-04-17 | 09:00 | 0.64839 | 0.47369 | 0.56044 | 0.69497 | 0.17321 | 0.79198 | 0.40134 |  | 0.38273 | 0.70267 | 0.2217 | 0.42496 | 0.5315
2578 | 2004-04-17 | 10:00 | 0.5977 | 0.461 | 0.48958 | 0.65651 | 0.21657 | 0.7427 | 0.43747 |  | 0.32815 | 0.67037 | 0.21216 | 0.38192 | 0.51895
2579 | 2004-04-17 | 11:00 | 0.53362 | 0.48444 | 0.42106 | 0.56365 | 0.24571 | 0.68744 | 0.41226 |  | 0.28477 | 0.63047 | 0.19311 | 0.43884 | 0.53228
2580 | 2004-04-17 | 12:00 | 0.4639 | 0.31068 | 0.34826 | 0.42512 | 0.25139 | 0.57856 | 0.313 |  | 0.28753 | 0.6051 | 0.17562 | 0.45668 | 0.52181
2581 | 2004-04-17 | 13:00 | 0.46447 | 0.19132 | 0.25093 | 0.32999 | 0.27536 | 0.50312 | 0.27564 |  | 0.24323 | 0.58071 | 0.1636 | 0.46003 | 0.53013
2582 | 2004-04-17 | 14:00 | 0.48586 | 0.21452 | 0.20475 | 0.30823 | 0.26132 | 0.54118 | 0.27222 |  | 0.2318 | 0.55804 | 0.16482 | 0.49401 | 0.52638
2583 | 2004-04-17 | 15:00 | 0.45241 | 0.30816 | 0.18422 | 0.23351 | 0.25106 | 0.53981 | 0.25402 |  | 0.29097 | 0.4949 | 0.16414 | 0.50762 | 0.4969
2584 | 2004-04-17 | 16:00 | 0.4362 | 0.41209 | 0.21791 | 0.12703 | 0.27455 | 0.49737 | 0.22115 |  | 0.3058 | 0.47152 | 0.15818 | 0.46725 | 0.45057
2585 | 2004-04-17 | 17:00 | 0.41203 | 0.57225 | 0.27474 | 0.082237 | 0.29585 | 0.51141 | 0.23536 |  | 0.29549 | 0.55792 | 0.14668 | 0.42831 | 0.37214
2586 | 2004-04-17 | 18:00 | 0.3449 | 0.66092 | 0.29587 | 0.064081 | 0.32893 | 0.49539 | 0.26024 |  | 0.29283 | 0.66616 | 0.13566 | 0.50153 | 0.30087
2587 | 2004-04-17 | 19:00 | 0.26747 | 0.5401 | 0.30994 | 0.050994 | 0.39188 | 0.52593 | 0.29326 |  | 0.28571 | 0.76493 | 0.13857 | 0.62397 | 0.31438
2588 | 2004-04-17 | 20:00 | 0.22878 | 0.35949 | 0.3411 | 0.061441 | 0.45832 | 0.53966 | 0.34403 |  | 0.29518 | 0.83037 | 0.15267 | 0.69243 | 0.39336
2589 | 2004-04-17 | 21:00 | 0.23334 | 0.3167 | 0.3569 | 0.11014 | 0.51952 | 0.52966 | 0.39474 |  | 0.29025 | 0.86315 | 0.16039 | 0.74222 | 0.4823
2590 | 2004-04-17 | 22:00 | 0.24493 | 0.26114 | 0.39603 | 0.16834 | 0.56949 | 0.50519 | 0.37303 |  | 0.2987 | 0.87917 | 0.17264 | 0.76412 | 0.59551
2591 | 2004-04-17 | 23:00 | 0.2555 | 0.22948 | 0.46546 | 0.22933 | 0.60659 | 0.51204 | 0.42982 |  | 0.37781 | 0.87956 | 0.17853 | 0.77001 | 0.64067
2592 | 2004-04-18 | 00:00 | 0.23864 | 0.22217 | 0.45074 | 0.29681 | 0.63767 | 0.45621 | 0.46424 |  | 0.4113 | 0.88196 | 0.17063 | 0.75798 | 0.63715
2593 | 2004-04-18 | 01:00 | 0.29426 | 0.16922 | 0.44597 | 0.45963 | 0.65154 | 0.40658 | 0.44645 |  | 0.4686 | 0.87261 | 0.15626 | 0.74162 | 0.64836
2594 | 2004-04-18 | 02:00 | 0.34877 | 0.17313 | 0.42855 | 0.60686 | 0.63531 | 0.31926 | 0.41185 |  | 0.52243 | 0.8705 | 0.19223 | 0.67674 | 0.69863
2595 | 2004-04-18 | 03:00 | 0.35983 | 0.17578 | 0.39155 | 0.67436 | 0.61179 | 0.23637 | 0.4501 |  | 0.53543 | 0.87852 | 0.24367 | 0.67713 | 0.84008
2596 | 2004-04-18 | 04:00 | 0.39266 | 0.072084 | 0.31791 | 0.70361 | 0.65609 | 0.19031 | 0.49932 |  | 0.55922 | 0.8847 | 0.24448 | 0.73438 | 0.86669
2597 | 2004-04-18 | 05:00 | 0.4407 | 0.023544 | 0.26558 | 0.72834 | 0.6982 | 0.147 | 0.4638 |  | 0.57953 | 0.89359 | 0.23971 | 0.76399 | 0.82563
2598 | 2004-04-18 | 06:00 | 0.48717 | 0.020104 | 0.21654 | 0.72445 | 0.68592 | 0.13713 | 0.43333 |  | 0.55325 | 0.89653 | 0.24453 | 0.79808 | 0.77918
2599 | 2004-04-18 | 07:00 | 0.52741 | 0.01783 | 0.18334 | 0.72021 | 0.67507 | 0.14983 | 0.39954 |  | 0.53807 | 0.89668 | 0.24552 | 0.80796 | 0.75728
2600 | 2004-04-18 | 08:00 | 0.57904 | 0.031762 | 0.16361 | 0.70912 | 0.68569 | 0.16092 | 0.33287 |  | 0.53063 | 0.89563 | 0.23346 | 0.80113 | 0.75549
2601 | 2004-04-18 | 09:00 | 0.62955 | 0.12961 | 0.15345 | 0.68056 | 0.69899 | 0.15304 | 0.27508 |  | 0.44994 | 0.88934 | 0.22366 | 0.80074 | 0.76569
2602 | 2004-04-18 | 10:00 | 0.63611 | 0.34106 | 0.14408 | 0.68503 | 0.73464 | 0.19862 | 0.23539 |  | 0.34304 | 0.88379 | 0.21901 | 0.7664 | 0.74415
2603 | 2004-04-18 | 11:00 | 0.61417 | 0.37914 | 0.14563 | 0.65803 | 0.74165 | 0.27314 | 0.20453 |  | 0.30984 | 0.87961 | 0.20539 | 0.74133 | 0.75042
2604 | 2004-04-18 | 12:00 | 0.64688 | 0.35637 | 0.12301 | 0.63129 | 0.73289 | 0.31641 | 0.1874 |  | 0.23316 | 0.86799 | 0.20585 | 0.73377 | 0.73662
2605 | 2004-04-18 | 13:00 | 0.64583 | 0.40641 | 0.090106 | 0.63241 | 0.699 | 0.28823 | 0.15747 |  | 0.15656 | 0.87044 | 0.22567 | 0.71893 | 0.71104
2606 | 2004-04-18 | 14:00 | 0.63363 | 0.36742 | 0.050062 | 0.64224 | 0.66857 | 0.20495 | 0.1368 |  | 0.15593 | 0.87132 | 0.24638 | 0.69188 | 0.6568
2607 | 2004-04-18 | 15:00 | 0.66101 | 0.33123 | 0.05064 | 0.68675 | 0.66473 | 0.20213 | 0.11995 |  | 0.19693 | 0.87337 | 0.26686 | 0.64346 | 0.66454
2608 | 2004-04-18 | 16:00 | 0.68688 | 0.18911 | 0.046374 | 0.73921 | 0.66591 | 0.27513 | 0.11883 |  | 0.20195 | 0.87164 | 0.29408 | 0.63511 | 0.65612
2609 | 2004-04-18 | 17:00 | 0.71789 | 0.038067 | 0.060952 | 0.78759 | 0.657 | 0.31168 | 0.099649 |  | 0.1951 | 0.87438 | 0.307 | 0.66519 | 0.62672
2610 | 2004-04-18 | 18:00 | 0.74179 | 0.080864 | 0.10191 | 0.8158 | 0.66619 | 0.33976 | 0.10507 |  | 0.20955 | 0.87833 | 0.29275 | 0.71394 | 0.54319
2611 | 2004-04-18 | 19:00 | 0.78921 | 0.044069 | 0.16806 | 0.8356 | 0.69548 | 0.36728 | 0.11172 |  | 0.2104 | 0.87767 | 0.27462 | 0.75756 | 0.47796
2612 | 2004-04-18 | 20:00 | 0.82145 | 0.046463 | 0.23591 | 0.84902 | 0.70094 | 0.42241 | 0.12172 |  | 0.2337 | 0.87575 | 0.26805 | 0.7805 | 0.36449
2613 | 2004-04-18 | 21:00 | 0.81864 | 0.059386 | 0.27619 | 0.86028 | 0.71488 | 0.45574 | 0.13972 |  | 0.2678 | 0.87752 | 0.28049 | 0.79292 | 0.25665
2614 | 2004-04-18 | 22:00 | 0.81756 | 0.064153 | 0.31065 | 0.86458 | 0.7265 | 0.51136 | 0.18731 |  | 0.32021 | 0.87604 | 0.25601 | 0.78269 | 0.20645
2615 | 2004-04-18 | 23:00 | 0.82089 | 0.066032 | 0.35324 | 0.86781 | 0.73916 | 0.57366 | 0.27338 |  | 0.35588 | 0.8729 | 0.2289 | 0.74175 | 0.19967
2616 | 2004-04-19 | 00:00 | 0.827 | 0.10067 | 0.43659 | 0.86874 | 0.76477 | 0.70642 | 0.3569 |  | 0.37831 | 0.86529 | 0.23133 | 0.6824 | 0.23487
2617 | 2004-04-19 | 01:00 | 0.83488 | 0.12533 | 0.48289 | 0.86342 | 0.77355 | 0.76298 | 0.4325 |  | 0.44711 | 0.84317 | 0.22445 | 0.62768 | 0.31311
2618 | 2004-04-19 | 02:00 | 0.84487 | 0.23161 | 0.54231 | 0.86003 | 0.76752 | 0.79761 | 0.50977 |  | 0.48601 | 0.81988 | 0.20276 | 0.53811 | 0.45153
2619 | 2004-04-19 | 03:00 | 0.85161 | 0.40976 | 0.58466 | 0.85952 | 0.78252 | 0.8369 | 0.52917 |  | 0.50765 | 0.81619 | 0.17461 | 0.44042 | 0.53696
2620 | 2004-04-19 | 04:00 | 0.85969 | 0.50037 | 0.63556 | 0.85907 | 0.76975 | 0.85038 | 0.52778 |  | 0.56465 | 0.75791 | 0.16749 | 0.42452 | 0.58886
2621 | 2004-04-19 | 05:00 | 0.86364 | 0.52604 | 0.67449 | 0.85444 | 0.74506 | 0.85304 | 0.55902 |  | 0.59665 | 0.67824 | 0.16857 | 0.38351 | 0.64148
2622 | 2004-04-19 | 06:00 | 0.86252 | 0.55078 | 0.66025 | 0.85096 | 0.68265 | 0.8488 | 0.61908 |  | 0.58548 | 0.58034 | 0.18101 | 0.37898 | 0.65068
2623 | 2004-04-19 | 07:00 | 0.85972 | 0.45961 | 0.63624 | 0.85254 | 0.62469 | 0.84497 | 0.67372 |  | 0.53186 | 0.47345 | 0.20068 | 0.37411 | 0.64437
2624 | 2004-04-19 | 08:00 | 0.85731 | 0.41871 | 0.64457 | 0.85207 | 0.57195 | 0.85039 | 0.70411 |  | 0.5007 | 0.37537 | 0.21074 | 0.33907 | 0.62875
2625 | 2004-04-19 | 09:00 | 0.85102 | 0.34121 | 0.61101 | 0.84952 | 0.54117 | 0.84688 | 0.72496 |  | 0.45542 | 0.31831 | 0.22471 | 0.299 | 0.61156
2626 | 2004-04-19 | 10:00 | 0.8414 | 0.27383 | 0.55361 | 0.84601 | 0.51038 | 0.83793 | 0.748 |  | 0.40194 | 0.29596 | 0.23755 | 0.25732 | 0.59547
2627 | 2004-04-19 | 11:00 | 0.83284 | 0.21777 | 0.51516 | 0.83825 | 0.44897 | 0.81881 | 0.76237 |  | 0.35229 | 0.27637 | 0.22612 | 0.2297 | 0.57454
2628 | 2004-04-19 | 12:00 | 0.84128 | 0.22806 | 0.52748 | 0.82487 | 0.38086 | 0.84181 | 0.76901 |  | 0.30294 | 0.25652 | 0.22221 | 0.22887 | 0.57936
2629 | 2004-04-19 | 13:00 | 0.84706 | 0.23189 | 0.55113 | 0.80903 | 0.3367 | 0.84558 | 0.73823 |  | 0.33034 | 0.24599 | 0.23312 | 0.2403 | 0.58815
2630 | 2004-04-19 | 14:00 | 0.84981 | 0.24944 | 0.59201 | 0.82961 | 0.30972 | 0.84631 | 0.73091 |  | 0.41715 | 0.24306 | 0.21936 | 0.22497 | 0.58913
2631 | 2004-04-19 | 15:00 | 0.84911 | 0.26289 | 0.61352 | 0.82944 | 0.27163 | 0.84325 | 0.76724 |  | 0.51016 | 0.21351 | 0.20503 | 0.16888 | 0.58087
2632 | 2004-04-19 | 16:00 | 0.84428 | 0.24479 | 0.5984 | 0.82501 | 0.24513 | 0.85667 | 0.79277 |  | 0.5166 | 0.21675 | 0.19138 | 0.13017 | 0.59216
2633 | 2004-04-19 | 17:00 | 0.83376 | 0.24794 | 0.60488 | 0.81243 | 0.22791 | 0.85188 | 0.82681 |  | 0.52349 | 0.18757 | 0.15374 | 0.18344 | 0.59284
2634 | 2004-04-19 | 18:00 | 0.83424 | 0.26013 | 0.64198 | 0.79675 | 0.19655 | 0.83856 | 0.85078 |  | 0.52822 | 0.17744 | 0.12251 | 0.24127 | 0.56576
2635 | 2004-04-19 | 19:00 | 0.82741 | 0.253 | 0.68062 | 0.7597 | 0.1421 | 0.83652 | 0.86223 |  | 0.51976 | 0.20398 | 0.12642 | 0.28319 | 0.55339
2636 | 2004-04-19 | 20:00 | 0.81543 | 0.32277 | 0.71862 | 0.67326 | 0.10154 | 0.81628 | 0.85864 |  | 0.52886 | 0.27983 | 0.14122 | 0.3387 | 0.54252
2637 | 2004-04-19 | 21:00 | 0.80049 | 0.36757 | 0.76063 | 0.5369 | 0.095095 | 0.80958 | 0.85638 |  | 0.54838 | 0.37361 | 0.15487 | 0.41806 | 0.55203
2638 | 2004-04-19 | 22:00 | 0.75207 | 0.5906 | 0.76685 | 0.43316 | 0.13491 | 0.7989 | 0.86015 |  | 0.50438 | 0.44521 | 0.17193 | 0.45231 | 0.58116
2639 | 2004-04-19 | 23:00 | 0.66745 | 0.53823 | 0.70012 | 0.30686 | 0.19559 | 0.77816 | 0.86245 |  | 0.48305 | 0.55001 | 0.18433 | 0.49854 | 0.6462
2640 | 2004-04-20 | 00:00 | 0.58561 | 0.6155 | 0.68261 | 0.19599 | 0.23305 | 0.77782 | 0.86953 |  | 0.45029 | 0.59985 | 0.1824 | 0.52314 | 0.68413
2641 | 2004-04-20 | 01:00 | 0.50178 | 0.59865 | 0.72724 | 0.15862 | 0.237 | 0.78046 | 0.8593 |  | 0.48459 | 0.60769 | 0.17873 | 0.548 | 0.72772
2642 | 2004-04-20 | 02:00 | 0.38259 | 0.60827 | 0.73385 | 0.13265 | 0.27477 | 0.78658 | 0.8531 |  | 0.58296 | 0.64983 | 0.16521 | 0.55029 | 0.75544
2643 | 2004-04-20 | 03:00 | 0.26466 | 0.61988 | 0.72307 | 0.091577 | 0.32922 | 0.7588 | 0.85523 |  | 0.65437 | 0.70688 | 0.14816 | 0.50178 | 0.75849
2644 | 2004-04-20 | 04:00 | 0.19352 | 0.51952 | 0.66792 | 0.053225 | 0.4042 | 0.71854 | 0.84789 |  | 0.66114 | 0.76502 | 0.1471 | 0.4629 | 0.74394
2645 | 2004-04-20 | 05:00 | 0.17491 | 0.37351 | 0.53887 | 0.053711 | 0.44995 | 0.62671 | 0.84056 |  | 0.61369 | 0.78292 | 0.15892 | 0.49932 | 0.73862
2646 | 2004-04-20 | 06:00 | 0.15763 | 0.27969 | 0.49011 | 0.082 | 0.47041 | 0.48988 | 0.84213 |  | 0.58351 | 0.78138 | 0.18904 | 0.53497 | 0.74438
2647 | 2004-04-20 | 07:00 | 0.1187 | 0.17119 | 0.43771 | 0.13006 | 0.50158 | 0.38969 | 0.84627 |  | 0.51823 | 0.75283 | 0.21141 | 0.5417 | 0.78451
2648 | 2004-04-20 | 08:00 | 0.095622 | 0.17568 | 0.34726 | 0.21449 | 0.5145 | 0.3041 | 0.81959 |  | 0.42296 | 0.7786 | 0.24453 | 0.5767 | 0.81138
2649 | 2004-04-20 | 09:00 | 0.10282 | 0.1791 | 0.28103 | 0.30305 | 0.54654 | 0.21611 | 0.74474 |  | 0.336 | 0.79668 | 0.26949 | 0.58642 | 0.78289
2650 | 2004-04-20 | 10:00 | 0.13508 | 0.18338 | 0.23176 | 0.38736 | 0.56808 | 0.16124 | 0.67905 |  | 0.2588 | 0.79601 | 0.2916 | 0.55771 | 0.72198
2651 | 2004-04-20 | 11:00 | 0.1695 | 0.15585 | 0.17556 | 0.46734 | 0.56941 | 0.11702 | 0.62411 |  | 0.17111 | 0.79149 | 0.30449 | 0.52931 | 0.66846
2652 | 2004-04-20 | 12:00 | 0.23857 | 0.097348 | 0.10593 | 0.4627 | 0.54255 | 0.084756 | 0.56534 |  | 0.11977 | 0.75546 | 0.32022 | 0.51208 | 0.67397
2653 | 2004-04-20 | 13:00 | 0.20072 | 0.10158 | 0.094965 | 0.50262 | 0.52061 | 0.073824 | 0.58798 |  | 0.11457 | 0.66396 | 0.32288 | 0.52217 | 0.6939
2654 | 2004-04-20 | 14:00 | 0.16906 | 0.12956 | 0.11403 | 0.52983 | 0.51366 | 0.062732 | 0.58213 |  | 0.10053 | 0.65112 | 0.32143 | 0.52637 | 0.70077
2655 | 2004-04-20 | 15:00 | 0.17587 | 0.17838 | 0.071438 | 0.53057 | 0.51809 | 0.060978 | 0.51032 |  | 0.12515 | 0.66978 | 0.33322 | 0.47008 | 0.69276
2656 | 2004-04-20 | 16:00 | 0.2246 | 0.14083 | 0.040089 | 0.55907 | 0.55163 | 0.032837 | 0.44638 |  | 0.12981 | 0.72416 | 0.33571 | 0.43433 | 0.66657
2657 | 2004-04-20 | 17:00 | 0.21869 | 0.16431 | 0.045298 | 0.57319 | 0.56675 | 0.013403 | 0.37867 |  | 0.17936 | 0.71718 | 0.29645 | 0.47442 | 0.63849
2658 | 2004-04-20 | 18:00 | 0.20315 | 0.18978 | 0.036063 | 0.62351 | 0.56329 | 0.005382 | 0.30483 |  | 0.24329 | 0.64451 | 0.2572 | 0.4579 | 0.62595
2659 | 2004-04-20 | 19:00 | 0.27527 | 0.17378 | 0.04708 | 0.66439 | 0.57268 | 0.004122 | 0.24954 |  | 0.27464 | 0.5972 | 0.23727 | 0.44934 | 0.59929
2660 | 2004-04-20 | 20:00 | 0.39724 | 0.30867 | 0.073168 | 0.73841 | 0.58337 | 0.008369 | 0.21641 |  | 0.30759 | 0.60449 | 0.22149 | 0.46575 | 0.56078
2661 | 2004-04-20 | 21:00 | 0.4814 | 0.28786 | 0.097635 | 0.79758 | 0.57983 | 0.040603 | 0.16344 |  | 0.34953 | 0.55821 | 0.2226 | 0.48633 | 0.5379
2662 | 2004-04-20 | 22:00 | 0.56992 | 0.2789 | 0.17076 | 0.79227 | 0.60897 | 0.096962 | 0.11175 |  | 0.39018 | 0.52455 | 0.22956 | 0.49701 | 0.53062
2663 | 2004-04-20 | 23:00 | 0.6256 | 0.32351 | 0.23008 | 0.7895 | 0.6439 | 0.11283 | 0.081569 |  | 0.42718 | 0.51318 | 0.23159 | 0.48086 | 0.51314
2664 | 2004-04-21 | 00:00 | 0.70014 | 0.28997 | 0.21126 | 0.72382 | 0.66151 | 0.12891 | 0.088294 |  | 0.34159 | 0.51056 | 0.23814 | 0.59603 | 0.57017
2665 | 2004-04-21 | 01:00 | 0.73997 | 0.21263 | 0.21438 | 0.75432 | 0.63296 | 0.18291 | 0.083658 |  | 0.35135 | 0.39102 | 0.29014 | 0.7106 | 0.59061
2666 | 2004-04-21 | 02:00 | 0.73243 | 0.25566 | 0.27198 | 0.76138 | 0.62179 | 0.26475 | 0.078074 |  | 0.42658 | 0.3556 | 0.40024 | 0.75902 | 0.56928
2667 | 2004-04-21 | 03:00 | 0.75602 | 0.32037 | 0.37088 | 0.75014 | 0.60531 | 0.41291 | 0.084032 |  | 0.45946 | 0.35218 | 0.41162 | 0.73197 | 0.62471
2668 | 2004-04-21 | 04:00 | 0.79487 | 0.23956 | 0.41789 | 0.76321 | 0.58531 | 0.54054 | 0.090108 |  | 0.50325 | 0.35446 | 0.45334 | 0.68568 | 0.70331
2669 | 2004-04-21 | 05:00 | 0.81263 | 0.2326 | 0.4398 | 0.75377 | 0.56357 | 0.60804 | 0.10336 |  | 0.47674 | 0.3592 | 0.43081 | 0.67647 | 0.71941
2670 | 2004-04-21 | 06:00 | 0.80658 | 0.33051 | 0.45441 | 0.70867 | 0.53729 | 0.64462 | 0.14539 |  | 0.42549 | 0.3552 | 0.41934 | 0.65141 | 0.7524
2671 | 2004-04-21 | 07:00 | 0.79787 | 0.35762 | 0.39689 | 0.66631 | 0.51903 | 0.64821 | 0.22842 |  | 0.37821 | 0.35051 | 0.42214 | 0.60728 | 0.74882
2672 | 2004-04-21 | 08:00 | 0.78778 | 0.32459 | 0.34646 | 0.51796 | 0.49895 | 0.722 | 0.32529 |  | 0.36218 | 0.36363 | 0.40229 | 0.54491 | 0.74486
2673 | 2004-04-21 | 09:00 | 0.77115 | 0.26862 | 0.38568 | 0.42134 | 0.4756 | 0.77984 | 0.4099 |  | 0.36608 | 0.36856 | 0.35396 | 0.48122 | 0.74738
2674 | 2004-04-21 | 10:00 | 0.75272 | 0.31759 | 0.39424 | 0.4607 | 0.4557 | 0.79252 | 0.46499 |  | 0.35228 | 0.32576 | 0.30162 | 0.4186 | 0.74068
2675 | 2004-04-21 | 11:00 | 0.72743 | 0.39218 | 0.37919 | 0.48435 | 0.37055 | 0.80036 | 0.48369 |  | 0.32634 | 0.27835 | 0.27513 | 0.3407 | 0.68832
2676 | 2004-04-21 | 12:00 | 0.73808 | 0.45003 | 0.35689 | 0.53241 | 0.28021 | 0.82343 | 0.45275 |  | 0.27179 | 0.22241 | 0.22858 | 0.3007 | 0.65565
2677 | 2004-04-21 | 13:00 | 0.74306 | 0.46001 | 0.35753 | 0.64338 | 0.25919 | 0.8446 | 0.41291 |  | 0.30117 | 0.19129 | 0.19704 | 0.29128 | 0.62883
2678 | 2004-04-21 | 14:00 | 0.74878 | 0.44335 | 0.38875 | 0.69139 | 0.25327 | 0.84892 | 0.49598 |  | 0.38446 | 0.16092 | 0.16406 | 0.27505 | 0.64062
2679 | 2004-04-21 | 15:00 | 0.73512 | 0.42494 | 0.4182 | 0.70185 | 0.22984 | 0.84816 | 0.55762 |  | 0.43161 | 0.11423 | 0.14187 | 0.23144 | 0.63202
2680 | 2004-04-21 | 16:00 | 0.7202 | 0.47387 | 0.44827 | 0.72744 | 0.21634 | 0.85724 | 0.5234 |  | 0.4946 | 0.11564 | 0.12504 | 0.18082 | 0.63167
2681 | 2004-04-21 | 17:00 | 0.71807 | 0.45239 | 0.4394 | 0.74039 | 0.21873 | 0.83454 | 0.5191 |  | 0.57753 | 0.13105 | 0.1032 | 0.18247 | 0.6237
2682 | 2004-04-21 | 18:00 | 0.74429 | 0.40828 | 0.42337 | 0.74975 | 0.23859 | 0.83882 | 0.57518 |  | 0.62017 | 0.16109 | 0.076894 | 0.19173 | 0.67813
2683 | 2004-04-21 | 19:00 | 0.7662 | 0.44635 | 0.41206 | 0.76049 | 0.24239 | 0.84616 | 0.62425 |  | 0.61896 | 0.19565 | 0.065211 | 0.20724 | 0.74964
2684 | 2004-04-21 | 20:00 | 0.74358 | 0.37493 | 0.45406 | 0.76125 | 0.24779 | 0.8166 | 0.6582 |  | 0.60925 | 0.23398 | 0.06807 | 0.22473 | 0.76843
2685 | 2004-04-21 | 21:00 | 0.75032 | 0.34941 | 0.5268 | 0.75723 | 0.25075 | 0.78536 | 0.67591 |  | 0.64071 | 0.28044 | 0.070916 | 0.24519 | 0.78155
2686 | 2004-04-21 | 22:00 | 0.74231 | 0.35138 | 0.56463 | 0.73343 | 0.25447 | 0.76529 | 0.68512 |  | 0.63725 | 0.34274 | 0.077132 | 0.26519 | 0.77301
2687 | 2004-04-21 | 23:00 | 0.70814 | 0.3725 | 0.59039 | 0.65553 | 0.2666 | 0.77413 | 0.71215 |  | 0.66273 | 0.36984 | 0.08694 | 0.29253 | 0.79757
2688 | 2004-04-22 | 00:00 | 0.61173 | 0.51734 | 0.60007 | 0.54643 | 0.29377 | 0.80603 | 0.78415 |  | 0.58853 | 0.40977 | 0.09817 | 0.31385 | 0.80926
2689 | 2004-04-22 | 01:00 | 0.50343 | 0.63303 | 0.58444 | 0.3772 | 0.32568 | 0.7675 | 0.77397 |  | 0.5756 | 0.47092 | 0.11208 | 0.32187 | 0.79468
2690 | 2004-04-22 | 02:00 | 0.4325 | 0.63488 | 0.55821 | 0.27775 | 0.33227 | 0.78216 | 0.74365 |  | 0.58306 | 0.53459 | 0.11605 | 0.30037 | 0.78368
2691 | 2004-04-22 | 03:00 | 0.40514 | 0.63357 | 0.55614 | 0.26066 | 0.30988 | 0.7711 | 0.74165 |  | 0.54209 | 0.57025 | 0.12362 | 0.26123 | 0.7921
2692 | 2004-04-22 | 04:00 | 0.34346 | 0.56887 | 0.48369 | 0.2036 | 0.31138 | 0.72225 | 0.71207 |  | 0.52817 | 0.56688 | 0.12362 | 0.24671 | 0.78811
2693 | 2004-04-22 | 05:00 | 0.27798 | 0.49438 | 0.46562 | 0.16142 | 0.3544 | 0.64954 | 0.69848 |  | 0.45938 | 0.58302 | 0.14043 | 0.24642 | 0.74276
2694 | 2004-04-22 | 06:00 | 0.21712 | 0.49959 | 0.48468 | 0.13809 | 0.33611 | 0.65984 | 0.6893 |  | 0.40529 | 0.57566 | 0.15163 | 0.27108 | 0.75302
2695 | 2004-04-22 | 07:00 | 0.188 | 0.51141 | 0.46327 | 0.14289 | 0.29695 | 0.62209 | 0.64581 |  | 0.40158 | 0.49233 | 0.14963 | 0.29884 | 0.76422
2696 | 2004-04-22 | 08:00 | 0.15374 | 0.56535 | 0.4226 | 0.17757 | 0.28043 | 0.54549 | 0.57833 |  | 0.38582 | 0.44822 | 0.15034 | 0.33341 | 0.74402
2697 | 2004-04-22 | 09:00 | 0.13008 | 0.56308 | 0.37961 | 0.20596 | 0.2473 | 0.5298 | 0.50402 |  | 0.38245 | 0.42812 | 0.14382 | 0.36985 | 0.73973
2698 | 2004-04-22 | 10:00 | 0.14752 | 0.5085 | 0.33172 | 0.24359 | 0.23087 | 0.43777 | 0.46324 |  | 0.40091 | 0.37988 | 0.13809 | 0.35978 | 0.71964
2699 | 2004-04-22 | 11:00 | 0.17305 | 0.41361 | 0.26136 | 0.29972 | 0.22354 | 0.35021 | 0.44229 |  | 0.37639 | 0.32859 | 0.13642 | 0.35841 | 0.72939
2700 | 2004-04-22 | 12:00 | 0.24271 | 0.34638 | 0.14916 | 0.34346 | 0.20822 | 0.31261 | 0.49155 |  | 0.28617 | 0.27187 | 0.13087 | 0.34917 | 0.71899
2701 | 2004-04-22 | 13:00 | 0.2586 | 0.31098 | 0.1027 | 0.35666 | 0.20163 | 0.30128 | 0.46876 |  | 0.31016 | 0.22379 | 0.12878 | 0.34641 | 0.70509
2702 | 2004-04-22 | 14:00 | 0.1834 | 0.28613 | 0.11416 | 0.36979 | 0.1971 | 0.3235 | 0.45014 |  | 0.41371 | 0.21049 | 0.12714 | 0.3552 | 0.69086
2703 | 2004-04-22 | 15:00 | 0.14091 | 0.25727 | 0.10948 | 0.36214 | 0.20208 | 0.36378 | 0.47489 |  | 0.45756 | 0.20145 | 0.124 | 0.33075 | 0.68107
2704 | 2004-04-22 | 16:00 | 0.15086 | 0.25253 | 0.095836 | 0.33237 | 0.20115 | 0.36247 | 0.46982 |  | 0.48765 | 0.17494 | 0.12322 | 0.32375 | 0.69584
2705 | 2004-04-22 | 17:00 | 0.18329 | 0.39106 | 0.10971 | 0.25798 | 0.17676 | 0.3525 | 0.51972 |  | 0.5028 | 0.16883 | 0.11205 | 0.33457 | 0.62182
2706 | 2004-04-22 | 18:00 | 0.21777 | 0.48115 | 0.11052 | 0.24095 | 0.1546 | 0.25972 | 0.56687 |  | 0.51495 | 0.17172 | 0.1129 | 0.3739 | 0.44991
2707 | 2004-04-22 | 19:00 | 0.24455 | 0.58522 | 0.11231 | 0.27591 | 0.14847 | 0.16538 | 0.56929 |  | 0.49277 | 0.17383 | 0.13732 | 0.42307 | 0.37793
2708 | 2004-04-22 | 20:00 | 0.34552 | 0.53716 | 0.13365 | 0.28069 | 0.1479 | 0.12523 | 0.57103 |  | 0.51362 | 0.21374 | 0.17297 | 0.47553 | 0.47936
2709 | 2004-04-22 | 21:00 | 0.44343 | 0.4615 | 0.18009 | 0.33118 | 0.14762 | 0.12526 | 0.54529 |  | 0.52729 | 0.27779 | 0.20933 | 0.53396 | 0.53518
2710 | 2004-04-22 | 22:00 | 0.47996 | 0.47363 | 0.19067 | 0.40052 | 0.14517 | 0.14411 | 0.49346 |  | 0.52261 | 0.33902 | 0.23444 | 0.55527 | 0.58371
2711 | 2004-04-22 | 23:00 | 0.48325 | 0.48946 | 0.21701 | 0.43383 | 0.14201 | 0.14346 | 0.46642 |  | 0.5282 | 0.42349 | 0.24735 | 0.58315 | 0.61291
2712 | 2004-04-23 | 00:00 | 0.5145 | 0.48008 | 0.23555 | 0.44524 | 0.13669 | 0.15109 | 0.46382 |  | 0.43021 | 0.51345 | 0.26835 | 0.59128 | 0.62518
2713 | 2004-04-23 | 01:00 | 0.49542 | 0.46636 | 0.22374 | 0.55803 | 0.14953 | 0.12648 | 0.45781 |  | 0.41459 | 0.60155 | 0.29176 | 0.57358 | 0.63196
2714 | 2004-04-23 | 02:00 | 0.39421 | 0.42107 | 0.22072 | 0.5599 | 0.15268 | 0.11484 | 0.43486 |  | 0.43394 | 0.61371 | 0.25993 | 0.55984 | 0.64098
2715 | 2004-04-23 | 03:00 | 0.32645 | 0.37462 | 0.23017 | 0.38272 | 0.15845 | 0.11938 | 0.43382 |  | 0.40123 | 0.57442 | 0.22902 | 0.53133 | 0.6683
2716 | 2004-04-23 | 04:00 | 0.25189 | 0.37944 | 0.20966 | 0.28053 | 0.16177 | 0.10082 | 0.34535 |  | 0.4203 | 0.60169 | 0.21459 | 0.55112 | 0.64127
2717 | 2004-04-23 | 05:00 | 0.19143 | 0.40515 | 0.21877 | 0.24206 | 0.1559 | 0.086068 | 0.27218 |  | 0.47864 | 0.56508 | 0.21129 | 0.56105 | 0.58208
2718 | 2004-04-23 | 06:00 | 0.18714 | 0.5595 | 0.23778 | 0.22296 | 0.16343 | 0.10195 | 0.24774 |  | 0.43355 | 0.52155 | 0.19735 | 0.54641 | 0.55256
2719 | 2004-04-23 | 07:00 | 0.20676 | 0.74832 | 0.26752 | 0.24556 | 0.17254 | 0.14967 | 0.20227 |  | 0.44247 | 0.54454 | 0.17637 | 0.51933 | 0.52765
2720 | 2004-04-23 | 08:00 | 0.22631 | 0.87851 | 0.29573 | 0.25681 | 0.17401 | 0.18458 | 0.18715 |  | 0.443 | 0.53543 | 0.15583 | 0.49451 | 0.52569
2721 | 2004-04-23 | 09:00 | 0.2244 | 0.9093 | 0.32226 | 0.22495 | 0.17989 | 0.22019 | 0.17304 |  | 0.43582 | 0.51284 | 0.13425 | 0.48318 | 0.54516
2722 | 2004-04-23 | 10:00 | 0.17246 | 0.8626 | 0.2739 | 0.19203 | 0.19101 | 0.21612 | 0.15096 |  | 0.40158 | 0.48587 | 0.11606 | 0.47029 | 0.55951
2723 | 2004-04-23 | 11:00 | 0.1277 | 0.65205 | 0.23099 | 0.16487 | 0.1846 | 0.20018 | 0.1297 |  | 0.37588 | 0.46862 | 0.11207 | 0.4597 | 0.56695
2724 | 2004-04-23 | 12:00 | 0.093953 | 0.5831 | 0.24054 | 0.13348 | 0.17756 | 0.16279 | 0.16048 |  | 0.26791 | 0.41325 | 0.11094 | 0.45695 | 0.54151
2725 | 2004-04-23 | 13:00 | 0.092784 | 0.76155 | 0.23459 | 0.16478 | 0.196 | 0.14119 | 0.16331 |  | 0.25576 | 0.40993 | 0.11111 | 0.46051 | 0.46417
2726 | 2004-04-23 | 14:00 | 0.086891 | 0.54104 | 0.16911 | 0.14087 | 0.17493 | 0.087067 | 0.10844 |  | 0.32501 | 0.42331 | 0.11492 | 0.44284 | 0.42034
2727 | 2004-04-23 | 15:00 | 0.071405 | 0.39277 | 0.14124 | 0.096266 | 0.1218 | 0.067786 | 0.088206 |  | 0.40312 | 0.44829 | 0.11759 | 0.39944 | 0.36772
2728 | 2004-04-23 | 16:00 | 0.065167 | 0.34803 | 0.1339 | 0.092162 | 0.09805 | 0.061946 | 0.078341 |  | 0.42285 | 0.42888 | 0.11969 | 0.35389 | 0.32901
2729 | 2004-04-23 | 17:00 | 0.067561 | 0.35292 | 0.12617 | 0.087744 | 0.1044 | 0.055023 | 0.058981 |  | 0.43384 | 0.37577 | 0.11581 | 0.37832 | 0.29812
2730 | 2004-04-23 | 18:00 | 0.075432 | 0.52537 | 0.12032 | 0.091501 | 0.12149 | 0.050421 | 0.053461 |  | 0.43247 | 0.42311 | 0.12335 | 0.39625 | 0.25842
2731 | 2004-04-23 | 19:00 | 0.076309 | 0.72255 | 0.10362 | 0.11317 | 0.14791 | 0.049228 | 0.055224 |  | 0.41507 | 0.4696 | 0.13867 | 0.40504 | 0.337
2732 | 2004-04-23 | 20:00 | 0.082654 | 0.67721 | 0.10727 | 0.13052 | 0.15795 | 0.046206 | 0.05203 |  | 0.43219 | 0.48265 | 0.15203 | 0.40422 | 0.42527
2733 | 2004-04-23 | 21:00 | 0.094722 | 0.60268 | 0.11572 | 0.15107 | 0.16502 | 0.048448 | 0.047831 |  | 0.44036 | 0.49586 | 0.17173 | 0.40554 | 0.42142
2734 | 2004-04-23 | 22:00 | 0.10079 | 0.59443 | 0.18297 | 0.17459 | 0.16422 | 0.0516 | 0.050229 |  | 0.45717 | 0.53973 | 0.19833 | 0.40806 | 0.35769
2735 | 2004-04-23 | 23:00 | 0.10328 | 0.58533 | 0.205 | 0.19204 | 0.17721 | 0.053268 | 0.060384 |  | 0.44352 | 0.55961 | 0.21533 | 0.4036 | 0.30175
2736 | 2004-04-24 | 00:00 | 0.11159 | 0.66319 | 0.29114 | 0.2127 | 0.22794 | 0.094301 | 0.12674 |  | 0.39715 | 0.57194 | 0.23424 | 0.41102 | 0.24712
2737 | 2004-04-24 | 01:00 | 0.14892 | 0.75282 | 0.24896 | 0.19899 | 0.25981 | 0.11275 | 0.13306 |  | 0.38743 | 0.60362 | 0.20001 | 0.42868 | 0.25804
2738 | 2004-04-24 | 02:00 | 0.17361 | 0.56698 | 0.184 | 0.22709 | 0.27194 | 0.14534 | 0.10418 |  | 0.43667 | 0.53237 | 0.27687 | 0.41174 | 0.2834
2739 | 2004-04-24 | 03:00 | 0.17845 | 0.48201 | 0.15156 | 0.22925 | 0.25598 | 0.21985 | 0.13212 |  | 0.44646 | 0.41562 | 0.30268 | 0.39284 | 0.33058
2740 | 2004-04-24 | 04:00 | 0.20267 | 0.45755 | 0.14696 | 0.2093 | 0.25317 | 0.25991 | 0.16633 |  | 0.44715 | 0.36936 | 0.26539 | 0.39708 | 0.39292
2741 | 2004-04-24 | 05:00 | 0.2365 | 0.41617 | 0.14311 | 0.21839 | 0.27515 | 0.25646 | 0.16687 |  | 0.43193 | 0.30205 | 0.26358 | 0.36173 | 0.42003
2742 | 2004-04-24 | 06:00 | 0.22846 | 0.47684 | 0.1727 | 0.22902 | 0.28837 | 0.31536 | 0.17144 |  | 0.41296 | 0.26306 | 0.27836 | 0.3505 | 0.36034
2743 | 2004-04-24 | 07:00 | 0.18831 | 0.51849 | 0.17988 | 0.23261 | 0.2803 | 0.35297 | 0.19337 |  | 0.37322 | 0.2425 | 0.30742 | 0.31143 | 0.30731
2744 | 2004-04-24 | 08:00 | 0.18128 | 0.65705 | 0.19478 | 0.25907 | 0.30735 | 0.38053 | 0.24082 |  | 0.34023 | 0.26504 | 0.32674 | 0.32351 | 0.28419
2745 | 2004-04-24 | 09:00 | 0.24203 | 0.7477 | 0.2315 | 0.31803 | 0.35395 | 0.41715 | 0.25115 |  | 0.33512 | 0.31735 | 0.34461 | 0.30007 | 0.30991
2746 | 2004-04-24 | 10:00 | 0.28948 | 0.67292 | 0.24118 | 0.37215 | 0.36568 | 0.4497 | 0.26771 |  | 0.3085 | 0.32359 | 0.37405 | 0.26278 | 0.25463
2747 | 2004-04-24 | 11:00 | 0.29664 | 0.49805 | 0.21291 | 0.4064 | 0.39676 | 0.41827 | 0.27504 |  | 0.27942 | 0.33251 | 0.3764 | 0.23094 | 0.19431
2748 | 2004-04-24 | 12:00 | 0.33445 | 0.36074 | 0.16332 | 0.4365 | 0.41052 | 0.49206 | 0.3629 |  | 0.19707 | 0.30878 | 0.39028 | 0.19767 | 0.16545
2749 | 2004-04-24 | 13:00 | 0.33063 | 0.24256 | 0.13009 | 0.5303 | 0.39987 | 0.51174 | 0.44144 |  | 0.16551 | 0.30391 | 0.39722 | 0.17042 | 0.16234
2750 | 2004-04-24 | 14:00 | 0.28745 | 0.20789 | 0.18317 | 0.56777 | 0.38308 | 0.55193 | 0.56443 |  | 0.15478 | 0.2625 | 0.38748 | 0.14895 | 0.16788
2751 | 2004-04-24 | 15:00 | 0.26885 | 0.16198 | 0.33608 | 0.53283 | 0.39094 | 0.61987 | 0.69196 |  | 0.16593 | 0.19979 | 0.38391 | 0.1223 | 0.16448
2752 | 2004-04-24 | 16:00 | 0.27021 | 0.41792 | 0.42768 | 0.57224 | 0.40642 | 0.5929 | 0.75367 |  | 0.17166 | 0.21177 | 0.33898 | 0.086021 | 0.14558
2753 | 2004-04-24 | 17:00 | 0.26924 | 0.39569 | 0.45435 | 0.59077 | 0.4095 | 0.51748 | 0.75599 |  | 0.17565 | 0.2859 | 0.29903 | 0.082817 | 0.11413
2754 | 2004-04-24 | 18:00 | 0.29681 | 0.33459 | 0.45025 | 0.57196 | 0.42103 | 0.46946 | 0.82884 |  | 0.19541 | 0.35546 | 0.30618 | 0.10548 | 0.09612
2755 | 2004-04-24 | 19:00 | 0.32539 | 0.40669 | 0.41531 | 0.62452 | 0.46501 | 0.41889 | 0.84458 |  | 0.20778 | 0.40238 | 0.30169 | 0.14941 | 0.09943
2756 | 2004-04-24 | 20:00 | 0.37341 | 0.43402 | 0.37715 | 0.66887 | 0.48161 | 0.38484 | 0.83477 |  | 0.25566 | 0.44522 | 0.29068 | 0.18729 | 0.095169
2757 | 2004-04-24 | 21:00 | 0.44709 | 0.45846 | 0.35928 | 0.71196 | 0.4667 | 0.3634 | 0.82445 |  | 0.29876 | 0.4827 | 0.29169 | 0.20591 | 0.078684
2758 | 2004-04-24 | 22:00 | 0.4703 | 0.42752 | 0.31612 | 0.76875 | 0.46294 | 0.32225 | 0.82112 |  | 0.31401 | 0.44968 | 0.28525 | 0.24073 | 0.068222
2759 | 2004-04-24 | 23:00 | 0.4964 | 0.37544 | 0.28236 | 0.79204 | 0.4728 | 0.28338 | 0.80933 |  | 0.32373 | 0.39124 | 0.28006 | 0.26687 | 0.05551
2760 | 2004-04-25 | 00:00 | 0.6016 | 0.32353 | 0.26173 | 0.79556 | 0.50718 | 0.31368 | 0.80278 |  | 0.28207 | 0.35241 | 0.28054 | 0.28353 | 0.039568
2761 | 2004-04-25 | 01:00 | 0.64694 | 0.32363 | 0.29454 | 0.84423 | 0.55409 | 0.32309 | 0.78662 |  | 0.28619 | 0.30878 | 0.27521 | 0.30981 | 0.032901
2762 | 2004-04-25 | 02:00 | 0.60949 | 0.36089 | 0.31299 | 0.85222 | 0.56301 | 0.30026 | 0.78171 |  | 0.29595 | 0.29493 | 0.26823 | 0.26913 | 0.033988
2763 | 2004-04-25 | 03:00 | 0.58663 | 0.40284 | 0.30852 | 0.80848 | 0.51889 | 0.24311 | 0.75492 |  | 0.29795 | 0.2744 | 0.22825 | 0.23611 | 0.029297
2764 | 2004-04-25 | 04:00 | 0.62782 | 0.44955 | 0.34617 | 0.77066 | 0.46585 | 0.23432 | 0.68855 |  | 0.36038 | 0.23079 | 0.19414 | 0.2303 | 0.025171
2765 | 2004-04-25 | 05:00 | 0.66915 | 0.48196 | 0.374 | 0.7448 | 0.41267 | 0.27315 | 0.60917 |  | 0.42367 | 0.21987 | 0.17197 | 0.2541 | 0.039642
2766 | 2004-04-25 | 06:00 | 0.72636 | 0.34793 | 0.35459 | 0.71225 | 0.37888 | 0.36532 | 0.49612 |  | 0.44533 | 0.23828 | 0.15502 | 0.28565 | 0.067458
2767 | 2004-04-25 | 07:00 | 0.74454 | 0.33413 | 0.39815 | 0.70759 | 0.42031 | 0.41821 | 0.34855 |  | 0.44241 | 0.27054 | 0.12924 | 0.29314 | 0.066845
2768 | 2004-04-25 | 08:00 | 0.75402 | 0.45195 | 0.44999 | 0.66697 | 0.43487 | 0.49321 | 0.23369 |  | 0.42234 | 0.29162 | 0.10766 | 0.2857 | 0.062315
2769 | 2004-04-25 | 09:00 | 0.7598 | 0.29506 | 0.51055 | 0.61032 | 0.43273 | 0.60901 | 0.18529 |  | 0.41667 | 0.31252 | 0.090288 | 0.28061 | 0.062597
2770 | 2004-04-25 | 10:00 | 0.73121 | 0.18955 | 0.56511 | 0.60553 | 0.41535 | 0.65978 | 0.15965 |  | 0.38666 | 0.31386 | 0.075082 | 0.28031 | 0.060908
2771 | 2004-04-25 | 11:00 | 0.67726 | 0.13789 | 0.52981 | 0.56123 | 0.38636 | 0.63969 | 0.12151 |  | 0.34479 | 0.28483 | 0.071573 | 0.31803 | 0.053942
2772 | 2004-04-25 | 12:00 | 0.66212 | 0.10208 | 0.44133 | 0.51884 | 0.40534 | 0.63659 | 0.082394 |  | 0.30803 | 0.27075 | 0.074507 | 0.33918 | 0.045459
2773 | 2004-04-25 | 13:00 | 0.70844 | 0.084796 | 0.37764 | 0.50182 | 0.41254 | 0.61243 | 0.065159 |  | 0.3106 | 0.28343 | 0.080716 | 0.35385 | 0.042141
2774 | 2004-04-25 | 14:00 | 0.74464 | 0.12414 | 0.35231 | 0.63438 | 0.44807 | 0.56066 | 0.052001 |  | 0.33672 | 0.28781 | 0.085347 | 0.36421 | 0.042982
2775 | 2004-04-25 | 15:00 | 0.76778 | 0.18578 | 0.39967 | 0.68471 | 0.45387 | 0.55415 | 0.033797 |  | 0.35564 | 0.22761 | 0.090869 | 0.32372 | 0.049745
2776 | 2004-04-25 | 16:00 | 0.77552 | 0.080177 | 0.42732 | 0.72879 | 0.43107 | 0.58154 | 0.02507 |  | 0.36123 | 0.20132 | 0.09023 | 0.32501 | 0.065075
2777 | 2004-04-25 | 17:00 | 0.78151 | 0.070784 | 0.43944 | 0.78043 | 0.42994 | 0.60239 | 0.025366 |  | 0.35497 | 0.2102 | 0.078004 | 0.36858 | 0.08342
2778 | 2004-04-25 | 18:00 | 0.79563 | 0.07968 | 0.54419 | 0.79368 | 0.45351 | 0.66579 | 0.033547 |  | 0.33058 | 0.24135 | 0.095819 | 0.3678 | 0.086299
2779 | 2004-04-25 | 19:00 | 0.81203 | 0.23753 | 0.6129 | 0.78691 | 0.51701 | 0.72588 | 0.061412 |  | 0.34107 | 0.26266 | 0.11871 | 0.33656 | 0.071974
2780 | 2004-04-25 | 20:00 | 0.82435 | 0.20615 | 0.70387 | 0.79003 | 0.58242 | 0.81456 | 0.11161 |  | 0.409 | 0.28412 | 0.14415 | 0.30964 | 0.090894
2781 | 2004-04-25 | 21:00 | 0.82825 | 0.14562 | 0.69653 | 0.77794 | 0.60733 | 0.86216 | 0.19299 |  | 0.44786 | 0.33324 | 0.17111 | 0.29606 | 0.10982
2782 | 2004-04-25 | 22:00 | 0.82117 | 0.13983 | 0.65379 | 0.74665 | 0.61914 | 0.86282 | 0.25107 |  | 0.51003 | 0.36074 | 0.19105 | 0.28429 | 0.1282
2783 | 2004-04-25 | 23:00 | 0.81411 | 0.11343 | 0.66325 | 0.68761 | 0.59672 | 0.8582 | 0.33354 |  | 0.58947 | 0.37066 | 0.20101 | 0.27358 | 0.12657
2784 | 2004-04-26 | 00:00 | 0.81439 | 0.12394 | 0.65667 | 0.61812 | 0.61299 | 0.84325 | 0.32268 |  | 0.53312 | 0.39826 | 0.20362 | 0.26309 | 0.13069
2785 | 2004-04-26 | 01:00 | 0.81213 | 0.12359 | 0.63643 | 0.54607 | 0.63111 | 0.81096 | 0.34679 |  | 0.50616 | 0.38253 | 0.19715 | 0.25308 | 0.11989
2786 | 2004-04-26 | 02:00 | 0.79052 | 0.1575 | 0.58623 | 0.49025 | 0.63444 | 0.78893 | 0.39442 |  | 0.51867 | 0.34058 | 0.19073 | 0.22286 | 0.099137
2787 | 2004-04-26 | 03:00 | 0.76045 | 0.18515 | 0.54058 | 0.42275 | 0.55446 | 0.7893 | 0.41441 |  | 0.50197 | 0.29372 | 0.17288 | 0.19098 | 0.080493
2788 | 2004-04-26 | 04:00 | 0.74112 | 0.24549 | 0.51301 | 0.40199 | 0.4615 | 0.75602 | 0.42146 |  | 0.49844 | 0.24828 | 0.13584 | 0.18422 | 0.072005
2789 | 2004-04-26 | 05:00 | 0.64692 | 0.35871 | 0.50536 | 0.46262 | 0.45181 | 0.75485 | 0.43045 |  | 0.37777 | 0.22895 | 0.11138 | 0.18409 | 0.080573
2790 | 2004-04-26 | 06:00 | 0.51313 | 0.32996 | 0.49598 | 0.46275 | 0.48568 | 0.76763 | 0.43082 |  | 0.34995 | 0.23496 | 0.094861 | 0.16929 | 0.064053
2791 | 2004-04-26 | 07:00 | 0.41994 | 0.37661 | 0.49794 | 0.44394 | 0.51191 | 0.77804 | 0.39581 |  | 0.37391 | 0.25215 | 0.073815 | 0.14025 | 0.042214
2792 | 2004-04-26 | 08:00 | 0.31965 | 0.43304 | 0.49174 | 0.43696 | 0.53803 | 0.72473 | 0.35936 |  | 0.32912 | 0.27826 | 0.058092 | 0.096096 | 0.023204
2793 | 2004-04-26 | 09:00 | 0.21765 | 0.44998 | 0.47894 | 0.41674 | 0.53171 | 0.64562 | 0.32207 |  | 0.31483 | 0.30987 | 0.050257 | 0.071705 | 0.024185
2794 | 2004-04-26 | 10:00 | 0.15032 | 0.43226 | 0.42041 | 0.36248 | 0.50601 | 0.55915 | 0.30658 |  | 0.29782 | 0.30556 | 0.048175 | 0.076552 | 0.02871
2795 | 2004-04-26 | 11:00 | 0.12117 | 0.38502 | 0.32612 | 0.33015 | 0.47778 | 0.48878 | 0.30981 |  | 0.25626 | 0.31788 | 0.052527 | 0.085797 | 0.04203
2796 | 2004-04-26 | 12:00 | 0.11194 | 0.41115 | 0.31973 | 0.3154 | 0.44781 | 0.5483 | 0.38798 |  | 0.16462 | 0.32528 | 0.06192 | 0.092816 | 0.049826
2797 | 2004-04-26 | 13:00 | 0.11313 | 0.43868 | 0.2869 | 0.38024 | 0.40829 | 0.49315 | 0.37578 |  | 0.16946 | 0.31569 | 0.068167 | 0.10093 | 0.073773
2798 | 2004-04-26 | 14:00 | 0.13097 | 0.46607 | 0.2649 | 0.39852 | 0.39179 | 0.42212 | 0.36265 |  | 0.21353 | 0.27914 | 0.070271 | 0.1104 | 0.098312
2799 | 2004-04-26 | 15:00 | 0.22108 | 0.47535 | 0.30554 | 0.39054 | 0.41309 | 0.47313 | 0.31287 |  | 0.24264 | 0.19627 | 0.069731 | 0.11013 | 0.13683
2800 | 2004-04-26 | 16:00 | 0.40992 | 0.54354 | 0.30122 | 0.41881 | 0.4741 | 0.53453 | 0.24757 |  | 0.32848 | 0.16315 | 0.067102 | 0.080704 | 0.17238
2801 | 2004-04-26 | 17:00 | 0.53618 | 0.56125 | 0.25006 | 0.59427 | 0.57946 | 0.54659 | 0.19243 |  | 0.38765 | 0.16882 | 0.057374 | 0.097806 | 0.18541
2802 | 2004-04-26 | 18:00 | 0.59394 | 0.52158 | 0.27424 | 0.72873 | 0.68341 | 0.53556 | 0.14157 |  | 0.39269 | 0.20692 | 0.049471 | 0.12453 | 0.18826
2803 | 2004-04-26 | 19:00 | 0.66683 | 0.59259 | 0.28035 | 0.78947 | 0.73761 | 0.52207 | 0.10324 |  | 0.44068 | 0.26507 | 0.055621 | 0.14668 | 0.17756
2804 | 2004-04-26 | 20:00 | 0.71542 | 0.3104 | 0.26566 | 0.81449 | 0.76222 | 0.51846 | 0.093944 |  | 0.51494 | 0.32953 | 0.070443 | 0.1644 | 0.22095
2805 | 2004-04-26 | 21:00 | 0.73469 | 0.75941 | 0.21052 | 0.83226 | 0.75046 | 0.47519 | 0.099468 |  | 0.55624 | 0.35997 | 0.085827 | 0.17965 | 0.2458
2806 | 2004-04-26 | 22:00 | 0.69857 | 0.29392 | 0.17865 | 0.83841 | 0.71222 | 0.39349 | 0.086351 |  | 0.53889 | 0.37952 | 0.10203 | 0.18449 | 0.30169
2807 | 2004-04-26 | 23:00 | 0.6746 | 0.38237 | 0.16852 | 0.82656 | 0.69238 | 0.33662 | 0.084169 |  | 0.56224 | 0.3821 | 0.11591 | 0.17976 | 0.33991
2808 | 2004-04-27 | 00:00 | 0.68137 | 0.4684 | 0.17771 | 0.81682 | 0.68391 | 0.34445 | 0.089463 |  | 0.56141 | 0.36873 | 0.12826 | 0.14462 | 0.31399
2809 | 2004-04-27 | 01:00 | 0.62767 | 0.47924 | 0.16607 | 0.79384 | 0.66504 | 0.35066 | 0.12182 |  | 0.54323 | 0.33987 | 0.080179 | 0.12056 | 0.25138
2810 | 2004-04-27 | 02:00 | 0.49535 | 0.53372 | 0.17684 | 0.76099 | 0.61554 | 0.43644 | 0.14975 |  | 0.55835 | 0.31106 | 0.10755 | 0.11782 | 0.18973
2811 | 2004-04-27 | 03:00 | 0.40879 | 0.58076 | 0.2481 | 0.64902 | 0.54337 | 0.46313 | 0.14858 |  | 0.56701 | 0.27094 | 0.26397 | 0.11787 | 0.1918
2812 | 2004-04-27 | 04:00 | 0.36218 | 0.7234 | 0.34064 | 0.56413 | 0.47771 | 0.47263 | 0.16346 |  | 0.48677 | 0.25045 | 0.39331 | 0.15579 | 0.16536
2813 | 2004-04-27 | 05:00 | 0.33334 | 0.54948 | 0.27584 | 0.52822 | 0.41795 | 0.46072 | 0.15134 |  | 0.48059 | 0.26527 | 0.47769 | 0.1937 | 0.1374
2814 | 2004-04-27 | 06:00 | 0.3527 | 0.685 | 0.23475 | 0.48977 | 0.39181 | 0.43186 | 0.12479 |  | 0.43399 | 0.35454 | 0.48735 | 0.22704 | 0.10937
2815 | 2004-04-27 | 07:00 | 0.33405 | 0.62723 | 0.22987 | 0.47305 | 0.39977 | 0.42341 | 0.11251 |  | 0.45377 | 0.49157 | 0.46634 | 0.26101 | 0.10935
2816 | 2004-04-27 | 08:00 | 0.29753 | 0.70553 | 0.23335 | 0.45382 | 0.40643 | 0.42079 | 0.090317 |  | 0.42402 | 0.62663 | 0.45823 | 0.26759 | 0.12044
2817 | 2004-04-27 | 09:00 | 0.27938 | 0.69846 | 0.22228 | 0.42136 | 0.41583 | 0.41887 | 0.058199 |  | 0.34722 | 0.68589 | 0.48224 | 0.2824 | 0.10794
2818 | 2004-04-27 | 10:00 | 0.2516 | 0.75612 | 0.19678 | 0.40503 | 0.43669 | 0.41504 | 0.063107 |  | 0.29286 | 0.71118 | 0.50459 | 0.28148 | 0.097306
2819 | 2004-04-27 | 11:00 | 0.24274 | 0.76484 | 0.14672 | 0.36652 | 0.46815 | 0.37173 | 0.073486 |  | 0.22379 | 0.74475 | 0.49511 | 0.29995 | 0.12139
2820 | 2004-04-27 | 12:00 | 0.29055 | 0.83969 | 0.10981 | 0.31473 | 0.48134 | 0.36432 | 0.067801 |  | 0.12825 | 0.75696 | 0.46986 | 0.32677 | 0.12095
2821 | 2004-04-27 | 13:00 | 0.43241 | 0.51532 | 0.06107 | 0.23748 | 0.45393 | 0.31023 | 0.051252 |  | 0.10394 | 0.66699 | 0.46637 | 0.33916 | 0.083176
2822 | 2004-04-27 | 14:00 | 0.55129 | 0.37433 | 0.060233 | 0.22621 | 0.44191 | 0.37149 | 0.055539 |  | 0.16713 | 0.60259 | 0.49235 | 0.37077 | 0.06352
2823 | 2004-04-27 | 15:00 | 0.61087 | 0.23601 | 0.13962 | 0.23215 | 0.45987 | 0.48875 | 0.0869 |  | 0.31098 | 0.54641 | 0.52244 | 0.36486 | 0.06782
2824 | 2004-04-27 | 16:00 | 0.64133 | 0.072024 | 0.17706 | 0.24855 | 0.49876 | 0.46818 | 0.11326 |  | 0.41301 | 0.58455 | 0.53777 | 0.2892 | 0.081057
2825 | 2004-04-27 | 17:00 | 0.64944 | 0.068924 | 0.26908 | 0.28769 | 0.51006 | 0.47741 | 0.15707 |  | 0.47094 | 0.64645 | 0.52698 | 0.25783 | 0.0877
2826 | 2004-04-27 | 18:00 | 0.58384 | 0.10856 | 0.36212 | 0.31226 | 0.527 | 0.47024 | 0.21346 |  | 0.50405 | 0.6699 | 0.5186 | 0.25726 | 0.09199
2827 | 2004-04-27 | 19:00 | 0.51487 | 0.19695 | 0.38429 | 0.2311 | 0.57223 | 0.49578 | 0.23854 |  | 0.5278 | 0.69434 | 0.56186 | 0.24108 | 0.12246
2828 | 2004-04-27 | 20:00 | 0.48516 | 0.41822 | 0.40325 | 0.13777 | 0.64798 | 0.54776 | 0.22625 |  | 0.59835 | 0.71434 | 0.58693 | 0.24152 | 0.15859
2829 | 2004-04-27 | 21:00 | 0.43953 | 0.42351 | 0.52839 | 0.10229 | 0.70367 | 0.64404 | 0.20714 |  | 0.64429 | 0.70427 | 0.62304 | 0.2559 | 0.17029
2830 | 2004-04-27 | 22:00 | 0.33725 | 0.42267 | 0.54167 | 0.093958 | 0.74832 | 0.68177 | 0.21387 |  | 0.6289 | 0.70679 | 0.67201 | 0.267 | 0.16468
2831 | 2004-04-27 | 23:00 | 0.27423 | 0.45948 | 0.57717 | 0.11275 | 0.78964 | 0.69943 | 0.24223 |  | 0.54649 | 0.74089 | 0.70566 | 0.27101 | 0.15872
2832 | 2004-04-28 | 00:00 | 0.23258 | 0.48703 | 0.61752 | 0.16493 | 0.7993 | 0.65716 | 0.28711 |  | 0.4961 | 0.75689 | 0.7409 | 0.28216 | 0.15266
2833 | 2004-04-28 | 01:00 | 0.18126 | 0.47016 | 0.61846 | 0.21576 | 0.7449 | 0.68005 | 0.30206 |  | 0.54207 | 0.73621 | 0.7639 | 0.3002 | 0.16008
2834 | 2004-04-28 | 02:00 | 0.14168 | 0.45536 | 0.51647 | 0.26793 | 0.7232 | 0.70196 | 0.3293 |  | 0.56346 | 0.7222 | 0.73677 | 0.28717 | 0.18934
2835 | 2004-04-28 | 03:00 | 0.12604 | 0.44575 | 0.44651 | 0.38241 | 0.73654 | 0.70806 | 0.33239 |  | 0.52502 | 0.72882 | 0.64874 | 0.32118 | 0.19551
2836 | 2004-04-28 | 04:00 | 0.11489 | 0.43176 | 0.43366 | 0.53863 | 0.80599 | 0.6719 | 0.36477 |  | 0.54472 | 0.77362 | 0.59255 | 0.41516 | 0.17039
2837 | 2004-04-28 | 05:00 | 0.16369 | 0.41437 | 0.43148 | 0.67169 | 0.87085 | 0.54049 | 0.39242 |  | 0.50626 | 0.82855 | 0.61874 | 0.55686 | 0.15706
2838 | 2004-04-28 | 06:00 | 0.26527 | 0.38937 | 0.43923 | 0.7789 | 0.89199 | 0.54099 | 0.35823 |  | 0.44159 | 0.86174 | 0.62204 | 0.63104 | 0.18226
2839 | 2004-04-28 | 07:00 | 0.38785 | 0.37789 | 0.42196 | 0.8662 | 0.90125 | 0.56361 | 0.35354 |  | 0.35414 | 0.86661 | 0.64245 | 0.68781 | 0.22101
2840 | 2004-04-28 | 08:00 | 0.4899 | 0.42106 | 0.38332 | 0.90024 | 0.89914 | 0.54846 | 0.37932 |  | 0.242 | 0.86375 | 0.65578 | 0.70426 | 0.22277
2841 | 2004-04-28 | 09:00 | 0.56279 | 0.36193 | 0.34469 | 0.91416 | 0.88272 | 0.50913 | 0.38365 |  | 0.16002 | 0.85813 | 0.63987 | 0.68757 | 0.22403
2842 | 2004-04-28 | 10:00 | 0.59424 | 0.32491 | 0.27939 | 0.92045 | 0.86646 | 0.47826 | 0.41277 |  | 0.13556 | 0.85542 | 0.62153 | 0.67762 | 0.27199
2843 | 2004-04-28 | 11:00 | 0.64921 | 0.38347 | 0.21829 | 0.91877 | 0.82221 | 0.43135 | 0.43601 |  | 0.18229 | 0.84884 | 0.61825 | 0.67565 | 0.32621
2844 | 2004-04-28 | 12:00 | 0.69903 | 0.44076 | 0.1865 | 0.91111 | 0.7581 | 0.3332 | 0.37615 |  | 0.24405 | 0.84502 | 0.56378 | 0.67815 | 0.35234
2845 | 2004-04-28 | 13:00 | 0.71704 | 0.44809 | 0.16352 | 0.90592 | 0.74784 | 0.28866 | 0.40828 |  | 0.25039 | 0.83538 | 0.54749 | 0.67212 | 0.36912
2846 | 2004-04-28 | 14:00 | 0.72858 | 0.41703 | 0.19638 | 0.89754 | 0.75504 | 0.31531 | 0.5118 |  | 0.18156 | 0.81966 | 0.52129 | 0.67301 | 0.36908
2847 | 2004-04-28 | 15:00 | 0.78289 | 0.32828 | 0.25335 | 0.88848 | 0.73114 | 0.37822 | 0.5741 |  | 0.13677 | 0.80719 | 0.49222 | 0.63442 | 0.38277
2848 | 2004-04-28 | 16:00 | 0.81111 | 0.42984 | 0.28918 | 0.88572 | 0.70969 | 0.44298 | 0.59769 |  | 0.11561 | 0.7938 | 0.4674 | 0.50674 | 0.41366
2849 | 2004-04-28 | 17:00 | 0.82807 | 0.44615 | 0.31595 | 0.89085 | 0.67852 | 0.47004 | 0.63948 |  | 0.096777 | 0.80601 | 0.45119 | 0.42293 | 0.43865
2850 | 2004-04-28 | 18:00 | 0.83477 | 0.44409 | 0.26851 | 0.89487 | 0.65002 | 0.39988 | 0.6658 |  | 0.079394 | 0.81888 | 0.42252 | 0.39585 | 0.41179
2851 | 2004-04-28 | 19:00 | 0.83314 | 0.44176 | 0.19927 | 0.89694 | 0.63184 | 0.32144 | 0.61708 |  | 0.10221 | 0.82322 | 0.42353 | 0.38038 | 0.42466
2852 | 2004-04-28 | 20:00 | 0.83908 | 0.44906 | 0.16961 | 0.90058 | 0.61902 | 0.26987 | 0.61689 |  | 0.12715 | 0.82808 | 0.48288 | 0.37192 | 0.43346
2853 | 2004-04-28 | 21:00 | 0.84005 | 0.48136 | 0.14622 | 0.90498 | 0.6143 | 0.23869 | 0.56508 |  | 0.13191 | 0.83493 | 0.52011 | 0.39969 | 0.48961
2854 | 2004-04-28 | 22:00 | 0.84052 | 0.52644 | 0.10039 | 0.90862 | 0.61038 | 0.27007 | 0.46469 |  | 0.14273 | 0.84588 | 0.53839 | 0.42629 | 0.61838
2855 | 2004-04-28 | 23:00 | 0.84432 | 0.49256 | 0.091547 | 0.91229 | 0.62199 | 0.31315 | 0.39624 |  | 0.17482 | 0.84916 | 0.53143 | 0.43552 | 0.7373
2856 | 2004-04-29 | 00:00 | 0.84505 | 0.49662 | 0.17702 | 0.91248 | 0.64371 | 0.35918 | 0.34733 |  | 0.21924 | 0.85209 | 0.51356 | 0.45655 | 0.81129
2857 | 2004-04-29 | 01:00 | 0.85566 | 0.53059 | 0.3167 | 0.90722 | 0.6855 | 0.45213 | 0.3243 |  | 0.28856 | 0.85422 | 0.48949 | 0.48853 | 0.8683
2858 | 2004-04-29 | 02:00 | 0.86848 | 0.46909 | 0.48654 | 0.90373 | 0.68058 | 0.54567 | 0.31256 |  | 0.36401 | 0.85131 | 0.44966 | 0.53864 | 0.91111
2859 | 2004-04-29 | 03:00 | 0.8764 | 0.40629 | 0.50274 | 0.9034 | 0.67501 | 0.65185 | 0.36784 |  | 0.41474 | 0.84992 | 0.43861 | 0.54736 | 0.91474
2860 | 2004-04-29 | 04:00 | 0.88229 | 0.29458 | 0.51264 | 0.90268 | 0.7147 | 0.76963 | 0.39134 |  | 0.41269 | 0.8546 | 0.38807 | 0.57668 | 0.88626
2861 | 2004-04-29 | 05:00 | 0.87745 | 0.27403 | 0.50822 | 0.89797 | 0.72669 | 0.82946 | 0.45644 |  | 0.40459 | 0.85479 | 0.35703 | 0.58297 | 0.81227
2862 | 2004-04-29 | 06:00 | 0.8714 | 0.20119 | 0.51719 | 0.89473 | 0.717 | 0.84169 | 0.52242 |  | 0.41006 | 0.85262 | 0.33314 | 0.56516 | 0.82268
2863 | 2004-04-29 | 07:00 | 0.86 | 0.26213 | 0.5476 | 0.89296 | 0.70253 | 0.84631 | 0.48326 |  | 0.43589 | 0.85152 | 0.31381 | 0.55414 | 0.80824
2864 | 2004-04-29 | 08:00 | 0.84441 | 0.28083 | 0.55294 | 0.88684 | 0.68851 | 0.85573 | 0.47185 |  | 0.44826 | 0.84515 | 0.2976 | 0.53649 | 0.79311
2865 | 2004-04-29 | 09:00 | 0.81768 | 0.21367 | 0.54206 | 0.87815 | 0.64559 | 0.86006 | 0.49407 |  | 0.41476 | 0.83323 | 0.27539 | 0.52758 | 0.77775
2866 | 2004-04-29 | 10:00 | 0.76167 | 0.23216 | 0.49367 | 0.84635 | 0.58368 | 0.85342 | 0.54697 |  | 0.37094 | 0.82269 | 0.24725 | 0.51024 | 0.71843
2867 | 2004-04-29 | 11:00 | 0.70759 | 0.29758 | 0.44249 | 0.79644 | 0.49015 | 0.83941 | 0.56889 |  | 0.34222 | 0.80873 | 0.22458 | 0.50574 | 0.69431
2868 | 2004-04-29 | 12:00 | 0.74382 | 0.49909 | 0.40563 | 0.74829 | 0.40513 | 0.80992 | 0.56643 |  | 0.30302 | 0.76273 | 0.20636 | 0.46234 | 0.66183
2869 | 2004-04-29 | 13:00 | 0.74991 | 0.64513 | 0.34591 | 0.72686 | 0.42452 | 0.77603 | 0.53467 |  | 0.26325 | 0.71486 | 0.19207 | 0.43645 | 0.61393
2870 | 2004-04-29 | 14:00 | 0.73733 | 0.54252 | 0.25758 | 0.7131 | 0.41174 | 0.77763 | 0.50219 |  | 0.20894 | 0.67013 | 0.18132 | 0.41525 | 0.60276
2871 | 2004-04-29 | 15:00 | 0.721 | 0.44303 | 0.18358 | 0.70606 | 0.36301 | 0.73784 | 0.47837 |  | 0.1616 | 0.5511 | 0.17395 | 0.36659 | 0.59113
2872 | 2004-04-29 | 16:00 | 0.71521 | 0.38872 | 0.13344 | 0.68625 | 0.31384 | 0.71838 | 0.49152 |  | 0.15036 | 0.45065 | 0.1665 | 0.27992 | 0.52019
2873 | 2004-04-29 | 17:00 | 0.73385 | 0.40022 | 0.14679 | 0.68951 | 0.24885 | 0.71602 | 0.5057 |  | 0.17266 | 0.39021 | 0.15 | 0.26206 | 0.43681
2874 | 2004-04-29 | 18:00 | 0.71983 | 0.51212 | 0.1836 | 0.71339 | 0.18939 | 0.68876 | 0.53036 |  | 0.20633 | 0.35707 | 0.15842 | 0.24374 | 0.3691
2875 | 2004-04-29 | 19:00 | 0.69776 | 0.59605 | 0.19499 | 0.69327 | 0.16213 | 0.68657 | 0.59011 |  | 0.2071 | 0.30667 | 0.18422 | 0.24144 | 0.38662
2876 | 2004-04-29 | 20:00 | 0.67365 | 0.59575 | 0.19415 | 0.6839 | 0.1408 | 0.67724 | 0.64375 |  | 0.22894 | 0.29804 | 0.20367 | 0.26432 | 0.36866
2877 | 2004-04-29 | 21:00 | 0.66662 | 0.57771 | 0.20908 | 0.67761 | 0.14936 | 0.64536 | 0.65676 |  | 0.26806 | 0.31093 | 0.21953 | 0.29046 | 0.37521
2878 | 2004-04-29 | 22:00 | 0.65903 | 0.56391 | 0.27915 | 0.66782 | 0.14368 | 0.62233 | 0.67334 |  | 0.29009 | 0.30956 | 0.23804 | 0.3171 | 0.36953
2879 | 2004-04-29 | 23:00 | 0.61779 | 0.58519 | 0.35794 | 0.6316 | 0.1341 | 0.61114 | 0.70272 |  | 0.36443 | 0.32573 | 0.25898 | 0.37884 | 0.42548
2880 | 2004-04-30 | 00:00 | 0.54761 | 0.57563 | 0.45025 | 0.53909 | 0.14208 | 0.63362 | 0.73101 |  | 0.42274 | 0.38854 | 0.27849 | 0.49325 | 0.43161
2881 | 2004-04-30 | 01:00 | 0.52928 | 0.3811 | 0.51043 | 0.30052 | 0.17785 | 0.64967 | 0.75273 |  | 0.48412 | 0.38738 | 0.25754 | 0.67444 | 0.52474
2882 | 2004-04-30 | 02:00 | 0.54453 | 0.40528 | 0.5302 | 0.22273 | 0.18097 | 0.65081 | 0.7486 |  | 0.48068 | 0.4318 | 0.28226 | 0.72169 | 0.73639
2883 | 2004-04-30 | 03:00 | 0.56733 | 0.39831 | 0.50915 | 0.26657 | 0.14094 | 0.6615 | 0.7508 |  | 0.47763 | 0.46004 | 0.28219 | 0.68738 | 0.82785
2884 | 2004-04-30 | 04:00 | 0.55879 | 0.46758 | 0.50774 | 0.24768 | 0.10959 | 0.66496 | 0.77046 |  | 0.47035 | 0.47177 | 0.25955 | 0.63836 | 0.85081
2885 | 2004-04-30 | 05:00 | 0.54495 | 0.42436 | 0.4889 | 0.17759 | 0.096476 | 0.70438 | 0.77389 |  | 0.48099 | 0.45055 | 0.29174 | 0.59769 | 0.81032
2886 | 2004-04-30 | 06:00 | 0.44966 | 0.48656 | 0.46425 | 0.13646 | 0.10648 | 0.72724 | 0.73433 |  | 0.41771 | 0.44538 | 0.31387 | 0.58555 | 0.79732
2887 | 2004-04-30 | 07:00 | 0.35555 | 0.68338 | 0.45844 | 0.13305 | 0.1153 | 0.70047 | 0.68846 |  | 0.32405 | 0.39358 | 0.28769 | 0.54846 | 0.77019
2888 | 2004-04-30 | 08:00 | 0.29471 | 0.74079 | 0.44313 | 0.10033 | 0.11957 | 0.68958 | 0.65536 |  | 0.28083 | 0.32912 | 0.26154 | 0.49767 | 0.73806
2889 | 2004-04-30 | 09:00 | 0.22195 | 0.77742 | 0.38778 | 0.069307 | 0.12646 | 0.65995 | 0.56039 |  | 0.26376 | 0.26876 | 0.23901 | 0.47289 | 0.65837
2890 | 2004-04-30 | 10:00 | 0.17146 | 0.6737 | 0.32459 | 0.060855 | 0.13308 | 0.62083 | 0.4776 |  | 0.24151 | 0.2338 | 0.22164 | 0.44113 | 0.4885
2891 | 2004-04-30 | 11:00 | 0.13155 | 0.56007 | 0.22135 | 0.049911 | 0.11549 | 0.57542 | 0.42136 |  | 0.23314 | 0.2192 | 0.20749 | 0.39116 | 0.48027
2892 | 2004-04-30 | 12:00 | 0.1337 | 0.59762 | 0.1158 | 0.038355 | 0.096504 | 0.49988 | 0.34354 |  | 0.17945 | 0.17085 | 0.18505 | 0.40362 | 0.52369
2893 | 2004-04-30 | 13:00 | 0.15557 | 0.52603 | 0.054233 | 0.039984 | 0.10876 | 0.37675 | 0.26089 |  | 0.11377 | 0.18619 | 0.18136 | 0.40562 | 0.50626
2894 | 2004-04-30 | 14:00 | 0.16995 | 0.55446 | 0.020849 | 0.035892 | 0.11607 | 0.27364 | 0.18241 |  | 0.11648 | 0.218 | 0.18558 | 0.39482 | 0.40962
2895 | 2004-04-30 | 15:00 | 0.18918 | 0.57642 | 0.02108 | 0.029721 | 0.11723 | 0.1954 | 0.16914 |  | 0.18066 | 0.21922 | 0.18262 | 0.3581 | 0.40193
2896 | 2004-04-30 | 16:00 | 0.21513 | 0.73256 | 0.044789 | 0.020946 | 0.10169 | 0.19797 | 0.19957 |  | 0.20131 | 0.21318 | 0.1732 | 0.34008 | 0.37975
2897 | 2004-04-30 | 17:00 | 0.19998 | 0.84476 | 0.071056 | 0.019914 | 0.088399 | 0.19666 | 0.2377 |  | 0.18161 | 0.22932 | 0.14388 | 0.34231 | 0.34722
2898 | 2004-04-30 | 18:00 | 0.19633 | 0.78821 | 0.093989 | 0.024244 | 0.10919 | 0.19972 | 0.28599 |  | 0.18409 | 0.22265 | 0.14279 | 0.3517 | 0.25416
2899 | 2004-04-30 | 19:00 | 0.22746 | 0.77765 | 0.14956 | 0.048053 | 0.18125 | 0.17023 | 0.277 |  | 0.23172 | 0.22876 | 0.15022 | 0.40238 | 0.30837
2900 | 2004-04-30 | 20:00 | 0.26169 | 0.68168 | 0.24412 | 0.097703 | 0.25169 | 0.168 | 0.2604 |  | 0.2752 | 0.27426 | 0.16904 | 0.43786 | 0.48321
2901 | 2004-04-30 | 21:00 | 0.3255 | 0.68693 | 0.34104 | 0.19394 | 0.31269 | 0.18119 | 0.24718 |  | 0.29963 | 0.26091 | 0.19316 | 0.4843 | 0.47369
2902 | 2004-04-30 | 22:00 | 0.382 | 0.81711 | 0.40081 | 0.35599 | 0.30248 | 0.19329 | 0.21714 |  | 0.33201 | 0.26626 | 0.21836 | 0.48516 | 0.4081
2903 | 2004-04-30 | 23:00 | 0.40909 | 0.84505 | 0.47302 | 0.50574 | 0.28773 | 0.19757 | 0.22683 |  | 0.37127 | 0.30642 | 0.24636 | 0.47375 | 0.36161
2904 | 2004-05-01 | 00:00 | 0.30245 | 0.75143 | 0.50255 | 0.55113 | 0.32864 | 0.26476 | 0.32547 |  | 0.36158 | 0.38173 | 0.26142 | 0.4521 | 0.31
2905 | 2004-05-01 | 01:00 | 0.28786 | 0.49533 | 0.50749 | 0.4771 | 0.39948 | 0.30012 | 0.39928 |  | 0.38184 | 0.52595 | 0.26578 | 0.41722 | 0.2695
2906 | 2004-05-01 | 02:00 | 0.35729 | 0.59533 | 0.5149 | 0.4264 | 0.36362 | 0.37415 | 0.43846 |  | 0.37191 | 0.52664 | 0.27707 | 0.37601 | 0.22034
2907 | 2004-05-01 | 03:00 | 0.45462 | 0.69987 | 0.53075 | 0.40497 | 0.28072 | 0.50435 | 0.46008 |  | 0.36636 | 0.45797 | 0.2624 | 0.32626 | 0.20694
2908 | 2004-05-01 | 04:00 | 0.48662 | 0.65934 | 0.52313 | 0.30385 | 0.24797 | 0.61825 | 0.47199 |  | 0.39361 | 0.40763 | 0.21923 | 0.29349 | 0.30037
2909 | 2004-05-01 | 05:00 | 0.48659 | 0.66379 | 0.51077 | 0.21406 | 0.22784 | 0.62919 | 0.4611 |  | 0.34308 | 0.37332 | 0.17579 | 0.30343 | 0.3429
2910 | 2004-05-01 | 06:00 | 0.49955 | 0.76251 | 0.52704 | 0.23325 | 0.19686 | 0.60378 | 0.40981 |  | 0.2903 | 0.29559 | 0.14504 | 0.30395 | 0.37528
2911 | 2004-05-01 | 07:00 | 0.50483 | 0.70325 | 0.49519 | 0.23994 | 0.19417 | 0.60176 | 0.36925 |  | 0.26621 | 0.26519 | 0.10786 | 0.30279 | 0.3902
2912 | 2004-05-01 | 08:00 | 0.47107 | 0.72945 | 0.47747 | 0.23427 | 0.19152 | 0.56044 | 0.33006 |  | 0.22561 | 0.35376 | 0.080668 | 0.33155 | 0.40067
2913 | 2004-05-01 | 09:00 | 0.43517 | 0.58624 | 0.43159 | 0.24965 | 0.18731 | 0.49595 | 0.26927 |  | 0.19371 | 0.42944 | 0.068083 | 0.37972 | 0.41076
2914 | 2004-05-01 | 10:00 | 0.37422 | 0.44312 | 0.35935 | 0.26755 | 0.17715 | 0.42126 | 0.23791 |  | 0.19842 | 0.51457 | 0.054322 | 0.40595 | 0.37832
2915 | 2004-05-01 | 11:00 | 0.29324 | 0.68414 | 0.28098 | 0.26239 | 0.16356 | 0.34811 | 0.20352 |  | 0.18108 | 0.56429 | 0.048932 | 0.40174 | 0.35238
2916 | 2004-05-01 | 12:00 | 0.27432 | 0.6644 | 0.18521 | 0.2164 | 0.15001 | 0.2588 | 0.17743 |  | 0.12185 | 0.55617 | 0.046994 | 0.41853 | 0.33537
2917 | 2004-05-01 | 13:00 | 0.24899 | 0.69371 | 0.12585 | 0.19404 | 0.15039 | 0.20334 | 0.14188 |  | 0.12294 | 0.54219 | 0.050872 | 0.40895 | 0.32783
2918 | 2004-05-01 | 14:00 | 0.27658 | 0.59944 | 0.10461 | 0.20998 | 0.13922 | 0.20831 | 0.15073 |  | 0.13435 | 0.55054 | 0.061868 | 0.37685 | 0.31591
2919 | 2004-05-01 | 15:00 | 0.24001 | 0.4988 | 0.10166 | 0.24663 | 0.11057 | 0.25173 | 0.17897 |  | 0.1634 | 0.54126 | 0.071865 | 0.36307 | 0.35357
2920 | 2004-05-01 | 16:00 | 0.19212 | 0.42778 | 0.13794 | 0.24621 | 0.099667 | 0.33897 | 0.20919 |  | 0.22119 | 0.51271 | 0.072221 | 0.42287 | 0.2919
2921 | 2004-05-01 | 17:00 | 0.16303 | 0.34993 | 0.21394 | 0.21792 | 0.10675 | 0.40074 | 0.21837 |  | 0.28644 | 0.50806 | 0.059677 | 0.47757 | 0.21316
2922 | 2004-05-01 | 18:00 | 0.18024 | 0.29484 | 0.26193 | 0.17215 | 0.13832 | 0.44046 | 0.24961 |  | 0.35594 | 0.47272 | 0.059212 | 0.47549 | 0.16797
2923 | 2004-05-01 | 19:00 | 0.20207 | 0.32581 | 0.30292 | 0.1829 | 0.19531 | 0.43023 | 0.27199 |  | 0.35339 | 0.39433 | 0.063602 | 0.45223 | 0.18476
2924 | 2004-05-01 | 20:00 | 0.22835 | 0.33999 | 0.31472 | 0.24001 | 0.23041 | 0.40641 | 0.2821 |  | 0.35262 | 0.3465 | 0.071972 | 0.41963 | 0.1823
2925 | 2004-05-01 | 21:00 | 0.31994 | 0.36178 | 0.36473 | 0.32151 | 0.29904 | 0.3317 | 0.294 |  | 0.37766 | 0.33957 | 0.082344 | 0.38902 | 0.16953
2926 | 2004-05-01 | 22:00 | 0.41075 | 0.30722 | 0.45078 | 0.38066 | 0.34813 | 0.30543 | 0.28891 |  | 0.35974 | 0.35687 | 0.092575 | 0.36646 | 0.15487
2927 | 2004-05-01 | 23:00 | 0.48631 | 0.36835 | 0.52461 | 0.42325 | 0.40942 | 0.25672 | 0.30434 |  | 0.38928 | 0.34136 | 0.10186 | 0.33642 | 0.13985
2928 | 2004-05-02 | 00:00 | 0.5433 | 0.42689 | 0.58619 | 0.40405 | 0.42136 | 0.27467 | 0.34087 |  | 0.35863 | 0.32164 | 0.1074 | 0.3144 | 0.12128
2929 | 2004-05-02 | 01:00 | 0.57763 | 0.44253 | 0.60896 | 0.29269 | 0.42985 | 0.29646 | 0.38281 |  | 0.38312 | 0.28152 | 0.10831 | 0.28983 | 0.11194
2930 | 2004-05-02 | 02:00 | 0.52298 | 0.45261 | 0.56458 | 0.30747 | 0.39051 | 0.29556 | 0.42933 |  | 0.4958 | 0.24099 | 0.1026 | 0.25599 | 0.12281
2931 | 2004-05-02 | 03:00 | 0.41992 | 0.45609 | 0.55407 | 0.32856 | 0.31429 | 0.28883 | 0.45327 |  | 0.50116 | 0.20256 | 0.090516 | 0.19981 | 0.12774
2932 | 2004-05-02 | 04:00 | 0.33838 | 0.4236 | 0.54197 | 0.30005 | 0.27018 | 0.29919 | 0.46385 |  | 0.474 | 0.17589 | 0.069684 | 0.15543 | 0.17702
2933 | 2004-05-02 | 05:00 | 0.32997 | 0.39712 | 0.50859 | 0.26012 | 0.21674 | 0.25886 | 0.42133 |  | 0.47535 | 0.15838 | 0.057385 | 0.12103 | 0.28192
2934 | 2004-05-02 | 06:00 | 0.40705 | 0.3858 | 0.4929 | 0.2416 | 0.19081 | 0.23814 | 0.33779 |  | 0.44938 | 0.1975 | 0.051184 | 0.10249 | 0.31881
2935 | 2004-05-02 | 07:00 | 0.49948 | 0.27892 | 0.45859 | 0.28927 | 0.2163 | 0.27708 | 0.26816 |  | 0.42823 | 0.25375 | 0.050236 | 0.075383 | 0.33257
2936 | 2004-05-02 | 08:00 | 0.53925 | 0.49019 | 0.41736 | 0.33007 | 0.26826 | 0.33229 | 0.19715 |  | 0.38843 | 0.29388 | 0.062353 | 0.058099 | 0.34898
2937 | 2004-05-02 | 09:00 | 0.56292 | 0.35993 | 0.39492 | 0.33903 | 0.31338 | 0.33066 | 0.14372 |  | 0.41422 | 0.34515 | 0.078927 | 0.059346 | 0.34851
2938 | 2004-05-02 | 10:00 | 0.51477 | 0.31098 | 0.3885 | 0.34995 | 0.32389 | 0.32786 | 0.13718 |  | 0.4402 | 0.4369 | 0.11158 | 0.075322 | 0.29554
2939 | 2004-05-02 | 11:00 | 0.43405 | 0.25908 | 0.38082 | 0.33082 | 0.33189 | 0.31207 | 0.094856 |  | 0.42557 | 0.53747 | 0.14261 | 0.097075 | 0.24556
2940 | 2004-05-02 | 12:00 | 0.38218 | 0.25648 | 0.40035 | 0.2719 | 0.33247 | 0.36733 | 0.12545 |  | 0.43884 | 0.56036 | 0.1669 | 0.12273 | 0.18618
2941 | 2004-05-02 | 13:00 | 0.36276 | 0.19096 | 0.44625 | 0.16328 | 0.34966 | 0.386 | 0.14489 |  | 0.53124 | 0.49668 | 0.18873 | 0.14532 | 0.14055
2942 | 2004-05-02 | 14:00 | 0.32558 | 0.15502 | 0.5133 | 0.12932 | 0.36286 | 0.38556 | 0.17205 |  | 0.59829 | 0.43765 | 0.20641 | 0.15848 | 0.11988
2943 | 2004-05-02 | 15:00 | 0.26942 | 0.12081 | 0.55264 | 0.139 | 0.35852 | 0.38537 | 0.20921 |  | 0.61586 | 0.33744 | 0.22082 | 0.13286 | 0.11338
2944 | 2004-05-02 | 16:00 | 0.26445 | 0.20245 | 0.51096 | 0.17792 | 0.39788 | 0.39612 | 0.27608 |  | 0.61462 | 0.31766 | 0.21702 | 0.11986 | 0.10801
2945 | 2004-05-02 | 17:00 | 0.27333 | 0.14782 | 0.50776 | 0.2118 | 0.43249 | 0.50199 | 0.36233 |  | 0.5963 | 0.36919 | 0.17866 | 0.16221 | 0.10418
2946 | 2004-05-02 | 18:00 | 0.28806 | 0.20511 | 0.61127 | 0.23778 | 0.44699 | 0.53209 | 0.46662 |  | 0.50555 | 0.40107 | 0.14203 | 0.19659 | 0.10357
2947 | 2004-05-02 | 19:00 | 0.31468 | 0.18666 | 0.68746 | 0.25817 | 0.42714 | 0.58765 | 0.53382 |  | 0.51977 | 0.40424 | 0.12979 | 0.20821 | 0.12226
2948 | 2004-05-02 | 20:00 | 0.33457 | 0.28952 | 0.76421 | 0.29883 | 0.39653 | 0.76345 | 0.55553 |  | 0.50933 | 0.39125 | 0.13689 | 0.21196 | 0.14027
2949 | 2004-05-02 | 21:00 | 0.33966 | 0.33033 | 0.78408 | 0.29459 | 0.35942 | 0.79921 | 0.58054 |  | 0.49122 | 0.40209 | 0.15233 | 0.22703 | 0.14536
2950 | 2004-05-02 | 22:00 | 0.3316 | 0.38389 | 0.78734 | 0.26999 | 0.32099 | 0.75518 | 0.61423 |  | 0.51306 | 0.42254 | 0.17203 | 0.24824 | 0.13955
2951 | 2004-05-02 | 23:00 | 0.34111 | 0.35019 | 0.76354 | 0.26 | 0.29857 | 0.69297 | 0.64608 |  | 0.53769 | 0.41579 | 0.19898 | 0.23386 | 0.13212
2952 | 2004-05-03 | 00:00 | 0.43028 | 0.42663 | 0.78227 | 0.24486 | 0.28193 | 0.65599 | 0.68925 |  | 0.62164 | 0.39816 | 0.23642 | 0.19548 | 0.12598
2953 | 2004-05-03 | 01:00 | 0.41756 | 0.46709 | 0.75644 | 0.21479 | 0.27129 | 0.5703 | 0.66952 |  | 0.67268 | 0.35069 | 0.14907 | 0.16269 | 0.10856
2954 | 2004-05-03 | 02:00 | 0.36827 | 0.48506 | 0.71201 | 0.27675 | 0.27802 | 0.54079 | 0.63471 |  | 0.67621 | 0.34879 | 0.12158 | 0.13212 | 0.086973
2955 | 2004-05-03 | 03:00 | 0.34296 | 0.52064 | 0.62909 | 0.34109 | 0.27862 | 0.58566 | 0.59695 |  | 0.65885 | 0.35868 | 0.19698 | 0.08765 | 0.072039
2956 | 2004-05-03 | 04:00 | 0.34044 | 0.58369 | 0.49975 | 0.28954 | 0.30286 | 0.6156 | 0.58052 |  | 0.65083 | 0.41207 | 0.25292 | 0.085503 | 0.10124
2957 | 2004-05-03 | 05:00 | 0.29298 | 0.62067 | 0.39209 | 0.25123 | 0.34357 | 0.5721 | 0.5059 |  | 0.61861 | 0.45715 | 0.28447 | 0.10715 | 0.28903
2958 | 2004-05-03 | 06:00 | 0.23166 | 0.55051 | 0.29421 | 0.21365 | 0.39281 | 0.51638 | 0.44353 |  | 0.60025 | 0.53974 | 0.32117 | 0.15203 | 0.33391
2959 | 2004-05-03 | 07:00 | 0.19493 | 0.64638 | 0.27559 | 0.16999 | 0.44503 | 0.43996 | 0.36648 |  | 0.57811 | 0.58893 | 0.30261 | 0.19268 | 0.26906
2960 | 2004-05-03 | 08:00 | 0.18456 | 0.67134 | 0.29176 | 0.13184 | 0.50011 | 0.39252 | 0.27593 |  | 0.545 | 0.61813 | 0.32781 | 0.2242 | 0.21651
2961 | 2004-05-03 | 09:00 | 0.16357 | 0.70118 | 0.25771 | 0.10792 | 0.53379 | 0.32536 | 0.20074 |  | 0.4439 | 0.66282 | 0.3717 | 0.27252 | 0.15244
2962 | 2004-05-03 | 10:00 | 0.12162 | 0.65026 | 0.19392 | 0.092538 | 0.57759 | 0.25241 | 0.1684 |  | 0.31875 | 0.66217 | 0.36461 | 0.32229 | 0.12163
2963 | 2004-05-03 | 11:00 | 0.092504 | 0.57208 | 0.13491 | 0.078216 | 0.61833 | 0.19276 | 0.12779 |  | 0.1868 | 0.67678 | 0.34622 | 0.37231 | 0.084166
2964 | 2004-05-03 | 12:00 | 0.097753 | 0.65562 | 0.06147 | 0.076491 | 0.61808 | 0.21329 | 0.14188 |  | 0.12568 | 0.67725 | 0.33198 | 0.38474 | 0.08991
2965 | 2004-05-03 | 13:00 | 0.092276 | 0.76749 | 0.072283 | 0.068747 | 0.58273 | 0.24157 | 0.16227 |  | 0.17932 | 0.59956 | 0.30656 | 0.37943 | 0.087996
2966 | 2004-05-03 | 14:00 | 0.087365 | 0.85968 | 0.113 | 0.058561 | 0.55301 | 0.28235 | 0.20933 |  | 0.2546 | 0.55379 | 0.28844 | 0.39335 | 0.073006
2967 | 2004-05-03 | 15:00 | 0.069929 | 0.89486 | 0.083515 | 0.052415 | 0.55893 | 0.26952 | 0.18686 |  | 0.24886 | 0.53202 | 0.28641 | 0.38643 | 0.072099
2968 | 2004-05-03 | 16:00 | 0.079831 | 0.79527 | 0.073786 | 0.051404 | 0.61549 | 0.29053 | 0.1521 |  | 0.34022 | 0.53701 | 0.28384 | 0.31574 | 0.082785
2969 | 2004-05-03 | 17:00 | 0.11663 | 0.67649 | 0.080214 | 0.050943 | 0.6902 | 0.2706 | 0.12892 |  | 0.37021 | 0.58547 | 0.24957 | 0.26972 | 0.089768
2970 | 2004-05-03 | 18:00 | 0.16637 | 0.50334 | 0.091096 | 0.057145 | 0.72 | 0.24674 | 0.10444 |  | 0.37741 | 0.61244 | 0.21479 | 0.25867 | 0.075772
2971 | 2004-05-03 | 19:00 | 0.16136 | 0.46371 | 0.10403 | 0.070572 | 0.72662 | 0.23503 | 0.10462 |  | 0.42456 | 0.61425 | 0.21235 | 0.24249 | 0.071669
2972 | 2004-05-03 | 20:00 | 0.16885 | 0.44705 | 0.13509 | 0.082059 | 0.74357 | 0.22226 | 0.10479 |  | 0.44778 | 0.59535 | 0.22618 | 0.24724 | 0.093295
2973 | 2004-05-03 | 21:00 | 0.18137 | 0.40471 | 0.17011 | 0.10372 | 0.75433 | 0.23421 | 0.10351 |  | 0.40928 | 0.58301 | 0.24551 | 0.25504 | 0.1283
2974 | 2004-05-03 | 22:00 | 0.16623 | 0.41537 | 0.2365 | 0.13623 | 0.75011 | 0.28478 | 0.12826 |  | 0.43684 | 0.56542 | 0.27524 | 0.26804 | 0.17601
2975 | 2004-05-03 | 23:00 | 0.16034 | 0.41925 | 0.34014 | 0.15457 | 0.72013 | 0.36992 | 0.17134 |  | 0.47822 | 0.55389 | 0.31294 | 0.25899 | 0.19881
2976 | 2004-05-04 | 00:00 | 0.18053 | 0.5146 | 0.27997 | 0.18552 | 0.67769 | 0.40842 | 0.20704 |  | 0.46778 | 0.56363 | 0.34041 | 0.236 | 0.20422
2977 | 2004-05-04 | 01:00 | 0.20372 | 0.72929 | 0.39296 | 0.26562 | 0.63166 | 0.45729 | 0.28405 |  | 0.44878 | 0.61721 | 0.34894 | 0.20885 | 0.20359
2978 | 2004-05-04 | 02:00 | 0.20012 | 0.74913 | 0.48138 | 0.2881 | 0.57038 | 0.43813 | 0.37582 |  | 0.38058 | 0.67293 | 0.34219 | 0.17585 | 0.20352
2979 | 2004-05-04 | 03:00 | 0.18299 | 0.77036 | 0.49321 | 0.30967 | 0.54791 | 0.37153 | 0.44735 |  | 0.37053 | 0.7434 | 0.31368 | 0.18789 | 0.19589
2980 | 2004-05-04 | 04:00 | 0.19377 | 0.65453 | 0.53935 | 0.41809 | 0.54649 | 0.36281 | 0.50869 |  | 0.37319 | 0.80656 | 0.27675 | 0.2351 | 0.19832
2981 | 2004-05-04 | 05:00 | 0.21101 | 0.68532 | 0.51443 | 0.4974 | 0.53332 | 0.3762 | 0.57992 |  | 0.33662 | 0.83415 | 0.25766 | 0.27416 | 0.29861
2982 | 2004-05-04 | 06:00 | 0.25163 | 0.64866 | 0.49392 | 0.55445 | 0.52325 | 0.38171 | 0.56618 |  | 0.29414 | 0.82863 | 0.26591 | 0.3074 | 0.42954
2983 | 2004-05-04 | 07:00 | 0.34482 | 0.71384 | 0.46953 | 0.61559 | 0.51693 | 0.40515 | 0.54137 |  | 0.28722 | 0.83847 | 0.25963 | 0.34054 | 0.44181
2984 | 2004-05-04 | 08:00 | 0.4154 | 0.68207 | 0.43289 | 0.71509 | 0.49333 | 0.39288 | 0.5371 |  | 0.32106 | 0.85112 | 0.25884 | 0.36746 | 0.38755
2985 | 2004-05-04 | 09:00 | 0.45256 | 0.50645 | 0.41808 | 0.74656 | 0.43858 | 0.34464 | 0.58168 |  | 0.3301 | 0.84346 | 0.25751 | 0.39284 | 0.35882
2986 | 2004-05-04 | 10:00 | 0.53621 | 0.46087 | 0.35854 | 0.76499 | 0.38052 | 0.31471 | 0.58769 |  | 0.32522 | 0.83442 | 0.24449 | 0.40202 | 0.3587
2987 | 2004-05-04 | 11:00 | 0.60165 | 0.45331 | 0.26105 | 0.79012 | 0.31121 | 0.29394 | 0.5617 |  | 0.27078 | 0.80493 | 0.23742 | 0.42236 | 0.3252
2988 | 2004-05-04 | 12:00 | 0.56388 | 0.4555 | 0.16476 | 0.78734 | 0.25566 | 0.26519 | 0.5316 |  | 0.18758 | 0.74072 | 0.22876 | 0.43896 | 0.27312
2989 | 2004-05-04 | 13:00 | 0.5114 | 0.4586 | 0.20512 | 0.75972 | 0.20412 | 0.31309 | 0.58181 |  | 0.15948 | 0.64087 | 0.23322 | 0.45834 | 0.23182
2990 | 2004-05-04 | 14:00 | 0.53896 | 0.47048 | 0.28494 | 0.75211 | 0.1721 | 0.38602 | 0.66565 |  | 0.14566 | 0.55748 | 0.24333 | 0.46797 | 0.22444
2991 | 2004-05-04 | 15:00 | 0.59419 | 0.4896 | 0.3167 | 0.73782 | 0.144 | 0.45116 | 0.71334 |  | 0.098507 | 0.48871 | 0.25273 | 0.4285 | 0.22813
2992 | 2004-05-04 | 16:00 | 0.62145 | 0.50939 | 0.31839 | 0.72165 | 0.13892 | 0.54069 | 0.75982 |  | 0.091136 | 0.43558 | 0.25032 | 0.30974 | 0.2198
2993 | 2004-05-04 | 17:00 | 0.6444 | 0.30269 | 0.33984 | 0.69182 | 0.16154 | 0.59013 | 0.74556 |  | 0.10026 | 0.39464 | 0.21076 | 0.25152 | 0.1938
2994 | 2004-05-04 | 18:00 | 0.67438 | 0.27695 | 0.34441 | 0.68424 | 0.19713 | 0.5841 | 0.71604 |  | 0.11316 | 0.33805 | 0.20916 | 0.21017 | 0.14825
2995 | 2004-05-04 | 19:00 | 0.71993 | 0.19634 | 0.34962 | 0.70147 | 0.22732 | 0.57139 | 0.73435 |  | 0.13433 | 0.30663 | 0.25722 | 0.15252 | 0.14073
2996 | 2004-05-04 | 20:00 | 0.7451 | 0.11418 | 0.32599 | 0.71101 | 0.21216 | 0.51755 | 0.71576 |  | 0.14079 | 0.27381 | 0.32638 | 0.12394 | 0.16008
2997 | 2004-05-04 | 21:00 | 0.76438 | 0.041733 | 0.26364 | 0.71306 | 0.18256 | 0.46523 | 0.64078 |  | 0.13614 | 0.25187 | 0.37908 | 0.12989 | 0.19
2998 | 2004-05-04 | 22:00 | 0.77051 | 0.01567 | 0.19728 | 0.72093 | 0.16033 | 0.39249 | 0.57257 |  | 0.13057 | 0.23556 | 0.43801 | 0.15185 | 0.22347
2999 | 2004-05-04 | 23:00 | 0.7648 | 0 | 0.16289 | 0.72013 | 0.15338 | 0.33123 | 0.51941 |  | 0.1386 | 0.21543 | 0.48332 | 0.16411 | 0.26093
3000 | 2004-05-05 | 00:00 | 0.75709 | 0 | 0.17695 | 0.67511 | 0.16949 | 0.36147 | 0.51177 |  | 0.17094 | 0.20345 | 0.49466 | 0.17171 | 0.29191
3001 | 2004-05-05 | 01:00 | 0.73574 | 0 | 0.19595 | 0.59295 | 0.19642 | 0.39313 | 0.5059 |  | 0.24264 | 0.21909 | 0.49096 | 0.1661 | 0.31309
3002 | 2004-05-05 | 02:00 | 0.70301 | 0.021404 | 0.22205 | 0.58857 | 0.24224 | 0.43298 | 0.51602 |  | 0.28243 | 0.25172 | 0.48067 | 0.17192 | 0.32832
3003 | 2004-05-05 | 03:00 | 0.66732 | 0.076239 | 0.26709 | 0.53001 | 0.28222 | 0.54878 | 0.52875 |  | 0.31814 | 0.29202 | 0.45121 | 0.23314 | 0.3705
3004 | 2004-05-05 | 04:00 | 0.65862 | 0.20666 | 0.36317 | 0.44967 | 0.34182 | 0.61997 | 0.55606 |  | 0.36787 | 0.34558 | 0.40582 | 0.33886 | 0.43248
3005 | 2004-05-05 | 05:00 | 0.59618 | 0.17513 | 0.45491 | 0.36471 | 0.40974 | 0.6892 | 0.55784 |  | 0.39538 | 0.36126 | 0.38431 | 0.41367 | 0.51762
3006 | 2004-05-05 | 06:00 | 0.5004 | 0.14225 | 0.4018 | 0.27138 | 0.45784 | 0.71202 | 0.49845 |  | 0.3853 | 0.36985 | 0.38763 | 0.45244 | 0.55545
3007 | 2004-05-05 | 07:00 | 0.442 | 0.1173 | 0.35763 | 0.23935 | 0.49812 | 0.70198 | 0.45495 |  | 0.39284 | 0.37286 | 0.38383 | 0.46567 | 0.59673
3008 | 2004-05-05 | 08:00 | 0.36176 | 0.17734 | 0.33495 | 0.20914 | 0.53077 | 0.68474 | 0.42425 |  | 0.40052 | 0.39158 | 0.38609 | 0.45823 | 0.65321
3009 | 2004-05-05 | 09:00 | 0.27329 | 0.23421 | 0.34248 | 0.16362 | 0.58277 | 0.63578 | 0.4103 |  | 0.4017 | 0.41631 | 0.3994 | 0.45989 | 0.64002
3010 | 2004-05-05 | 10:00 | 0.23792 | 0.27284 | 0.33492 | 0.098378 | 0.65361 | 0.56168 | 0.39749 |  | 0.37284 | 0.44367 | 0.41529 | 0.4726 | 0.60279
3011 | 2004-05-05 | 11:00 | 0.18502 | 0.22653 | 0.30725 | 0.060628 | 0.71553 | 0.5412 | 0.35788 |  | 0.33038 | 0.46165 | 0.40993 | 0.47493 | 0.5518
3012 | 2004-05-05 | 12:00 | 0.13362 | 0.18278 | 0.24088 | 0.055282 | 0.72913 | 0.54562 | 0.24207 |  | 0.27381 | 0.44532 | 0.41449 | 0.47083 | 0.49734
3013 | 2004-05-05 | 13:00 | 0.083428 | 0.35245 | 0.20008 | 0.056079 | 0.70162 | 0.44325 | 0.18936 |  | 0.22764 | 0.35959 | 0.43949 | 0.4457 | 0.45681
3014 | 2004-05-05 | 14:00 | 0.066331 | 0.32173 | 0.18766 | 0.052959 | 0.69799 | 0.40217 | 0.22672 |  | 0.17521 | 0.30816 | 0.46039 | 0.42532 | 0.42824
3015 | 2004-05-05 | 15:00 | 0.076444 | 0.2946 | 0.25634 | 0.03195 | 0.69092 | 0.41458 | 0.25625 |  | 0.1703 | 0.25407 | 0.46652 | 0.38842 | 0.40413
3016 | 2004-05-05 | 16:00 | 0.10217 | 0.34969 | 0.32755 | 0.027625 | 0.70708 | 0.44225 | 0.26429 |  | 0.19702 | 0.21805 | 0.44037 | 0.28483 | 0.36168
3017 | 2004-05-05 | 17:00 | 0.10485 | 0.38952 | 0.36471 | 0.038161 | 0.75815 | 0.48721 | 0.26443 |  | 0.23836 | 0.22275 | 0.40097 | 0.22213 | 0.31642
3018 | 2004-05-05 | 18:00 | 0.094904 | 0.31125 | 0.42458 | 0.060756 | 0.77553 | 0.54307 | 0.25501 |  | 0.30515 | 0.2877 | 0.42967 | 0.20358 | 0.25892
3019 | 2004-05-05 | 19:00 | 0.086525 | 0.32194 | 0.4355 | 0.081437 | 0.75984 | 0.54864 | 0.26971 |  | 0.34446 | 0.40936 | 0.48802 | 0.20833 | 0.27944
3020 | 2004-05-05 | 20:00 | 0.086423 | 0.30358 | 0.46031 | 0.12563 | 0.71702 | 0.54022 | 0.28896 |  | 0.36559 | 0.56359 | 0.53438 | 0.22959 | 0.3112
3021 | 2004-05-05 | 21:00 | 0.094441 | 0.35322 | 0.50205 | 0.19905 | 0.64539 | 0.49739 | 0.28523 |  | 0.38634 | 0.63621 | 0.56947 | 0.25023 | 0.3477
3022 | 2004-05-05 | 22:00 | 0.10806 | 0.32066 | 0.55859 | 0.30468 | 0.57677 | 0.42175 | 0.26262 |  | 0.37121 | 0.63626 | 0.59777 | 0.28029 | 0.40608
3023 | 2004-05-05 | 23:00 | 0.1172 | 0.27561 | 0.50992 | 0.35923 | 0.53772 | 0.39334 | 0.19858 |  | 0.38148 | 0.65862 | 0.61773 | 0.30245 | 0.44966
3024 | 2004-05-06 | 00:00 | 0.14003 | 0.28675 | 0.45919 | 0.35326 | 0.50966 | 0.38734 | 0.1719 |  | 0.3575 | 0.72106 | 0.61915 | 0.28052 | 0.49953
3025 | 2004-05-06 | 01:00 | 0.15013 | 0.33388 | 0.50346 | 0.37501 | 0.49083 | 0.36618 | 0.21509 |  | 0.34781 | 0.77794 | 0.65207 | 0.2711 | 0.60236
3026 | 2004-05-06 | 02:00 | 0.1821 | 0.43498 | 0.42263 | 0.46798 | 0.45362 | 0.35729 | 0.25516 |  | 0.43285 | 0.82297 | 0.71429 | 0.29663 | 0.82593
3027 | 2004-05-06 | 03:00 | 0.28661 | 0.46344 | 0.29492 | 0.60639 | 0.41353 | 0.36341 | 0.2669 |  | 0.44148 | 0.85518 | 0.69769 | 0.33679 | 0.87569
3028 | 2004-05-06 | 04:00 | 0.40176 | 0.45508 | 0.27464 | 0.75177 | 0.41161 | 0.35201 | 0.2922 |  | 0.4413 | 0.8739 | 0.60576 | 0.38381 | 0.80257
3029 | 2004-05-06 | 05:00 | 0.4422 | 0.48083 | 0.27709 | 0.81023 | 0.40875 | 0.30804 | 0.33093 |  | 0.4763 | 0.88445 | 0.5158 | 0.4295 | 0.70421
3030 | 2004-05-06 | 06:00 | 0.53053 | 0.5087 | 0.27396 | 0.83862 | 0.38552 | 0.29953 | 0.35379 |  | 0.4612 | 0.89115 | 0.40341 | 0.43701 | 0.64944
3031 | 2004-05-06 | 07:00 | 0.60892 | 0.47927 | 0.22606 | 0.86286 | 0.38375 | 0.25264 | 0.30954 |  | 0.45888 | 0.89019 | 0.30772 | 0.42439 | 0.62405
3032 | 2004-05-06 | 08:00 | 0.67374 | 0.38679 | 0.16418 | 0.85376 | 0.39869 | 0.26161 | 0.22734 |  | 0.38336 | 0.88037 | 0.28682 | 0.37925 | 0.6163
3033 | 2004-05-06 | 09:00 | 0.71287 | 0.39309 | 0.13224 | 0.82186 | 0.4462 | 0.25567 | 0.15124 |  | 0.32846 | 0.86964 | 0.24455 | 0.34215 | 0.60586
3034 | 2004-05-06 | 10:00 | 0.70599 | 0.45791 | 0.12196 | 0.78891 | 0.52161 | 0.27676 | 0.11258 |  | 0.26357 | 0.84161 | 0.18298 | 0.3235 | 0.58719
3035 | 2004-05-06 | 11:00 | 0.66521 | 0.4711 | 0.099997 | 0.75871 | 0.56516 | 0.29676 | 0.077003 |  | 0.14995 | 0.78047 | 0.14894 | 0.31074 | 0.53688
3036 | 2004-05-06 | 12:00 | 0.63041 | 0.44325 | 0.061819 | 0.71585 | 0.57699 | 0.21967 | 0.057834 |  | 0.10859 | 0.7223 | 0.13733 | 0.30189 | 0.46756
3037 | 2004-05-06 | 13:00 | 0.58979 | 0.43911 | 0.046143 | 0.67133 | 0.52225 | 0.16447 | 0.050896 |  | 0.086117 | 0.7095 | 0.14014 | 0.33105 | 0.42738
3038 | 2004-05-06 | 14:00 | 0.56985 | 0.43841 | 0.053968 | 0.65734 | 0.47236 | 0.18543 | 0.05243 |  | 0.10289 | 0.6225 | 0.14169 | 0.34862 | 0.35384
3039 | 2004-05-06 | 15:00 | 0.59182 | 0.43771 | 0.075207 | 0.62858 | 0.43193 | 0.24844 | 0.081068 |  | 0.11903 | 0.49482 | 0.1437 | 0.29194 | 0.29438
3040 | 2004-05-06 | 16:00 | 0.63545 | 0.41291 | 0.10605 | 0.55953 | 0.34821 | 0.31388 | 0.11733 |  | 0.11488 | 0.41235 | 0.13623 | 0.1849 | 0.26245
3041 | 2004-05-06 | 17:00 | 0.66234 | 0.21816 | 0.1302 | 0.47823 | 0.26283 | 0.38312 | 0.15544 |  | 0.11856 | 0.39327 | 0.11159 | 0.1561 | 0.21102
3042 | 2004-05-06 | 18:00 | 0.63604 | 0.19235 | 0.15509 | 0.46808 | 0.25448 | 0.44907 | 0.20007 |  | 0.11096 | 0.42687 | 0.1166 | 0.14192 | 0.16537
3043 | 2004-05-06 | 19:00 | 0.64513 | 0.22597 | 0.17241 | 0.43325 | 0.27687 | 0.48195 | 0.19123 |  | 0.11396 | 0.48544 | 0.14357 | 0.13446 | 0.14468
3044 | 2004-05-06 | 20:00 | 0.66255 | 0.25578 | 0.19925 | 0.48982 | 0.31072 | 0.49944 | 0.19279 |  | 0.13057 | 0.54141 | 0.17681 | 0.14689 | 0.15341
3045 | 2004-05-06 | 21:00 | 0.6535 | 0.30588 | 0.22468 | 0.54286 | 0.3483 | 0.44102 | 0.24125 |  | 0.13772 | 0.56265 | 0.21824 | 0.15557 | 0.21621
3046 | 2004-05-06 | 22:00 | 0.6406 | 0.29967 | 0.22752 | 0.53953 | 0.38716 | 0.4386 | 0.31922 |  | 0.15353 | 0.54643 | 0.25352 | 0.18536 | 0.27709
3047 | 2004-05-06 | 23:00 | 0.64339 | 0.21432 | 0.3158 | 0.53369 | 0.45942 | 0.45345 | 0.34783 |  | 0.18447 | 0.58318 | 0.27544 | 0.18839 | 0.313
3048 | 2004-05-07 | 00:00 | 0.66114 | 0.17278 | 0.40169 | 0.58465 | 0.53084 | 0.49631 | 0.41672 |  | 0.20439 | 0.64936 | 0.29087 | 0.19544 | 0.38534
3049 | 2004-05-07 | 01:00 | 0.68381 | 0.21278 | 0.56597 | 0.55477 | 0.57551 | 0.62624 | 0.48794 |  | 0.2875 | 0.71764 | 0.29791 | 0.21767 | 0.43384
3050 | 2004-05-07 | 02:00 | 0.69869 | 0.3054 | 0.6943 | 0.57033 | 0.59626 | 0.6676 | 0.56651 |  | 0.34583 | 0.75952 | 0.28765 | 0.2402 | 0.41358
3051 | 2004-05-07 | 03:00 | 0.69521 | 0.39683 | 0.69798 | 0.58691 | 0.59377 | 0.60068 | 0.62764 |  | 0.36487 | 0.77036 | 0.26368 | 0.25726 | 0.39283
3052 | 2004-05-07 | 04:00 | 0.65758 | 0.53984 | 0.70829 | 0.61961 | 0.5864 | 0.56906 | 0.67559 |  | 0.40653 | 0.79928 | 0.22211 | 0.26435 | 0.34482
3053 | 2004-05-07 | 05:00 | 0.58093 | 0.60573 | 0.63459 | 0.59183 | 0.57507 | 0.53596 | 0.68897 |  | 0.4418 | 0.81037 | 0.20685 | 0.20118 | 0.31677
3054 | 2004-05-07 | 06:00 | 0.49609 | 0.63758 | 0.52158 | 0.43133 | 0.57298 | 0.52121 | 0.70244 |  | 0.47192 | 0.80334 | 0.19569 | 0.17541 | 0.35201
3055 | 2004-05-07 | 07:00 | 0.41436 | 0.75051 | 0.47749 | 0.34934 | 0.59934 | 0.42525 | 0.71238 |  | 0.46409 | 0.77659 | 0.19262 | 0.18577 | 0.36275
3056 | 2004-05-07 | 08:00 | 0.36062 | 0.73099 | 0.45831 | 0.32282 | 0.62097 | 0.34469 | 0.64486 |  | 0.44522 | 0.7492 | 0.17826 | 0.15995 | 0.36887
3057 | 2004-05-07 | 09:00 | 0.34375 | 0.71486 | 0.44382 | 0.33943 | 0.65417 | 0.29146 | 0.54616 |  | 0.41219 | 0.70344 | 0.17793 | 0.11846 | 0.37478
3058 | 2004-05-07 | 10:00 | 0.32138 | 0.71926 | 0.3973 | 0.38915 | 0.69102 | 0.28387 | 0.46879 |  | 0.37136 | 0.62376 | 0.18279 | 0.080342 | 0.35514
3059 | 2004-05-07 | 11:00 | 0.28481 | 0.6635 | 0.30793 | 0.43535 | 0.69889 | 0.21609 | 0.36745 |  | 0.31084 | 0.50143 | 0.18373 | 0.091023 | 0.32672
3060 | 2004-05-07 | 12:00 | 0.28092 | 0.59255 | 0.2445 | 0.44666 | 0.6802 | 0.1409 | 0.28679 |  | 0.28585 | 0.42317 | 0.1883 | 0.099796 | 0.30643
3061 | 2004-05-07 | 13:00 | 0.30528 | 0.42795 | 0.2392 | 0.47726 | 0.65584 | 0.15517 | 0.27702 |  | 0.22051 | 0.41729 | 0.20215 | 0.097802 | 0.27506
3062 | 2004-05-07 | 14:00 | 0.33223 | 0.31082 | 0.1808 | 0.49855 | 0.67031 | 0.15437 | 0.30482 |  | 0.17222 | 0.3263 | 0.21039 | 0.095313 | 0.24446
3063 | 2004-05-07 | 15:00 | 0.34367 | 0.23906 | 0.19422 | 0.49237 | 0.66888 | 0.19172 | 0.38541 |  | 0.17346 | 0.24198 | 0.20946 | 0.088833 | 0.21587
3064 | 2004-05-07 | 16:00 | 0.34313 | 0.16731 | 0.24728 | 0.4626 | 0.65957 | 0.27547 | 0.55309 |  | 0.20016 | 0.23045 | 0.20372 | 0.074525 | 0.18494
3065 | 2004-05-07 | 17:00 | 0.31881 | 0.17762 | 0.23799 | 0.48628 | 0.66893 | 0.37091 | 0.63459 |  | 0.21247 | 0.23728 | 0.18732 | 0.070115 | 0.15121
3066 | 2004-05-07 | 18:00 | 0.28984 | 0.036266 | 0.21765 | 0.47993 | 0.63482 | 0.46729 | 0.67909 |  | 0.22374 | 0.29811 | 0.17732 | 0.07838 | 0.14503
3067 | 2004-05-07 | 19:00 | 0.27636 | 0.022398 | 0.31399 | 0.45889 | 0.60067 | 0.54576 | 0.70936 |  | 0.24303 | 0.38504 | 0.1863 | 0.091662 | 0.17012
3068 | 2004-05-07 | 20:00 | 0.2711 | 0.058388 | 0.4041 | 0.38568 | 0.55948 | 0.60238 | 0.72785 |  | 0.28062 | 0.44306 | 0.20673 | 0.12071 | 0.22602
3069 | 2004-05-07 | 21:00 | 0.27648 | 0.10669 | 0.448 | 0.34596 | 0.49003 | 0.57891 | 0.72325 |  | 0.30308 | 0.48692 | 0.23744 | 0.15268 | 0.28825
3070 | 2004-05-07 | 22:00 | 0.25361 | 0.13824 | 0.43909 | 0.36669 | 0.45386 | 0.56498 | 0.71958 |  | 0.32017 | 0.47015 | 0.27421 | 0.18477 | 0.38201
3071 | 2004-05-07 | 23:00 | 0.24151 | 0.16741 | 0.43045 | 0.39655 | 0.44459 | 0.54371 | 0.69766 |  | 0.32588 | 0.49592 | 0.30195 | 0.20103 | 0.44138
3072 | 2004-05-08 | 00:00 | 0.20982 | 0.20561 | 0.43798 | 0.4243 | 0.4131 | 0.52175 | 0.67666 |  | 0.2568 | 0.60659 | 0.32389 | 0.21452 | 0.47697
3073 | 2004-05-08 | 01:00 | 0.25278 | 0.20953 | 0.44472 | 0.56284 | 0.41826 | 0.50275 | 0.62327 |  | 0.21652 | 0.65617 | 0.34022 | 0.21288 | 0.49692
3074 | 2004-05-08 | 02:00 | 0.30561 | 0.11026 | 0.40487 | 0.57684 | 0.45786 | 0.48827 | 0.5638 |  | 0.22629 | 0.68512 | 0.33484 | 0.23301 | 0.50117
3075 | 2004-05-08 | 03:00 | 0.32279 | 0.058205 | 0.36914 | 0.5229 | 0.48977 | 0.46243 | 0.44272 |  | 0.24095 | 0.75231 | 0.31058 | 0.25559 | 0.5098
3076 | 2004-05-08 | 04:00 | 0.32065 | 0.078479 | 0.33665 | 0.51736 | 0.53142 | 0.47362 | 0.44526 |  | 0.22567 | 0.79849 | 0.3122 | 0.29063 | 0.54216
3077 | 2004-05-08 | 05:00 | 0.32542 | 0.25408 | 0.32021 | 0.48285 | 0.5279 | 0.37591 | 0.46725 |  | 0.23404 | 0.8023 | 0.30564 | 0.31954 | 0.53656
3078 | 2004-05-08 | 06:00 | 0.34278 | 0.3576 | 0.37881 | 0.46158 | 0.44939 | 0.2725 | 0.46524 |  | 0.20548 | 0.79416 | 0.29709 | 0.31636 | 0.57634
3079 | 2004-05-08 | 07:00 | 0.33997 | 0.24573 | 0.38116 | 0.51679 | 0.36835 | 0.20801 | 0.44667 |  | 0.16452 | 0.78561 | 0.28554 | 0.29607 | 0.6168
3080 | 2004-05-08 | 08:00 | 0.39516 | 0.12905 | 0.32515 | 0.55835 | 0.30964 | 0.1672 | 0.40005 |  | 0.17002 | 0.78602 | 0.28336 | 0.296 | 0.61135
3081 | 2004-05-08 | 09:00 | 0.44084 | 0.14958 | 0.29407 | 0.56387 | 0.25579 | 0.24799 | 0.38751 |  | 0.12466 | 0.77712 | 0.27021 | 0.26606 | 0.60829
3082 | 2004-05-08 | 10:00 | 0.42468 | 0.14807 | 0.26766 | 0.59544 | 0.21059 | 0.30316 | 0.38356 |  | 0.081387 | 0.74896 | 0.25358 | 0.24957 | 0.57945
3083 | 2004-05-08 | 11:00 | 0.37845 | 0.1191 | 0.22899 | 0.52797 | 0.17282 | 0.39038 | 0.32309 |  | 0.051647 | 0.70759 | 0.22587 | 0.25087 | 0.5517
3084 | 2004-05-08 | 12:00 | 0.36701 | 0.262 | 0.21618 | 0.4856 | 0.13945 | 0.38138 | 0.28498 |  | 0.06596 | 0.64094 | 0.17996 | 0.23411 | 0.53971
3085 | 2004-05-08 | 13:00 | 0.35433 | 0.22537 | 0.2744 | 0.44949 | 0.12634 | 0.37243 | 0.19751 |  | 0.11014 | 0.59287 | 0.16252 | 0.22084 | 0.53565
3086 | 2004-05-08 | 14:00 | 0.26986 | 0.33145 | 0.27814 | 0.39168 | 0.11204 | 0.23684 | 0.1929 |  | 0.1296 | 0.5208 | 0.1531 | 0.19778 | 0.50991
3087 | 2004-05-08 | 15:00 | 0.24066 | 0.48372 | 0.30531 | 0.28566 | 0.093849 | 0.16722 | 0.22022 |  | 0.14009 | 0.43357 | 0.15193 | 0.17044 | 0.48712
3088 | 2004-05-08 | 16:00 | 0.21403 | 0.58589 | 0.32796 | 0.22117 | 0.08114 | 0.15583 | 0.25575 |  | 0.1518 | 0.39101 | 0.15247 | 0.12178 | 0.45718
3089 | 2004-05-08 | 17:00 | 0.227 | 0.51945 | 0.28007 | 0.1868 | 0.08783 | 0.15 | 0.2609 |  | 0.16091 | 0.38606 | 0.14494 | 0.10475 | 0.40784
3090 | 2004-05-08 | 18:00 | 0.25727 | 0.4906 | 0.2613 | 0.162 | 0.11883 | 0.18827 | 0.23061 |  | 0.18368 | 0.44161 | 0.15275 | 0.10446 | 0.33804
3091 | 2004-05-08 | 19:00 | 0.32163 | 0.42782 | 0.30091 | 0.21118 | 0.11998 | 0.30069 | 0.18485 |  | 0.20167 | 0.50669 | 0.1763 | 0.10249 | 0.25204
3092 | 2004-05-08 | 20:00 | 0.37728 | 0.51927 | 0.32935 | 0.3075 | 0.11364 | 0.36012 | 0.15681 |  | 0.23342 | 0.55871 | 0.22407 | 0.10486 | 0.15805
3093 | 2004-05-08 | 21:00 | 0.39229 | 0.59943 | 0.40149 | 0.36918 | 0.11111 | 0.38122 | 0.14729 |  | 0.24202 | 0.56516 | 0.28001 | 0.11864 | 0.10616
3094 | 2004-05-08 | 22:00 | 0.40057 | 0.70448 | 0.50885 | 0.38298 | 0.14239 | 0.45785 | 0.16024 |  | 0.22068 | 0.53723 | 0.31664 | 0.16502 | 0.10334
3095 | 2004-05-08 | 23:00 | 0.42883 | 0.65672 | 0.58993 | 0.37673 | 0.17343 | 0.46678 | 0.21027 |  | 0.21994 | 0.55625 | 0.38017 | 0.24033 | 0.127
3096 | 2004-05-09 | 00:00 | 0.39888 | 0.63845 | 0.66407 | 0.37052 | 0.19438 | 0.46948 | 0.29312 |  | 0.22389 | 0.60737 | 0.43132 | 0.25223 | 0.17483
3097 | 2004-05-09 | 01:00 | 0.41727 | 0.60906 | 0.62472 | 0.42217 | 0.24777 | 0.48396 | 0.33573 |  | 0.21945 | 0.66734 | 0.42439 | 0.20558 | 0.28528
3098 | 2004-05-09 | 02:00 | 0.47455 | 0.51575 | 0.55108 | 0.45359 | 0.31625 | 0.46969 | 0.34499 |  | 0.19408 | 0.71602 | 0.3833 | 0.23398 | 0.44146
3099 | 2004-05-09 | 03:00 | 0.51684 | 0.40201 | 0.48924 | 0.51131 | 0.34002 | 0.40886 | 0.32871 |  | 0.20734 | 0.73029 | 0.4129 | 0.28032 | 0.52343
3100 | 2004-05-09 | 04:00 | 0.55632 | 0.50044 | 0.44088 | 0.54751 | 0.38895 | 0.39071 | 0.3433 |  | 0.22905 | 0.76749 | 0.46131 | 0.34973 | 0.5261
3101 | 2004-05-09 | 05:00 | 0.53656 | 0.50984 | 0.38885 | 0.54854 | 0.4565 | 0.3656 | 0.37149 |  | 0.19496 | 0.78607 | 0.48792 | 0.35853 | 0.53776
3102 | 2004-05-09 | 06:00 | 0.46566 | 0.63291 | 0.3494 | 0.52142 | 0.49811 | 0.32511 | 0.38016 |  | 0.16968 | 0.8008 | 0.53381 | 0.35905 | 0.57728
3103 | 2004-05-09 | 07:00 | 0.39094 | 0.43703 | 0.36127 | 0.42609 | 0.51351 | 0.29305 | 0.3558 |  | 0.14441 | 0.79858 | 0.52513 | 0.32847 | 0.56505
3104 | 2004-05-09 | 08:00 | 0.34072 | 0.30886 | 0.38721 | 0.34241 | 0.52949 | 0.25827 | 0.35062 |  | 0.13208 | 0.75454 | 0.52433 | 0.35705 | 0.56719
3105 | 2004-05-09 | 09:00 | 0.28708 | 0.42019 | 0.34729 | 0.32134 | 0.56039 | 0.22168 | 0.28784 |  | 0.11047 | 0.71039 | 0.4379 | 0.36042 | 0.54166
3106 | 2004-05-09 | 10:00 | 0.25772 | 0.43973 | 0.31148 | 0.32731 | 0.59583 | 0.19733 | 0.23056 |  | 0.093774 | 0.66435 | 0.40034 | 0.33923 | 0.56152
3107 | 2004-05-09 | 11:00 | 0.2469 | 0.26441 | 0.18377 | 0.31616 | 0.59609 | 0.11251 | 0.15848 |  | 0.082605 | 0.62953 | 0.42588 | 0.29769 | 0.55253
3108 | 2004-05-09 | 12:00 | 0.26033 | 0.29444 | 0.066018 | 0.31054 | 0.52927 | 0.068669 | 0.12172 |  | 0.094136 | 0.58966 | 0.40043 | 0.25605 | 0.51585
3109 | 2004-05-09 | 13:00 | 0.24868 | 0.35925 | 0.024288 | 0.30928 | 0.43211 | 0.051002 | 0.11599 |  | 0.067124 | 0.50676 | 0.34927 | 0.23616 | 0.49883
3110 | 2004-05-09 | 14:00 | 0.20821 | 0.33249 | 0.042762 | 0.29272 | 0.38917 | 0.057238 | 0.15129 |  | 0.062265 | 0.4846 | 0.3347 | 0.22002 | 0.48875
3111 | 2004-05-09 | 15:00 | 0.20902 | 0.31518 | 0.086994 | 0.33111 | 0.38184 | 0.052311 | 0.17383 |  | 0.086635 | 0.48063 | 0.32189 | 0.18985 | 0.47402
3112 | 2004-05-09 | 16:00 | 0.27629 | 0.30802 | 0.1147 | 0.40252 | 0.39126 | 0.062719 | 0.22019 |  | 0.12406 | 0.50995 | 0.28527 | 0.13339 | 0.4309
3113 | 2004-05-09 | 17:00 | 0.36496 | 0.2476 | 0.14015 | 0.4518 | 0.41026 | 0.074473 | 0.26233 |  | 0.11571 | 0.56958 | 0.24969 | 0.10381 | 0.37933
3114 | 2004-05-09 | 18:00 | 0.41041 | 0.18629 | 0.10795 | 0.53349 | 0.43809 | 0.07538 | 0.30145 |  | 0.13765 | 0.61332 | 0.24596 | 0.080199 | 0.28287
3115 | 2004-05-09 | 19:00 | 0.45596 | 0.18897 | 0.07583 | 0.58991 | 0.4581 | 0.07375 | 0.31232 |  | 0.12018 | 0.62701 | 0.25785 | 0.070823 | 0.1995
3116 | 2004-05-09 | 20:00 | 0.50685 | 0.32161 | 0.11322 | 0.62821 | 0.46672 | 0.065123 | 0.26461 |  | 0.10343 | 0.62188 | 0.28097 | 0.081432 | 0.12682
3117 | 2004-05-09 | 21:00 | 0.54439 | 0.44343 | 0.10308 | 0.64595 | 0.45525 | 0.054156 | 0.20942 |  | 0.11178 | 0.61581 | 0.30313 | 0.10415 | 0.084327
3118 | 2004-05-09 | 22:00 | 0.54232 | 0.47331 | 0.088508 | 0.67709 | 0.45633 | 0.050631 | 0.19764 |  | 0.12488 | 0.61101 | 0.33104 | 0.12745 | 0.094551
3119 | 2004-05-09 | 23:00 | 0.54258 | 0.47325 | 0.11263 | 0.65548 | 0.47019 | 0.054729 | 0.20989 |  | 0.16897 | 0.62121 | 0.32615 | 0.14841 | 0.1274
3120 | 2004-05-10 | 00:00 | 0.5523 | 0.48645 | 0.13176 | 0.64118 | 0.48651 | 0.07098 | 0.22305 |  | 0.18562 | 0.6475 | 0.32814 | 0.19694 | 0.16192
3121 | 2004-05-10 | 01:00 | 0.52876 | 0.4588 | 0.1649 | 0.55247 | 0.47137 | 0.082537 | 0.21531 |  | 0.24252 | 0.66636 | 0.31253 | 0.21951 | 0.22434
3122 | 2004-05-10 | 02:00 | 0.49628 | 0.45205 | 0.24281 | 0.4885 | 0.4806 | 0.091526 | 0.21579 |  | 0.25985 | 0.68514 | 0.26992 | 0.22938 | 0.35213
3123 | 2004-05-10 | 03:00 | 0.54645 | 0.43772 | 0.30735 | 0.50401 | 0.51341 | 0.17058 | 0.19575 |  | 0.29866 | 0.69972 | 0.23534 | 0.23718 | 0.47307
3124 | 2004-05-10 | 04:00 | 0.64445 | 0.31508 | 0.35688 | 0.6054 | 0.53253 | 0.29065 | 0.14281 |  | 0.29405 | 0.73961 | 0.19774 | 0.27481 | 0.53589
3125 | 2004-05-10 | 05:00 | 0.68412 | 0.38667 | 0.43019 | 0.70497 | 0.50413 | 0.38815 | 0.10773 |  | 0.35294 | 0.76864 | 0.15933 | 0.32305 | 0.59093
3126 | 2004-05-10 | 06:00 | 0.63892 | 0.47688 | 0.38261 | 0.75409 | 0.46362 | 0.45242 | 0.091005 |  | 0.37393 | 0.78394 | 0.15309 | 0.32685 | 0.61132
3127 | 2004-05-10 | 07:00 | 0.61106 | 0.58659 | 0.34677 | 0.74613 | 0.40469 | 0.57307 | 0.12656 |  | 0.40216 | 0.78225 | 0.155 | 0.31445 | 0.6054
3128 | 2004-05-10 | 08:00 | 0.56509 | 0.50737 | 0.34872 | 0.70741 | 0.35291 | 0.71511 | 0.26587 |  | 0.39381 | 0.76517 | 0.1387 | 0.3187 | 0.58881
3129 | 2004-05-10 | 09:00 | 0.51663 | 0.38504 | 0.38642 | 0.63353 | 0.32017 | 0.76739 | 0.37381 |  | 0.3579 | 0.72357 | 0.13404 | 0.30843 | 0.58422
3130 | 2004-05-10 | 10:00 | 0.45527 | 0.45623 | 0.36588 | 0.55566 | 0.2926 | 0.74974 | 0.42717 |  | 0.28519 | 0.68492 | 0.12224 | 0.2907 | 0.5726
3131 | 2004-05-10 | 11:00 | 0.40228 | 0.40693 | 0.27994 | 0.48426 | 0.30154 | 0.52244 | 0.3712 |  | 0.24474 | 0.63569 | 0.10805 | 0.24241 | 0.55245
3132 | 2004-05-10 | 12:00 | 0.44238 | 0.37707 | 0.17015 | 0.41884 | 0.27842 | 0.54015 | 0.27742 |  | 0.17027 | 0.58685 | 0.095705 | 0.21426 | 0.523
3133 | 2004-05-10 | 13:00 | 0.43373 | 0.2372 | 0.11374 | 0.39718 | 0.30495 | 0.63056 | 0.25165 |  | 0.11036 | 0.53414 | 0.085235 | 0.23152 | 0.4897
3134 | 2004-05-10 | 14:00 | 0.39665 | 0.15356 | 0.10736 | 0.33858 | 0.31738 | 0.64318 | 0.2556 |  | 0.07445 | 0.46439 | 0.076033 | 0.24813 | 0.45686
3135 | 2004-05-10 | 15:00 | 0.45885 | 0.10189 | 0.14099 | 0.33889 | 0.36395 | 0.69736 | 0.25233 |  | 0.086508 | 0.32806 | 0.070298 | 0.22213 | 0.41469
3136 | 2004-05-10 | 16:00 | 0.53462 | 0.12421 | 0.15961 | 0.37199 | 0.44383 | 0.6991 | 0.26232 |  | 0.10854 | 0.29893 | 0.067173 | 0.1625 | 0.35719
3137 | 2004-05-10 | 17:00 | 0.53708 | 0.11551 | 0.15958 | 0.36636 | 0.47736 | 0.66636 | 0.30807 |  | 0.15327 | 0.30434 | 0.064647 | 0.1521 | 0.30265
3138 | 2004-05-10 | 18:00 | 0.54612 | 0.14578 | 0.16871 | 0.37564 | 0.49864 | 0.66564 | 0.35552 |  | 0.205 | 0.33924 | 0.066925 | 0.12923 | 0.23452
3139 | 2004-05-10 | 19:00 | 0.52783 | 0.16247 | 0.16417 | 0.43328 | 0.47952 | 0.63113 | 0.37246 |  | 0.21775 | 0.37611 | 0.074596 | 0.12303 | 0.21418
3140 | 2004-05-10 | 20:00 | 0.54987 | 0.22059 | 0.1977 | 0.41067 | 0.4798 | 0.54469 | 0.40898 |  | 0.19632 | 0.41774 | 0.087228 | 0.14638 | 0.19652
3141 | 2004-05-10 | 21:00 | 0.57524 | 0.06201 | 0.22669 | 0.41805 | 0.48063 | 0.5129 | 0.4566 |  | 0.23503 | 0.46543 | 0.11523 | 0.18065 | 0.19609
3142 | 2004-05-10 | 22:00 | 0.55467 | 0.18445 | 0.2347 | 0.39277 | 0.47272 | 0.49227 | 0.4368 |  | 0.29285 | 0.51828 | 0.15423 | 0.23544 | 0.2325
3143 | 2004-05-10 | 23:00 | 0.48453 | 0.25364 | 0.24588 | 0.34237 | 0.49417 | 0.47796 | 0.38854 |  | 0.3162 | 0.59098 | 0.19249 | 0.2899 | 0.29391
3144 | 2004-05-11 | 00:00 | 0.44344 | 0.15886 | 0.3502 | 0.26271 | 0.52723 | 0.52581 | 0.38879 |  | 0.30745 | 0.6217 | 0.213 | 0.35133 | 0.42079
3145 | 2004-05-11 | 01:00 | 0.45096 | 0.062469 | 0.43199 | 0.20485 | 0.54693 | 0.60194 | 0.4215 |  | 0.31972 | 0.65921 | 0.24227 | 0.40961 | 0.54229
3146 | 2004-05-11 | 02:00 | 0.48661 | 0.12749 | 0.42418 | 0.16983 | 0.53809 | 0.61188 | 0.46403 |  | 0.35258 | 0.67866 | 0.27722 | 0.41578 | 0.62477
3147 | 2004-05-11 | 03:00 | 0.41155 | 0.23806 | 0.40775 | 0.12834 | 0.54642 | 0.58348 | 0.4814 |  | 0.34219 | 0.65175 | 0.30597 | 0.4451 | 0.68125
3148 | 2004-05-11 | 04:00 | 0.30952 | 0.27941 | 0.3984 | 0.12795 | 0.57833 | 0.47381 | 0.49522 |  | 0.36816 | 0.64439 | 0.32803 | 0.42494 | 0.69847
3149 | 2004-05-11 | 05:00 | 0.26619 | 0.45204 | 0.44292 | 0.11014 | 0.61194 | 0.47706 | 0.51831 |  | 0.36152 | 0.65494 | 0.32049 | 0.42338 | 0.709
3150 | 2004-05-11 | 06:00 | 0.1851 | 0.64696 | 0.4762 | 0.15735 | 0.65169 | 0.43488 | 0.51926 |  | 0.27442 | 0.68183 | 0.3139 | 0.4127 | 0.74833
3151 | 2004-05-11 | 07:00 | 0.15315 | 0.6099 | 0.49996 | 0.152 | 0.68822 | 0.41384 | 0.50694 |  | 0.22258 | 0.71551 | 0.30376 | 0.42475 | 0.75498
3152 | 2004-05-11 | 08:00 | 0.16119 | 0.56457 | 0.48512 | 0.18475 | 0.72613 | 0.36427 | 0.49911 |  | 0.21488 | 0.74209 | 0.30236 | 0.44796 | 0.76028
3153 | 2004-05-11 | 09:00 | 0.1489 | 0.51734 | 0.4339 | 0.20961 | 0.7675 | 0.3173 | 0.48806 |  | 0.20469 | 0.73498 | 0.29963 | 0.46114 | 0.74184
3154 | 2004-05-11 | 10:00 | 0.1424 | 0.40679 | 0.28928 | 0.24791 | 0.80917 | 0.23898 | 0.47896 |  | 0.15718 | 0.71688 | 0.28775 | 0.4728 | 0.72108
3155 | 2004-05-11 | 11:00 | 0.13032 | 0.58403 | 0.15784 | 0.22967 | 0.83424 | 0.1639 | 0.42054 |  | 0.12918 | 0.74329 | 0.27643 | 0.50214 | 0.69447
3156 | 2004-05-11 | 12:00 | 0.11847 | 0.43208 | 0.13374 | 0.19978 | 0.84583 | 0.14182 | 0.37289 |  | 0.092769 | 0.74589 | 0.26806 | 0.50243 | 0.68086
3157 | 2004-05-11 | 13:00 | 0.11954 | 0.2351 | 0.092756 | 0.17645 | 0.82744 | 0.13016 | 0.38203 |  | 0.083734 | 0.6644 | 0.26394 | 0.49081 | 0.67741
3158 | 2004-05-11 | 14:00 | 0.1278 | 0.12397 | 0.039986 | 0.15337 | 0.82839 | 0.12998 | 0.43057 |  | 0.079244 | 0.67302 | 0.26496 | 0.45685 | 0.66571
3159 | 2004-05-11 | 15:00 | 0.13239 | 0.077692 | 0.032786 | 0.13839 | 0.82596 | 0.14957 | 0.47671 |  | 0.0772 | 0.67273 | 0.26316 | 0.37924 | 0.65485
3160 | 2004-05-11 | 16:00 | 0.14584 | 0.060428 | 0.046013 | 0.17055 | 0.83808 | 0.1677 | 0.5398 |  | 0.090445 | 0.72694 | 0.25533 | 0.34036 | 0.63667
3161 | 2004-05-11 | 17:00 | 0.17382 | 0.07859 | 0.043926 | 0.23657 | 0.85777 | 0.15863 | 0.57157 |  | 0.10157 | 0.80256 | 0.26021 | 0.4058 | 0.59167
3162 | 2004-05-11 | 18:00 | 0.22877 | 0.31227 | 0.040722 | 0.31122 | 0.8749 | 0.12329 | 0.52055 |  | 0.13184 | 0.83828 | 0.28464 | 0.53137 | 0.53692
3163 | 2004-05-11 | 19:00 | 0.28021 | 0.32307 | 0.07946 | 0.43632 | 0.87824 | 0.079334 | 0.40513 |  | 0.12114 | 0.85489 | 0.30232 | 0.66569 | 0.51323
3164 | 2004-05-11 | 20:00 | 0.32311 | 0.48124 | 0.15866 | 0.4226 | 0.88818 | 0.058487 | 0.34295 |  | 0.14872 | 0.85801 | 0.30544 | 0.76963 | 0.5056
3165 | 2004-05-11 | 21:00 | 0.37053 | 0.18571 | 0.20264 | 0.53996 | 0.8812 | 0.036911 | 0.29858 |  | 0.1995 | 0.84584 | 0.31761 | 0.82747 | 0.58569
3166 | 2004-05-11 | 22:00 | 0.36398 | 0.059336 | 0.12341 | 0.56783 | 0.87842 | 0.026987 | 0.23988 |  | 0.23228 | 0.84428 | 0.33453 | 0.86162 | 0.6549
3167 | 2004-05-11 | 23:00 | 0.36153 | 0.058496 | 0.10781 | 0.53464 | 0.88099 | 0.044953 | 0.21928 |  | 0.24049 | 0.82975 | 0.34897 | 0.89613 | 0.70155
3168 | 2004-05-12 | 00:00 | 0.34417 | 0.069921 | 0.17094 | 0.50162 | 0.88886 | 0.061254 | 0.21056 |  | 0.26476 | 0.8347 | 0.36659 | 0.93338 | 0.7413
3169 | 2004-05-12 | 01:00 | 0.36458 | 0.051859 | 0.13944 | 0.42092 | 0.8971 | 0.08413 | 0.15299 |  | 0.3331 | 0.85054 | 0.4519 | 0.91786 | 0.79896
3170 | 2004-05-12 | 02:00 | 0.44722 | 0.055971 | 0.13717 | 0.4642 | 0.88146 | 0.10118 | 0.13562 |  | 0.35537 | 0.84592 | 0.60764 | 0.92569 | 0.82854
3171 | 2004-05-12 | 03:00 | 0.5215 | 0.060371 | 0.11173 | 0.61254 | 0.85671 | 0.10854 | 0.16607 |  | 0.35266 | 0.84654 | 0.68544 | 0.90983 | 0.81736
3172 | 2004-05-12 | 04:00 | 0.53467 | 0.093321 | 0.10318 | 0.76005 | 0.84998 | 0.09181 | 0.20145 |  | 0.37421 | 0.85655 | 0.653 | 0.87565 | 0.77676
3173 | 2004-05-12 | 05:00 | 0.46947 | 0.13801 | 0.11761 | 0.79278 | 0.83851 | 0.10851 | 0.23864 |  | 0.39351 | 0.86338 | 0.70778 | 0.81495 | 0.7762
3174 | 2004-05-12 | 06:00 | 0.44542 | 0.145 | 0.21984 | 0.81482 | 0.80617 | 0.16512 | 0.27477 |  | 0.39225 | 0.86558 | 0.73547 | 0.77255 | 0.71978
3175 | 2004-05-12 | 07:00 | 0.4264 | 0.17323 | 0.17914 | 0.81394 | 0.76084 | 0.25293 | 0.25438 |  | 0.38037 | 0.86949 | 0.73806 | 0.76667 | 0.71882
3176 | 2004-05-12 | 08:00 | 0.38225 | 0.1953 | 0.14798 | 0.81611 | 0.72908 | 0.23063 | 0.21363 |  | 0.33444 | 0.85985 | 0.7164 | 0.7436 | 0.66606
3177 | 2004-05-12 | 09:00 | 0.34505 | 0.17417 | 0.10148 | 0.76375 | 0.72701 | 0.20915 | 0.17953 |  | 0.31377 | 0.83884 | 0.68361 | 0.70805 | 0.63688
3178 | 2004-05-12 | 10:00 | 0.30992 | 0.13508 | 0.074716 | 0.66399 | 0.71356 | 0.20477 | 0.14885 |  | 0.256 | 0.81256 | 0.60689 | 0.67623 | 0.59921
3179 | 2004-05-12 | 11:00 | 0.27104 | 0.10655 | 0.048831 | 0.56378 | 0.69022 | 0.14051 | 0.10139 |  | 0.18194 | 0.73025 | 0.53315 | 0.62895 | 0.5854
3180 | 2004-05-12 | 12:00 | 0.25249 | 0.14456 | 0.01003 | 0.52071 | 0.65815 | 0.077791 | 0.071727 |  | 0.095346 | 0.62364 | 0.47827 | 0.59279 | 0.55675
3181 | 2004-05-12 | 13:00 | 0.24847 | 0.18075 | 0.006197 | 0.50758 | 0.68236 | 0.065227 | 0.064671 |  | 0.059007 | 0.48134 | 0.42531 | 0.55741 | 0.51781
3182 | 2004-05-12 | 14:00 | 0.25085 | 0.047524 | 0.008174 | 0.56487 | 0.7152 | 0.086785 | 0.071101 |  | 0.058006 | 0.38455 | 0.36982 | 0.50988 | 0.49688
3183 | 2004-05-12 | 15:00 | 0.25802 | 0 | 0.02863 | 0.57661 | 0.70971 | 0.11247 | 0.075405 |  | 0.10477 | 0.30205 | 0.31131 | 0.43152 | 0.4667
3184 | 2004-05-12 | 16:00 | 0.31283 | 0.021161 | 0.11428 | 0.58314 | 0.68276 | 0.17857 | 0.08486 |  | 0.14038 | 0.2559 | 0.26701 | 0.41392 | 0.46475
3185 | 2004-05-12 | 17:00 | 0.40945 | 0.030781 | 0.23453 | 0.66608 | 0.6281 | 0.19597 | 0.093979 |  | 0.18054 | 0.21914 | 0.23668 | 0.40416 | 0.29296
3186 | 2004-05-12 | 18:00 | 0.50312 | 0.052904 | 0.21198 | 0.74389 | 0.57222 | 0.1266 | 0.10819 |  | 0.18613 | 0.22613 | 0.24033 | 0.38204 | 0.16822
3187 | 2004-05-12 | 19:00 | 0.53174 | 0.10284 | 0.1581 | 0.79575 | 0.5296 | 0.088627 | 0.11686 |  | 0.18146 | 0.29258 | 0.24438 | 0.36378 | 0.14377
3188 | 2004-05-12 | 20:00 | 0.52999 | 0.14101 | 0.12338 | 0.81097 | 0.47159 | 0.071087 | 0.12561 |  | 0.23338 | 0.38148 | 0.24599 | 0.36926 | 0.14303
3189 | 2004-05-12 | 21:00 | 0.51023 | 0.1608 | 0.096068 | 0.78313 | 0.41969 | 0.075562 | 0.12585 |  | 0.27964 | 0.46405 | 0.24868 | 0.39643 | 0.13146
3190 | 2004-05-12 | 22:00 | 0.49737 | 0.18996 | 0.15131 | 0.74472 | 0.37683 | 0.11796 | 0.12552 |  | 0.33573 | 0.51951 | 0.24856 | 0.44285 | 0.11738
3191 | 2004-05-12 | 23:00 | 0.46134 | 0.13074 | 0.14713 | 0.71139 | 0.33603 | 0.20133 | 0.13689 |  | 0.38679 | 0.61349 | 0.23963 | 0.47031 | 0.12005
3192 | 2004-05-13 | 00:00 | 0.42441 | 0.15842 | 0.1768 | 0.66331 | 0.31148 | 0.19618 | 0.11434 |  | 0.39702 | 0.69984 | 0.22684 | 0.51514 | 0.13419
3193 | 2004-05-13 | 01:00 | 0.38512 | 0.1764 | 0.26531 | 0.51503 | 0.37427 | 0.24855 | 0.1264 |  | 0.43426 | 0.72741 | 0.20892 | 0.52878 | 0.1473
3194 | 2004-05-13 | 02:00 | 0.39573 | 0.18331 | 0.30282 | 0.37298 | 0.42344 | 0.30589 | 0.16285 |  | 0.40323 | 0.76 | 0.19167 | 0.52048 | 0.16743
3195 | 2004-05-13 | 03:00 | 0.41968 | 0.21496 | 0.2686 | 0.35453 | 0.39664 | 0.35584 | 0.18281 |  | 0.36812 | 0.7598 | 0.17529 | 0.48753 | 0.20698
3196 | 2004-05-13 | 04:00 | 0.40542 | 0.37386 | 0.26716 | 0.40581 | 0.34334 | 0.38655 | 0.23123 |  | 0.37162 | 0.76761 | 0.15306 | 0.48317 | 0.33056
3197 | 2004-05-13 | 05:00 | 0.35682 | 0.41306 | 0.2399 | 0.3524 | 0.31355 | 0.39098 | 0.25052 |  | 0.34383 | 0.7765 | 0.12677 | 0.45468 | 0.36677
3198 | 2004-05-13 | 06:00 | 0.33173 | 0.45775 | 0.19889 | 0.282 | 0.29555 | 0.41514 | 0.20921 |  | 0.28581 | 0.77616 | 0.11 | 0.39179 | 0.36198
3199 | 2004-05-13 | 07:00 | 0.30157 | 0.53954 | 0.20699 | 0.28725 | 0.31483 | 0.46011 | 0.22864 |  | 0.2592 | 0.75774 | 0.097027 | 0.35596 | 0.31099
3200 | 2004-05-13 | 08:00 | 0.26889 | 0.54989 | 0.21321 | 0.26105 | 0.30662 | 0.44957 | 0.27014 |  | 0.23349 | 0.71922 | 0.082784 | 0.34756 | 0.24284
3201 | 2004-05-13 | 09:00 | 0.26765 | 0.56261 | 0.19088 | 0.21446 | 0.2961 | 0.28756 | 0.26776 |  | 0.19854 | 0.70468 | 0.074313 | 0.34377 | 0.17531
3202 | 2004-05-13 | 10:00 | 0.25599 | 0.52043 | 0.14364 | 0.18101 | 0.30212 | 0.24844 | 0.2432 |  | 0.16045 | 0.70791 | 0.070097 | 0.3209 | 0.15315
3203 | 2004-05-13 | 11:00 | 0.20121 | 0.46583 | 0.10309 | 0.13465 | 0.2996 | 0.15266 | 0.19408 |  | 0.11192 | 0.69564 | 0.064631 | 0.30472 | 0.15943
3204 | 2004-05-13 | 12:00 | 0.19346 | 0.38445 | 0.034835 | 0.094413 | 0.27929 | 0.066093 | 0.18283 |  | 0.062531 | 0.6314 | 0.060759 | 0.32209 | 0.15465
3205 | 2004-05-13 | 13:00 | 0.2204 | 0.28506 | 0.008896 | 0.097019 | 0.27473 | 0.037239 | 0.17306 |  | 0.051747 | 0.5618 | 0.056375 | 0.30778 | 0.16022
3206 | 2004-05-13 | 14:00 | 0.26369 | 0.16415 | 0.00757 | 0.08548 | 0.25921 | 0.031862 | 0.15985 |  | 0.10137 | 0.54111 | 0.055382 | 0.26485 | 0.17036
3207 | 2004-05-13 | 15:00 | 0.34587 | 0.085585 | 0.014861 | 0.12103 | 0.21241 | 0.029473 | 0.13573 |  | 0.14023 | 0.55487 | 0.053696 | 0.22374 | 0.18912
3208 | 2004-05-13 | 16:00 | 0.42708 | 0.10445 | 0.037703 | 0.18638 | 0.25133 | 0.042804 | 0.14022 |  | 0.18269 | 0.58159 | 0.05001 | 0.21457 | 0.20724
3209 | 2004-05-13 | 17:00 | 0.48757 | 0.10056 | 0.078685 | 0.24767 | 0.28466 | 0.11019 | 0.14428 |  | 0.22002 | 0.63173 | 0.050337 | 0.22831 | 0.14953
3210 | 2004-05-13 | 18:00 | 0.50684 | 0.156 | 0.11622 | 0.23773 | 0.28211 | 0.12972 | 0.15959 |  | 0.20709 | 0.63543 | 0.052282 | 0.27273 | 0.12458
3211 | 2004-05-13 | 19:00 | 0.53961 | 0.24669 | 0.20372 | 0.21703 | 0.25092 | 0.11779 | 0.19077 |  | 0.22306 | 0.60699 | 0.059144 | 0.35536 | 0.12845
3212 | 2004-05-13 | 20:00 | 0.57569 | 0.33577 | 0.24619 | 0.24204 | 0.22484 | 0.16428 | 0.22046 |  | 0.24593 | 0.57544 | 0.063133 | 0.44085 | 0.12416
3213 | 2004-05-13 | 21:00 | 0.54042 | 0.50762 | 0.26743 | 0.29903 | 0.24219 | 0.18293 | 0.25224 |  | 0.24271 | 0.59702 | 0.064961 | 0.49362 | 0.10806
3214 | 2004-05-13 | 22:00 | 0.51681 | 0.52257 | 0.25074 | 0.33709 | 0.26932 | 0.28043 | 0.3087 |  | 0.2164 | 0.58086 | 0.065953 | 0.52095 | 0.095529
3215 | 2004-05-13 | 23:00 | 0.47422 | 0.42646 | 0.21741 | 0.39837 | 0.25268 | 0.28634 | 0.38633 |  | 0.28622 | 0.58659 | 0.066786 | 0.53745 | 0.079656
3216 | 2004-05-14 | 00:00 | 0.40409 | 0.3947 | 0.24172 | 0.41944 | 0.23654 | 0.30356 | 0.44044 |  | 0.28061 | 0.60666 | 0.065671 | 0.5347 | 0.068346
3217 | 2004-05-14 | 01:00 | 0.42224 | 0.37341 | 0.29679 | 0.37308 | 0.24947 | 0.30912 | 0.44712 |  | 0.31615 | 0.71503 | 0.060685 | 0.53871 | 0.057395
3218 | 2004-05-14 | 02:00 | 0.42431 | 0.49209 | 0.34721 | 0.26539 | 0.22245 | 0.38361 | 0.44892 |  | 0.36447 | 0.66817 | 0.056645 | 0.58546 | 0.051947
3219 | 2004-05-14 | 03:00 | 0.41199 | 0.62498 | 0.34712 | 0.24945 | 0.19609 | 0.46493 | 0.39732 |  | 0.42143 | 0.50496 | 0.051763 | 0.58483 | 0.052611
3220 | 2004-05-14 | 04:00 | 0.4261 | 0.52993 | 0.38415 | 0.28895 | 0.18536 | 0.59471 | 0.37173 |  | 0.43062 | 0.45716 | 0.048606 | 0.57813 | 0.06132
3221 | 2004-05-14 | 05:00 | 0.38791 | 0.19006 | 0.40757 | 0.27819 | 0.18729 | 0.58252 | 0.35615 |  | 0.42564 | 0.4519 | 0.045942 | 0.56001 | 0.072033
3222 | 2004-05-14 | 06:00 | 0.37222 | 0.15542 | 0.35968 | 0.22232 | 0.22079 | 0.5936 | 0.33534 |  | 0.39159 | 0.42093 | 0.046845 | 0.5408 | 0.1146
3223 | 2004-05-14 | 07:00 | 0.39102 | 0.60516 | 0.3663 | 0.20151 | 0.24417 | 0.56086 | 0.3365 |  | 0.39459 | 0.36274 | 0.05289 | 0.53608 | 0.18331
3224 | 2004-05-14 | 08:00 | 0.37321 | 0.70118 | 0.35523 | 0.19429 | 0.26528 | 0.60156 | 0.32886 |  | 0.40121 | 0.32654 | 0.061654 | 0.52192 | 0.2263
3225 | 2004-05-14 | 09:00 | 0.37983 | 0.62323 | 0.34352 | 0.20568 | 0.2658 | 0.59419 | 0.31562 |  | 0.36187 | 0.32084 | 0.073164 | 0.49415 | 0.26425
3226 | 2004-05-14 | 10:00 | 0.39237 | 0.54157 | 0.30381 | 0.24955 | 0.26372 | 0.56555 | 0.27465 |  | 0.3391 | 0.33915 | 0.089983 | 0.45529 | 0.28349
3227 | 2004-05-14 | 11:00 | 0.38341 | 0.51924 | 0.20587 | 0.2813 | 0.22633 | 0.4324 | 0.18047 |  | 0.30472 | 0.34495 | 0.10421 | 0.42156 | 0.27696
3228 | 2004-05-14 | 12:00 | 0.39694 | 0.36838 | 0.094183 | 0.34567 | 0.18236 | 0.20564 | 0.1158 |  | 0.2165 | 0.30735 | 0.11088 | 0.41609 | 0.26742
3229 | 2004-05-14 | 13:00 | 0.46199 | 0.2184 | 0.054782 | 0.41448 | 0.1673 | 0.1369 | 0.083188 |  | 0.21836 | 0.2878 | 0.13442 | 0.37764 | 0.22323
3230 | 2004-05-14 | 14:00 | 0.55921 | 0.20193 | 0.066613 | 0.4067 | 0.1385 | 0.17796 | 0.077144 |  | 0.24984 | 0.24195 | 0.15781 | 0.35882 | 0.1425
3231 | 2004-05-14 | 15:00 | 0.62987 | 0.226 | 0.087522 | 0.38509 | 0.11734 | 0.24919 | 0.0793 |  | 0.27677 | 0.1869 | 0.16636 | 0.3175 | 0.083333
3232 | 2004-05-14 | 16:00 | 0.6527 | 0.26012 | 0.11242 | 0.39714 | 0.13506 | 0.30912 | 0.084762 |  | 0.26225 | 0.14029 | 0.1478 | 0.27202 | 0.059526
3233 | 2004-05-14 | 17:00 | 0.65427 | 0.26361 | 0.16717 | 0.43273 | 0.14577 | 0.28158 | 0.091541 |  | 0.26844 | 0.12648 | 0.15252 | 0.25957 | 0.052867
3234 | 2004-05-14 | 18:00 | 0.65091 | 0.31769 | 0.20988 | 0.48965 | 0.1454 | 0.27204 | 0.099655 |  | 0.24812 | 0.11755 | 0.18161 | 0.2539 | 0.049066
3235 | 2004-05-14 | 19:00 | 0.59455 | 0.33979 | 0.23605 | 0.42056 | 0.15291 | 0.37003 | 0.13995 |  | 0.26233 | 0.10668 | 0.22123 | 0.23971 | 0.051492
3236 | 2004-05-14 | 20:00 | 0.53834 | 0.40863 | 0.23545 | 0.30878 | 0.1546 | 0.35012 | 0.18417 |  | 0.28876 | 0.094367 | 0.26076 | 0.22251 | 0.065729
3237 | 2004-05-14 | 21:00 | 0.47894 | 0.3676 | 0.27077 | 0.28093 | 0.13764 | 0.35153 | 0.23675 |  | 0.28149 | 0.088135 | 0.28662 | 0.20885 | 0.075979
3238 | 2004-05-14 | 22:00 | 0.40894 | 0.39122 | 0.24301 | 0.3142 | 0.13246 | 0.50404 | 0.29269 |  | 0.27324 | 0.094955 | 0.29629 | 0.26438 | 0.072637
3239 | 2004-05-14 | 23:00 | 0.3718 | 0.38497 | 0.21044 | 0.29701 | 0.14177 | 0.46856 | 0.36762 |  | 0.28923 | 0.10486 | 0.31166 | 0.20505 | 0.066108
3240 | 2004-05-15 | 00:00 | 0.35178 | 0.39739 | 0.23192 | 0.26684 | 0.14397 | 0.50292 | 0.4264 |  | 0.25749 | 0.1253 | 0.31986 | 0.14305 | 0.063578
3241 | 2004-05-15 | 01:00 | 0.36931 | 0.44955 | 0.32784 | 0.25365 | 0.12275 | 0.6011 | 0.48979 |  | 0.30347 | 0.16589 | 0.21185 | 0.12781 | 0.070017
3242 | 2004-05-15 | 02:00 | 0.39613 | 0.39206 | 0.4471 | 0.26515 | 0.12934 | 0.70297 | 0.54656 |  | 0.36965 | 0.23341 | 0.13855 | 0.083631 | 0.1032
3243 | 2004-05-15 | 03:00 | 0.41741 | 0.35932 | 0.47219 | 0.24332 | 0.15732 | 0.76227 | 0.53978 |  | 0.41434 | 0.32498 | 0.15873 | 0.10017 | 0.15302
3244 | 2004-05-15 | 04:00 | 0.39649 | 0.32949 | 0.47039 | 0.16993 | 0.2008 | 0.78639 | 0.59201 |  | 0.37198 | 0.39169 | 0.13324 | 0.10332 | 0.22241
3245 | 2004-05-15 | 05:00 | 0.32933 | 0.26247 | 0.47678 | 0.14879 | 0.24247 | 0.72938 | 0.58376 |  | 0.38303 | 0.41316 | 0.10565 | 0.11797 | 0.3046
3246 | 2004-05-15 | 06:00 | 0.28428 | 0.090046 | 0.47534 | 0.16932 | 0.27829 | 0.68925 | 0.57095 |  | 0.43837 | 0.43329 | 0.10517 | 0.15148 | 0.43546
3247 | 2004-05-15 | 07:00 | 0.21448 | 0.32666 | 0.45478 | 0.16806 | 0.30652 | 0.55834 | 0.57703 |  | 0.47856 | 0.46108 | 0.10394 | 0.16378 | 0.47929
3248 | 2004-05-15 | 08:00 | 0.16318 | 0.14587 | 0.41885 | 0.12299 | 0.33911 | 0.45427 | 0.56059 |  | 0.44423 | 0.51201 | 0.11418 | 0.17503 | 0.48439
3249 | 2004-05-15 | 09:00 | 0.13883 | 0.048936 | 0.39734 | 0.097078 | 0.38352 | 0.34304 | 0.51664 |  | 0.40908 | 0.53877 | 0.10875 | 0.19658 | 0.46854
3250 | 2004-05-15 | 10:00 | 0.11271 | 0.037556 | 0.3347 | 0.094512 | 0.43102 | 0.23384 | 0.46612 |  | 0.38499 | 0.56094 | 0.10839 | 0.20614 | 0.42165
3251 | 2004-05-15 | 11:00 | 0.091049 | 0.025457 | 0.20256 | 0.090782 | 0.49037 | 0.16567 | 0.33628 |  | 0.3239 | 0.58064 | 0.10255 | 0.23324 | 0.37663
3252 | 2004-05-15 | 12:00 | 0.11925 | 0.056905 | 0.16273 | 0.08226 | 0.52033 | 0.18763 | 0.29693 |  | 0.16681 | 0.56074 | 0.085272 | 0.24478 | 0.28078
3253 | 2004-05-15 | 13:00 | 0.1131 | 0.11511 | 0.1808 | 0.096329 | 0.46995 | 0.19175 | 0.31085 |  | 0.1326 | 0.45557 | 0.072182 | 0.26066 | 0.18917
3254 | 2004-05-15 | 14:00 | 0.085126 | 0.13472 | 0.27521 | 0.068147 | 0.43298 | 0.233 | 0.32343 |  | 0.15878 | 0.35638 | 0.065576 | 0.28202 | 0.16006
3255 | 2004-05-15 | 15:00 | 0.068761 | 0.22078 | 0.23042 | 0.050015 | 0.4332 | 0.22057 | 0.33268 |  | 0.19574 | 0.38509 | 0.060949 | 0.27382 | 0.19646
3256 | 2004-05-15 | 16:00 | 0.072088 | 0.2957 | 0.18435 | 0.043882 | 0.45716 | 0.20829 | 0.33714 |  | 0.19507 | 0.47033 | 0.052462 | 0.27063 | 0.2443
3257 | 2004-05-15 | 17:00 | 0.070931 | 0.26955 | 0.27641 | 0.041134 | 0.46037 | 0.23259 | 0.34864 |  | 0.22048 | 0.4914 | 0.038522 | 0.28793 | 0.22872
3258 | 2004-05-15 | 18:00 | 0.069924 | 0.33634 | 0.31565 | 0.041136 | 0.43248 | 0.20788 | 0.3514 |  | 0.24413 | 0.51474 | 0.033014 | 0.28049 | 0.15501
3259 | 2004-05-15 | 19:00 | 0.06892 | 0.37217 | 0.29507 | 0.041244 | 0.41108 | 0.18375 | 0.31456 |  | 0.23072 | 0.55346 | 0.035632 | 0.26714 | 0.11496
3260 | 2004-05-15 | 20:00 | 0.065996 | 0.38766 | 0.3207 | 0.04397 | 0.42903 | 0.16604 | 0.35763 |  | 0.25202 | 0.60313 | 0.043002 | 0.25782 | 0.12048
3261 | 2004-05-15 | 21:00 | 0.071741 | 0.41695 | 0.35384 | 0.048694 | 0.46454 | 0.13976 | 0.35471 |  | 0.30683 | 0.62724 | 0.054564 | 0.26411 | 0.13315
3262 | 2004-05-15 | 22:00 | 0.06892 | 0.46579 | 0.32734 | 0.056952 | 0.47717 | 0.13961 | 0.31785 |  | 0.34438 | 0.61076 | 0.067689 | 0.2541 | 0.17923
3263 | 2004-05-15 | 23:00 | 0.069486 | 0.45451 | 0.22526 | 0.064225 | 0.49055 | 0.15897 | 0.28591 |  | 0.35423 | 0.60764 | 0.079312 | 0.25316 | 0.19813
3264 | 2004-05-16 | 00:00 | 0.10011 | 0.41514 | 0.30535 | 0.077265 | 0.49388 | 0.22729 | 0.2848 |  | 0.34291 | 0.6352 | 0.07869 | 0.24975 | 0.22138
3265 | 2004-05-16 | 01:00 | 0.11021 | 0.34237 | 0.37083 | 0.10822 | 0.46144 | 0.23983 | 0.3029 |  | 0.36358 | 0.63507 | 0.078109 | 0.23111 | 0.30163
3266 | 2004-05-16 | 02:00 | 0.10628 | 0.38297 | 0.33073 | 0.16852 | 0.46603 | 0.23811 | 0.32556 |  | 0.33622 | 0.641 | 0.073584 | 0.23566 | 0.45495
3267 | 2004-05-16 | 03:00 | 0.095136 | 0.42167 | 0.2948 | 0.22848 | 0.49828 | 0.20316 | 0.31448 |  | 0.313 | 0.68724 | 0.069353 | 0.28453 | 0.5882
3268 | 2004-05-16 | 04:00 | 0.07539 | 0.43713 | 0.24777 | 0.26271 | 0.53962 | 0.17312 | 0.28376 |  | 0.26289 | 0.7548 | 0.070267 | 0.32181 | 0.63934
3269 | 2004-05-16 | 05:00 | 0.064687 | 0.4651 | 0.23202 | 0.25169 | 0.59422 | 0.16007 | 0.26181 |  | 0.24369 | 0.80055 | 0.083011 | 0.37923 | 0.67192
3270 | 2004-05-16 | 06:00 | 0.063524 | 0.56212 | 0.17958 | 0.23358 | 0.63076 | 0.1461 | 0.23561 |  | 0.22863 | 0.80615 | 0.099937 | 0.43702 | 0.70456
3271 | 2004-05-16 | 07:00 | 0.066374 | 0.60696 | 0.12502 | 0.23791 | 0.63388 | 0.11936 | 0.19694 |  | 0.18816 | 0.79068 | 0.1079 | 0.48384 | 0.716
3272 | 2004-05-16 | 08:00 | 0.073146 | 0.40556 | 0.099697 | 0.2343 | 0.61497 | 0.10847 | 0.14069 |  | 0.20684 | 0.78213 | 0.11491 | 0.50361 | 0.72179
3273 | 2004-05-16 | 09:00 | 0.075148 | 0.33385 | 0.064512 | 0.25352 | 0.61206 | 0.097505 | 0.10199 |  | 0.23644 | 0.76411 | 0.11876 | 0.50204 | 0.72751
3274 | 2004-05-16 | 10:00 | 0.066313 | 0.40531 | 0.036967 | 0.28936 | 0.59047 | 0.078632 | 0.073741 |  | 0.20578 | 0.73952 | 0.13078 | 0.48923 | 0.70157
3275 | 2004-05-16 | 11:00 | 0.066238 | 0.42754 | 0.021509 | 0.29455 | 0.52545 | 0.054364 | 0.040345 |  | 0.15291 | 0.70321 | 0.14053 | 0.49168 | 0.68521
3276 | 2004-05-16 | 12:00 | 0.052738 | 0.43087 | 0.026357 | 0.26101 | 0.45413 | 0.044293 | 0.056542 |  | 0.094321 | 0.65423 | 0.1276 | 0.46744 | 0.66476
3277 | 2004-05-16 | 13:00 | 0.046346 | 0.36208 | 0.037534 | 0.21173 | 0.40581 | 0.040108 | 0.044013 |  | 0.08671 | 0.57705 | 0.12729 | 0.43024 | 0.64086
3278 | 2004-05-16 | 14:00 | 0.046428 | 0.25721 | 0.053252 | 0.16616 | 0.37122 | 0.049501 | 0.043345 |  | 0.081538 | 0.53715 | 0.13463 | 0.40391 | 0.63086
3279 | 2004-05-16 | 15:00 | 0.048235 | 0.19271 | 0.07877 | 0.12613 | 0.34586 | 0.068611 | 0.057918 |  | 0.13075 | 0.57705 | 0.13116 | 0.37981 | 0.6133
3280 | 2004-05-16 | 16:00 | 0.05313 | 0.19772 | 0.11437 | 0.1146 | 0.32103 | 0.092995 | 0.060012 |  | 0.14579 | 0.6326 | 0.13125 | 0.35169 | 0.5645
3281 | 2004-05-16 | 17:00 | 0.051648 | 0.12932 | 0.11319 | 0.1112 | 0.34813 | 0.13049 | 0.059447 |  | 0.22517 | 0.70549 | 0.11538 | 0.38403 | 0.51629
3282 | 2004-05-16 | 18:00 | 0.051272 | 0.13384 | 0.093585 | 0.11374 | 0.39576 | 0.20375 | 0.063241 |  | 0.19806 | 0.77887 | 0.095021 | 0.40772 | 0.44345
3283 | 2004-05-16 | 19:00 | 0.053123 | 0.21633 | 0.11676 | 0.1414 | 0.45091 | 0.22726 | 0.066954 |  | 0.16113 | 0.80911 | 0.10292 | 0.45177 | 0.34994
3284 | 2004-05-16 | 20:00 | 0.067162 | 0.3269 | 0.14344 | 0.1618 | 0.51066 | 0.19773 | 0.079283 |  | 0.16851 | 0.83156 | 0.099032 | 0.48274 | 0.25807
3285 | 2004-05-16 | 21:00 | 0.090748 | 0.3918 | 0.13897 | 0.19614 | 0.55216 | 0.14888 | 0.079621 |  | 0.16617 | 0.83553 | 0.10522 | 0.51477 | 0.19014
3286 | 2004-05-16 | 22:00 | 0.10613 | 0.39286 | 0.12203 | 0.26031 | 0.58763 | 0.11736 | 0.072135 |  | 0.17998 | 0.83503 | 0.1056 | 0.52563 | 0.16726
3287 | 2004-05-16 | 23:00 | 0.11314 | 0.40948 | 0.098062 | 0.31859 | 0.61175 | 0.11698 | 0.087223 |  | 0.18752 | 0.83615 | 0.11299 | 0.5534 | 0.19178
3288 | 2004-05-17 | 00:00 | 0.14889 | 0.39263 | 0.078284 | 0.36263 | 0.62002 | 0.10127 | 0.10983 |  | 0.1543 | 0.82807 | 0.11337 | 0.55088 | 0.24833
3289 | 2004-05-17 | 01:00 | 0.19376 | 0.3875 | 0.078109 | 0.47063 | 0.6467 | 0.12397 | 0.11583 |  | 0.21535 | 0.83572 | 0.10637 | 0.56253 | 0.32333
3290 | 2004-05-17 | 02:00 | 0.27587 | 0.45866 | 0.10902 | 0.55412 | 0.60216 | 0.1854 | 0.15419 |  | 0.26265 | 0.84386 | 0.095225 | 0.49527 | 0.39096
3291 | 2004-05-17 | 03:00 | 0.34947 | 0.53484 | 0.15576 | 0.55586 | 0.54342 | 0.22269 | 0.22864 |  | 0.23971 | 0.85576 | 0.086653 | 0.41394 | 0.46613
3292 | 2004-05-17 | 04:00 | 0.35754 | 0.46023 | 0.19731 | 0.56776 | 0.52428 | 0.22464 | 0.22945 |  | 0.24727 | 0.86382 | 0.082207 | 0.40616 | 0.54158
3293 | 2004-05-17 | 05:00 | 0.35042 | 0.33379 | 0.13304 | 0.64103 | 0.52933 | 0.22072 | 0.22368 |  | 0.28441 | 0.8662 | 0.088331 | 0.40786 | 0.61526
3294 | 2004-05-17 | 06:00 | 0.40533 | 0.43264 | 0.11057 | 0.68546 | 0.49416 | 0.19539 | 0.24378 |  | 0.24339 | 0.86268 | 0.086955 | 0.44392 | 0.67601
3295 | 2004-05-17 | 07:00 | 0.45568 | 0.42432 | 0.099037 | 0.69666 | 0.47723 | 0.15477 | 0.23568 |  | 0.21397 | 0.85715 | 0.077304 | 0.44723 | 0.70722
3296 | 2004-05-17 | 08:00 | 0.49791 | 0.40073 | 0.11629 | 0.69721 | 0.4955 | 0.15578 | 0.23344 |  | 0.20281 | 0.84563 | 0.066591 | 0.41459 | 0.73215
3297 | 2004-05-17 | 09:00 | 0.55162 | 0.36501 | 0.13696 | 0.69125 | 0.48431 | 0.22822 | 0.21116 |  | 0.19535 | 0.83216 | 0.058652 | 0.39433 | 0.72888
3298 | 2004-05-17 | 10:00 | 0.55111 | 0.29978 | 0.13577 | 0.68535 | 0.46884 | 0.25663 | 0.16793 |  | 0.17686 | 0.83212 | 0.049271 | 0.36824 | 0.71611
3299 | 2004-05-17 | 11:00 | 0.49443 | 0.32247 | 0.10876 | 0.61976 | 0.43239 | 0.21488 | 0.10964 |  | 0.1464 | 0.81323 | 0.039305 | 0.35741 | 0.69894
3300 | 2004-05-17 | 12:00 | 0.43606 | 0.29975 | 0.053614 | 0.53479 | 0.37277 | 0.17927 | 0.079059 |  | 0.10276 | 0.7799 | 0.033247 | 0.34814 | 0.68361
3301 | 2004-05-17 | 13:00 | 0.39048 | 0.3185 | 0.04281 | 0.53093 | 0.30932 | 0.11928 | 0.063183 |  | 0.085358 | 0.75516 | 0.030593 | 0.36581 | 0.66095
3302 | 2004-05-17 | 14:00 | 0.39885 | 0.15974 | 0.044227 | 0.53598 | 0.28389 | 0.084298 | 0.045244 |  | 0.087225 | 0.73987 | 0.029733 | 0.36026 | 0.63377
3303 | 2004-05-17 | 15:00 | 0.45636 | 0.071808 | 0.059404 | 0.52591 | 0.2611 | 0.078053 | 0.035663 |  | 0.11855 | 0.70167 | 0.029178 | 0.3024 | 0.59771
3304 | 2004-05-17 | 16:00 | 0.49755 | 0.07976 | 0.095788 | 0.54873 | 0.23952 | 0.073164 | 0.033279 |  | 0.1474 | 0.65365 | 0.030343 | 0.22433 | 0.57782
3305 | 2004-05-17 | 17:00 | 0.50796 | 0.083065 | 0.086633 | 0.55718 | 0.20892 | 0.069695 | 0.037899 |  | 0.22387 | 0.61533 | 0.030978 | 0.20781 | 0.56627
3306 | 2004-05-17 | 18:00 | 0.52763 | 0.035521 | 0.089902 | 0.52778 | 0.17079 | 0.077763 | 0.049025 |  | 0.21001 | 0.56696 | 0.030873 | 0.18132 | 0.54965
3307 | 2004-05-17 | 19:00 | 0.50941 | 0.017154 | 0.11025 | 0.48588 | 0.13051 | 0.098637 | 0.060185 |  | 0.17103 | 0.55869 | 0.036994 | 0.19767 | 0.52953
3308 | 2004-05-17 | 20:00 | 0.49805 | 0.16231 | 0.18284 | 0.42109 | 0.10226 | 0.12579 | 0.083118 |  | 0.17066 | 0.59964 | 0.054706 | 0.23835 | 0.50542
3309 | 2004-05-17 | 21:00 | 0.53672 | 0.20778 | 0.26604 | 0.34762 | 0.087301 | 0.16544 | 0.12159 |  | 0.23446 | 0.63345 | 0.07683 | 0.27501 | 0.47228
3310 | 2004-05-17 | 22:00 | 0.51996 | 0.19326 | 0.28287 | 0.3296 | 0.091867 | 0.19704 | 0.18929 |  | 0.27059 | 0.63021 | 0.095795 | 0.33611 | 0.43073
3311 | 2004-05-17 | 23:00 | 0.4837 | 0.12329 | 0.29762 | 0.31668 | 0.1134 | 0.26387 | 0.30649 |  | 0.29229 | 0.6314 | 0.10155 | 0.33391 | 0.40194
3312 | 2004-05-18 | 00:00 | 0.57554 | 0.08639 | 0.37394 | 0.27584 | 0.1533 | 0.36628 | 0.387 |  | 0.29456 | 0.66992 | 0.10592 | 0.28704 | 0.42677
3313 | 2004-05-18 | 01:00 | 0.57611 | 0.10423 | 0.42731 | 0.30803 | 0.1602 | 0.55723 | 0.4424 |  | 0.28236 | 0.66003 | 0.086318 | 0.32168 | 0.54388
3314 | 2004-05-18 | 02:00 | 0.56581 | 0.095307 | 0.38104 | 0.34205 | 0.15071 | 0.71433 | 0.4733 |  | 0.28956 | 0.65487 | 0.07407 | 0.28576 | 0.75508
3315 | 2004-05-18 | 03:00 | 0.61964 | 0.093593 | 0.34646 | 0.43005 | 0.13506 | 0.72995 | 0.45507 |  | 0.30757 | 0.656 | 0.072002 | 0.23563 | 0.80196
3316 | 2004-05-18 | 04:00 | 0.64075 | 0.21923 | 0.40101 | 0.52475 | 0.11993 | 0.73387 | 0.46358 |  | 0.33684 | 0.64305 | 0.07876 | 0.25589 | 0.80317
3317 | 2004-05-18 | 05:00 | 0.63838 | 0.39169 | 0.44575 | 0.54939 | 0.11568 | 0.67424 | 0.50287 |  | 0.34403 | 0.63976 | 0.091309 | 0.31911 | 0.80445
3318 | 2004-05-18 | 06:00 | 0.58974 | 0.45955 | 0.39474 | 0.57692 | 0.11609 | 0.60471 | 0.4997 |  | 0.32291 | 0.62915 | 0.098823 | 0.40268 | 0.79087
3319 | 2004-05-18 | 07:00 | 0.54116 | 0.43279 | 0.35947 | 0.53854 | 0.11679 | 0.58783 | 0.5064 |  | 0.33536 | 0.59918 | 0.097233 | 0.44914 | 0.73706
3320 | 2004-05-18 | 08:00 | 0.49505 | 0.46389 | 0.36575 | 0.49801 | 0.11211 | 0.56905 | 0.50765 |  | 0.35032 | 0.57317 | 0.096607 | 0.4771 | 0.70196
3321 | 2004-05-18 | 09:00 | 0.40225 | 0.47031 | 0.34 | 0.41552 | 0.11981 | 0.59636 | 0.4809 |  | 0.33419 | 0.54278 | 0.090143 | 0.46119 | 0.67424
3322 | 2004-05-18 | 10:00 | 0.29301 | 0.4698 | 0.2229 | 0.30969 | 0.13858 | 0.56116 | 0.43867 |  | 0.29055 | 0.51908 | 0.089751 | 0.44078 | 0.62256
3323 | 2004-05-18 | 11:00 | 0.19795 | 0.46315 | 0.1208 | 0.19373 | 0.14474 | 0.43955 | 0.34285 |  | 0.19795 | 0.47763 | 0.090174 | 0.42112 | 0.59951
3324 | 2004-05-18 | 12:00 | 0.19309 | 0.45718 | 0.1537 | 0.11355 | 0.14932 | 0.47362 | 0.31798 |  | 0.074153 | 0.40803 | 0.094195 | 0.41033 | 0.58645
3325 | 2004-05-18 | 13:00 | 0.17719 | 0.45287 | 0.16568 | 0.10966 | 0.15711 | 0.45891 | 0.30428 |  | 0.060571 | 0.38148 | 0.1052 | 0.38606 | 0.55471
3326 | 2004-05-18 | 14:00 | 0.17081 | 0.42059 | 0.21399 | 0.095432 | 0.13971 | 0.48004 | 0.3 |  | 0.070819 | 0.37706 | 0.10991 | 0.36856 | 0.59242
3327 | 2004-05-18 | 15:00 | 0.18251 | 0.22253 | 0.20377 | 0.062383 | 0.11218 | 0.58361 | 0.34777 |  | 0.11502 | 0.33527 | 0.11652 | 0.31107 | 0.61587
3328 | 2004-05-18 | 16:00 | 0.2216 | 0.0098009 | 0.22508 | 0.046141 | 0.11492 | 0.62819 | 0.42312 |  | 0.18546 | 0.30506 | 0.11763 | 0.22097 | 0.61627
3329 | 2004-05-18 | 17:00 | 0.2198 | 0.016036 | 0.27632 | 0.040812 | 0.12248 | 0.64006 | 0.45288 |  | 0.20724 | 0.26454 | 0.10521 | 0.19934 | 0.58348
3330 | 2004-05-18 | 18:00 | 0.19868 | 0.03035 | 0.3327 | 0.053121 | 0.13634 | 0.63739 | 0.47877 |  | 0.24695 | 0.22129 | 0.10484 | 0.21643 | 0.53535
3331 | 2004-05-18 | 19:00 | 0.1539 | 0.06641 | 0.37244 | 0.083489 | 0.15208 | 0.60442 | 0.5105 |  | 0.27604 | 0.19964 | 0.11431 | 0.25502 | 0.46625
3332 | 2004-05-18 | 20:00 | 0.12443 | 0.082133 | 0.40807 | 0.12527 | 0.1807 | 0.5014 | 0.54947 |  | 0.31506 | 0.20609 | 0.13091 | 0.3119 | 0.37316
3333 | 2004-05-18 | 21:00 | 0.14404 | 0.099729 | 0.42607 | 0.14724 | 0.21989 | 0.44359 | 0.58423 |  | 0.32997 | 0.21295 | 0.15511 | 0.38024 | 0.30075
3334 | 2004-05-18 | 22:00 | 0.1503 | 0.13692 | 0.35053 | 0.21156 | 0.26656 | 0.30691 | 0.52868 |  | 0.3193 | 0.2313 | 0.17603 | 0.42752 | 0.32528
3335 | 2004-05-18 | 23:00 | 0.16532 | 0.21274 | 0.47801 | 0.24222 | 0.32102 | 0.2381 | 0.51778 |  | 0.33813 | 0.25152 | 0.18374 | 0.45354 | 0.36857
3336 | 2004-05-19 | 00:00 | 0.17736 | 0.23698 | 0.54201 | 0.27473 | 0.37326 | 0.3113 | 0.55161 |  | 0.28159 | 0.29242 | 0.18608 | 0.46212 | 0.40714
3337 | 2004-05-19 | 01:00 | 0.22823 | 0.24025 | 0.4843 | 0.25035 | 0.39014 | 0.30429 | 0.50332 |  | 0.34303 | 0.3153 | 0.18608 | 0.44089 | 0.44526
3338 | 2004-05-19 | 02:00 | 0.24682 | 0.32307 | 0.39468 | 0.26194 | 0.38878 | 0.27139 | 0.45863 |  | 0.38525 | 0.36646 | 0.1781 | 0.40401 | 0.44733
3339 | 2004-05-19 | 03:00 | 0.23102 | 0.41706 | 0.33967 | 0.31717 | 0.38465 | 0.23335 | 0.40042 |  | 0.44973 | 0.40073 | 0.16672 | 0.38329 | 0.47052
3340 | 2004-05-19 | 04:00 | 0.18801 | 0.34654 | 0.28747 | 0.29524 | 0.40599 | 0.16785 | 0.34211 |  | 0.45141 | 0.45865 | 0.16788 | 0.42859 | 0.48959
3341 | 2004-05-19 | 05:00 | 0.17618 | 0.33918 | 0.25747 | 0.17895 | 0.43968 | 0.15785 | 0.33669 |  | 0.47321 | 0.55049 | 0.17834 | 0.47393 | 0.54288
3342 | 2004-05-19 | 06:00 | 0.16595 | 0.35551 | 0.20464 | 0.1357 | 0.50303 | 0.14096 | 0.32945 |  | 0.43128 | 0.56365 | 0.20199 | 0.49465 | 0.57192
3343 | 2004-05-19 | 07:00 | 0.17388 | 0.23176 | 0.1584 | 0.15384 | 0.53468 | 0.11733 | 0.32889 |  | 0.41811 | 0.58062 | 0.21628 | 0.46705 | 0.57233
3344 | 2004-05-19 | 08:00 | 0.19448 | 0.18685 | 0.11839 | 0.16151 | 0.58103 | 0.1165 | 0.3509 |  | 0.39701 | 0.62507 | 0.21146 | 0.43955 | 0.5632
3345 | 2004-05-19 | 09:00 | 0.19248 | 0.13153 | 0.092121 | 0.16235 | 0.61421 | 0.11329 | 0.33531 |  | 0.36504 | 0.66491 | 0.19065 | 0.41599 | 0.5183
3346 | 2004-05-19 | 10:00 | 0.17222 | 0.16634 | 0.064366 | 0.17426 | 0.60888 | 0.094597 | 0.2592 |  | 0.32338 | 0.69397 | 0.18105 | 0.38598 | 0.46765
3347 | 2004-05-19 | 11:00 | 0.13449 | 0.09976 | 0.044908 | 0.17868 | 0.57776 | 0.052998 | 0.157 |  | 0.23334 | 0.71269 | 0.17263 | 0.36047 | 0.41244
3348 | 2004-05-19 | 12:00 | 0.16607 | 0.12407 | 0.041827 | 0.1662 | 0.49792 | 0.015092 | 0.1383 |  | 0.12397 | 0.6969 | 0.1588 | 0.35692 | 0.37972
3349 | 2004-05-19 | 13:00 | 0.14951 | 0.084578 | 0.041351 | 0.16298 | 0.44613 | 0.015226 | 0.13609 |  | 0.10873 | 0.6503 | 0.14865 | 0.35092 | 0.3725
3350 | 2004-05-19 | 14:00 | 0.1029 | 0.068004 | 0.047223 | 0.12535 | 0.45198 | 0.024308 | 0.15064 |  | 0.14997 | 0.604 | 0.14013 | 0.34582 | 0.34696
3351 | 2004-05-19 | 15:00 | 0.096011 | 0.062775 | 0.061473 | 0.13905 | 0.50434 | 0.030675 | 0.17832 |  | 0.24336 | 0.57576 | 0.13465 | 0.28592 | 0.33437
3352 | 2004-05-19 | 16:00 | 0.095484 | 0.093047 | 0.066004 | 0.17214 | 0.53588 | 0.031708 | 0.16752 |  | 0.30116 | 0.52761 | 0.12595 | 0.21239 | 0.33201
3353 | 2004-05-19 | 17:00 | 0.099049 | 0.076069 | 0.068346 | 0.20386 | 0.56647 | 0.032076 | 0.17263 |  | 0.34073 | 0.50418 | 0.11474 | 0.23133 | 0.27753
3354 | 2004-05-19 | 18:00 | 0.088974 | 0.074665 | 0.08579 | 0.25755 | 0.55185 | 0.04585 | 0.22462 |  | 0.36087 | 0.50874 | 0.11542 | 0.30701 | 0.19375
3355 | 2004-05-19 | 19:00 | 0.076287 | 0.26667 | 0.11116 | 0.27145 | 0.57081 | 0.048256 | 0.20357 |  | 0.38434 | 0.52643 | 0.11577 | 0.38541 | 0.14674
3356 | 2004-05-19 | 20:00 | 0.078545 | 0.37828 | 0.1499 | 0.25412 | 0.60805 | 0.058252 | 0.16596 |  | 0.40928 | 0.57542 | 0.12095 | 0.43039 | 0.13395
3357 | 2004-05-19 | 21:00 | 0.092287 | 0.32455 | 0.15152 | 0.22155 | 0.58721 | 0.070144 | 0.12748 |  | 0.43139 | 0.66934 | 0.12632 | 0.48923 | 0.17598
3358 | 2004-05-19 | 22:00 | 0.11551 | 0.31066 | 0.1422 | 0.20411 | 0.55246 | 0.07008 | 0.088526 |  | 0.39859 | 0.69193 | 0.13119 | 0.54016 | 0.2275
3359 | 2004-05-19 | 23:00 | 0.14389 | 0.31817 | 0.18138 | 0.25048 | 0.53982 | 0.084615 | 0.091822 |  | 0.39298 | 0.68966 | 0.13504 | 0.56945 | 0.26361
3360 | 2004-05-20 | 00:00 | 0.19428 | 0.30644 | 0.17047 | 0.33036 | 0.53513 | 0.094551 | 0.10743 |  | 0.33009 | 0.68875 | 0.13722 | 0.54888 | 0.31216
3361 | 2004-05-20 | 01:00 | 0.22909 | 0.31958 | 0.18323 | 0.40345 | 0.50611 | 0.10737 | 0.12169 |  | 0.31696 | 0.64895 | 0.1307 | 0.50248 | 0.35072
3362 | 2004-05-20 | 02:00 | 0.23649 | 0.34151 | 0.16379 | 0.44579 | 0.50594 | 0.11673 | 0.14177 |  | 0.36452 | 0.67364 | 0.11771 | 0.41195 | 0.38829
3363 | 2004-05-20 | 03:00 | 0.28422 | 0.41416 | 0.14184 | 0.45302 | 0.51167 | 0.15564 | 0.12492 |  | 0.39617 | 0.73589 | 0.10541 | 0.34841 | 0.43085
3364 | 2004-05-20 | 04:00 | 0.32897 | 0.42965 | 0.16549 | 0.53256 | 0.49496 | 0.23764 | 0.099471 |  | 0.40251 | 0.79505 | 0.1116 | 0.36203 | 0.48633
3365 | 2004-05-20 | 05:00 | 0.38136 | 0.40794 | 0.18477 | 0.63106 | 0.47306 | 0.34722 | 0.092643 |  | 0.37744 | 0.82134 | 0.12797 | 0.3567 | 0.56793
3366 | 2004-05-20 | 06:00 | 0.42119 | 0.37262 | 0.21547 | 0.7003 | 0.44239 | 0.43747 | 0.087538 |  | 0.34717 | 0.85505 | 0.14776 | 0.24788 | 0.62619
3367 | 2004-05-20 | 07:00 | 0.47064 | 0.32011 | 0.2279 | 0.72321 | 0.44417 | 0.51444 | 0.089531 |  | 0.3161 | 0.85285 | 0.15584 | 0.20784 | 0.6589
3368 | 2004-05-20 | 08:00 | 0.52104 | 0.34828 | 0.22432 | 0.74266 | 0.43944 | 0.6081 | 0.085931 |  | 0.30433 | 0.84428 | 0.15893 | 0.20688 | 0.66219
3369 | 2004-05-20 | 09:00 | 0.56935 | 0.29446 | 0.23534 | 0.73757 | 0.44629 | 0.65037 | 0.092936 |  | 0.28551 | 0.83451 | 0.15431 | 0.20744 | 0.63716
3370 | 2004-05-20 | 10:00 | 0.55283 | 0.27469 | 0.23042 | 0.7047 | 0.42343 | 0.69594 | 0.099974 |  | 0.24571 | 0.81101 | 0.14724 | 0.22804 | 0.59802
3371 | 2004-05-20 | 11:00 | 0.51519 | 0.26601 | 0.17456 | 0.65549 | 0.36017 | 0.65704 | 0.10551 |  | 0.23961 | 0.76443 | 0.13269 | 0.23095 | 0.58642
3372 | 2004-05-20 | 12:00 | 0.50722 | 0.26749 | 0.093808 | 0.58413 | 0.268 | 0.47072 | 0.091727 |  | 0.14611 | 0.69949 | 0.12223 | 0.22778 | 0.57522
3373 | 2004-05-20 | 13:00 | 0.48316 | 0.2141 | 0.087243 | 0.57945 | 0.22104 | 0.3887 | 0.095824 |  | 0.096077 | 0.63621 | 0.11395 | 0.23384 | 0.56095
3374 | 2004-05-20 | 14:00 | 0.46682 | 0.18489 | 0.1059 | 0.57673 | 0.23651 | 0.38714 | 0.11578 |  | 0.099928 | 0.57497 | 0.10871 | 0.24274 | 0.56227
3375 | 2004-05-20 | 15:00 | 0.48656 | 0.15972 | 0.13792 | 0.53146 | 0.22526 | 0.42813 | 0.13401 |  | 0.12785 | 0.51786 | 0.11205 | 0.2333 | 0.56234
3376 | 2004-05-20 | 16:00 | 0.47317 | 0.12389 | 0.18409 | 0.42543 | 0.20844 | 0.48379 | 0.1889 |  | 0.17402 | 0.48656 | 0.11593 | 0.19912 | 0.56358
3377 | 2004-05-20 | 17:00 | 0.47988 | 0.12996 | 0.22788 | 0.35529 | 0.22517 | 0.50168 | 0.27574 |  | 0.23398 | 0.49212 | 0.1123 | 0.20065 | 0.55051
3378 | 2004-05-20 | 18:00 | 0.4883 | 0.10897 | 0.2397 | 0.34843 | 0.22372 | 0.55752 | 0.35938 |  | 0.26703 | 0.5025 | 0.12146 | 0.2258 | 0.46782
3379 | 2004-05-20 | 19:00 | 0.51307 | 0.16215 | 0.27024 | 0.31159 | 0.18357 | 0.61078 | 0.42258 |  | 0.19007 | 0.55424 | 0.15348 | 0.26608 | 0.40465
3380 | 2004-05-20 | 20:00 | 0.54299 | 0.35066 | 0.35327 | 0.28141 | 0.15476 | 0.70423 | 0.51834 |  | 0.22252 | 0.60638 | 0.19531 | 0.33097 | 0.38868
3381 | 2004-05-20 | 21:00 | 0.4684 | 0.29826 | 0.40741 | 0.26481 | 0.1587 | 0.77942 | 0.61248 |  | 0.23327 | 0.662 | 0.23373 | 0.41076 | 0.42165
3382 | 2004-05-20 | 22:00 | 0.37102 | 0.36928 | 0.46428 | 0.27337 | 0.19502 | 0.84452 | 0.67172 |  | 0.24871 | 0.71291 | 0.26481 | 0.44722 | 0.46399
3383 | 2004-05-20 | 23:00 | 0.33305 | 0.46581 | 0.49996 | 0.24101 | 0.24604 | 0.88353 | 0.71316 |  | 0.25416 | 0.7541 | 0.29021 | 0.47686 | 0.51494
3384 | 2004-05-21 | 00:00 | 0.40815 | 0.3349 | 0.48267 | 0.25898 | 0.27944 | 0.85817 | 0.71785 |  | 0.23662 | 0.79611 | 0.31815 | 0.44953 | 0.56787
3385 | 2004-05-21 | 01:00 | 0.42635 | 0.29284 | 0.48151 | 0.40328 | 0.35784 | 0.80017 | 0.70876 |  | 0.27453 | 0.79408 | 0.20674 | 0.4433 | 0.56223
3386 | 2004-05-21 | 02:00 | 0.42228 | 0.30226 | 0.46775 | 0.47602 | 0.38003 | 0.71107 | 0.68859 |  | 0.34153 | 0.78126 | 0.10106 | 0.42299 | 0.52842
3387 | 2004-05-21 | 03:00 | 0.42105 | 0.32973 | 0.38886 | 0.48701 | 0.37139 | 0.52913 | 0.68984 |  | 0.39707 | 0.7877 | 0.10081 | 0.43298 | 0.65708
3388 | 2004-05-21 | 04:00 | 0.3538 | 0.27676 | 0.38741 | 0.47244 | 0.35944 | 0.36879 | 0.69469 |  | 0.42132 | 0.79767 | 0.10638 | 0.357 | 0.7603
3389 | 2004-05-21 | 05:00 | 0.33111 | 0.24399 | 0.41959 | 0.41635 | 0.36989 | 0.33643 | 0.69689 |  | 0.42952 | 0.81469 | 0.13604 | 0.43592 | 0.75523
3390 | 2004-05-21 | 06:00 | 0.3052 | 0.21797 | 0.32224 | 0.36341 | 0.39293 | 0.32295 | 0.66291 |  | 0.42535 | 0.86782 | 0.15764 | 0.57505 | 0.75416
3391 | 2004-05-21 | 07:00 | 0.20872 | 0.23882 | 0.20151 | 0.29064 | 0.41247 | 0.30526 | 0.59706 |  | 0.3876 | 0.88377 | 0.16054 | 0.61758 | 0.76692
3392 | 2004-05-21 | 08:00 | 0.19032 | 0.21107 | 0.14504 | 0.2838 | 0.43364 | 0.26117 | 0.505 |  | 0.3625 | 0.8681 | 0.1571 | 0.61923 | 0.76251
3393 | 2004-05-21 | 09:00 | 0.18678 | 0.13518 | 0.15219 | 0.32717 | 0.46223 | 0.26331 | 0.41249 |  | 0.31955 | 0.84074 | 0.1569 | 0.59474 | 0.76145
3394 | 2004-05-21 | 10:00 | 0.17461 | 0.19198 | 0.13304 | 0.35362 | 0.48826 | 0.24887 | 0.32298 |  | 0.2653 | 0.79757 | 0.15847 | 0.58102 | 0.73709
3395 | 2004-05-21 | 11:00 | 0.16237 | 0.24978 | 0.07873 | 0.32937 | 0.48764 | 0.22231 | 0.26303 |  | 0.17105 | 0.75982 | 0.15527 | 0.55608 | 0.71677
3396 | 2004-05-21 | 12:00 | 0.14295 | 0.30236 | 0.052273 | 0.33464 | 0.4745 | 0.19852 | 0.20658 |  | 0.12052 | 0.77655 | 0.15364 | 0.5143 | 0.69915
3397 | 2004-05-21 | 13:00 | 0.13119 | 0.20133 | 0.049652 | 0.28245 | 0.42515 | 0.19978 | 0.26176 |  | 0.10542 | 0.79663 | 0.15041 | 0.48475 | 0.69983
3398 | 2004-05-21 | 14:00 | 0.1396 | 0.17546 | 0.059458 | 0.26533 | 0.39139 | 0.20855 | 0.30621 |  | 0.089278 | 0.80526 | 0.16077 | 0.43652 | 0.69223
3399 | 2004-05-21 | 15:00 | 0.16262 | 0.15699 | 0.077721 | 0.27245 | 0.34666 | 0.17768 | 0.26455 |  | 0.11156 | 0.78388 | 0.18301 | 0.36368 | 0.6772
3400 | 2004-05-21 | 16:00 | 0.19991 | 0.17683 | 0.079701 | 0.27602 | 0.31834 | 0.15312 | 0.22676 |  | 0.12637 | 0.766 | 0.19347 | 0.29989 | 0.67194
3401 | 2004-05-21 | 17:00 | 0.23259 | 0.2608 | 0.08372 | 0.33919 | 0.30955 | 0.15596 | 0.19128 |  | 0.13424 | 0.75675 | 0.20961 | 0.30868 | 0.64633
3402 | 2004-05-21 | 18:00 | 0.27998 | 0.32043 | 0.098047 | 0.40201 | 0.30631 | 0.14654 | 0.17579 |  | 0.16425 | 0.77226 | 0.25859 | 0.37935 | 0.59887
3403 | 2004-05-21 | 19:00 | 0.39804 | 0.26677 | 0.12449 | 0.45777 | 0.29144 | 0.14621 | 0.17392 |  | 0.21128 | 0.80161 | 0.30956 | 0.49337 | 0.54584
3404 | 2004-05-21 | 20:00 | 0.4583 | 0.205 | 0.15838 | 0.51604 | 0.27949 | 0.1693 | 0.16554 |  | 0.29269 | 0.8199 | 0.32078 | 0.61499 | 0.45941
3405 | 2004-05-21 | 21:00 | 0.46211 | 0.16819 | 0.20722 | 0.5691 | 0.27136 | 0.18404 | 0.12739 |  | 0.35287 | 0.84891 | 0.35597 | 0.7045 | 0.39276
3406 | 2004-05-21 | 22:00 | 0.43579 | 0.21907 | 0.20613 | 0.63452 | 0.2632 | 0.16152 | 0.10361 |  | 0.3267 | 0.85245 | 0.37443 | 0.73536 | 0.34772
3407 | 2004-05-21 | 23:00 | 0.40097 | 0.20497 | 0.21176 | 0.6785 | 0.26647 | 0.17801 | 0.11821 |  | 0.3371 | 0.84018 | 0.38992 | 0.7422 | 0.34026
3408 | 2004-05-22 | 00:00 | 0.49871 | 0.16626 | 0.24884 | 0.70376 | 0.27815 | 0.19103 | 0.10217 |  | 0.32445 | 0.85041 | 0.41963 | 0.75201 | 0.37592
3409 | 2004-05-22 | 01:00 | 0.53263 | 0.17609 | 0.22412 | 0.6619 | 0.31269 | 0.24698 | 0.12496 |  | 0.34917 | 0.83562 | 0.41397 | 0.74263 | 0.41859
3410 | 2004-05-22 | 02:00 | 0.55218 | 0.29161 | 0.26639 | 0.66093 | 0.34966 | 0.2782 | 0.1569 |  | 0.40624 | 0.82244 | 0.41802 | 0.70356 | 0.50315
3411 | 2004-05-22 | 03:00 | 0.56735 | 0.45837 | 0.29456 | 0.64097 | 0.35513 | 0.26749 | 0.12829 |  | 0.4581 | 0.83459 | 0.40359 | 0.64617 | 0.59103
3412 | 2004-05-22 | 04:00 | 0.53585 | 0.42973 | 0.25306 | 0.63322 | 0.34457 | 0.213 | 0.12 |  | 0.41546 | 0.83447 | 0.38226 | 0.59755 | 0.65407
3413 | 2004-05-22 | 05:00 | 0.55099 | 0.49609 | 0.22548 | 0.67902 | 0.32777 | 0.20948 | 0.10921 |  | 0.39031 | 0.84095 | 0.32593 | 0.59231 | 0.64881
3414 | 2004-05-22 | 06:00 | 0.55736 | 0.401 | 0.31145 | 0.67136 | 0.32136 | 0.2093 | 0.10424 |  | 0.2838 | 0.86997 | 0.28817 | 0.57945 | 0.68051
3415 | 2004-05-22 | 07:00 | 0.54363 | 0.27713 | 0.36697 | 0.6679 | 0.26185 | 0.1861 | 0.10934 |  | 0.20437 | 0.8877 | 0.26193 | 0.55103 | 0.70182
3416 | 2004-05-22 | 08:00 | 0.53073 | 0.28847 | 0.34744 | 0.62962 | 0.22067 | 0.17803 | 0.11824 |  | 0.18807 | 0.90638 | 0.24586 | 0.50992 | 0.70471
3417 | 2004-05-22 | 09:00 | 0.51207 | 0.30854 | 0.34242 | 0.60729 | 0.19007 | 0.2089 | 0.15741 |  | 0.2374 | 0.90165 | 0.22729 | 0.45341 | 0.69025
3418 | 2004-05-22 | 10:00 | 0.50749 | 0.36031 | 0.31774 | 0.58986 | 0.14672 | 0.14273 | 0.1758 |  | 0.284 | 0.88116 | 0.20658 | 0.38146 | 0.66445
3419 | 2004-05-22 | 11:00 | 0.48962 | 0.39723 | 0.21043 | 0.57773 | 0.12245 | 0.10772 | 0.16029 |  | 0.25635 | 0.83652 | 0.18646 | 0.32021 | 0.64836
3420 | 2004-05-22 | 12:00 | 0.52743 | 0.34135 | 0.14008 | 0.56595 | 0.11066 | 0.070315 | 0.19564 |  | 0.19144 | 0.78628 | 0.1746 | 0.27668 | 0.63078
3421 | 2004-05-22 | 13:00 | 0.56496 | 0.11917 | 0.16572 | 0.60365 | 0.093596 | 0.060248 | 0.1699 |  | 0.17688 | 0.76908 | 0.16957 | 0.25068 | 0.61519
3422 | 2004-05-22 | 14:00 | 0.58723 | 0.085138 | 0.17464 | 0.65004 | 0.092522 | 0.10265 | 0.1246 |  | 0.14751 | 0.74604 | 0.16973 | 0.24194 | 0.60134
3423 | 2004-05-22 | 15:00 | 0.60001 | 0.058611 | 0.15771 | 0.65815 | 0.086997 | 0.13695 | 0.087537 |  | 0.12873 | 0.67625 | 0.17301 | 0.19727 | 0.58692
3424 | 2004-05-22 | 16:00 | 0.64514 | 0.070791 | 0.17484 | 0.65232 | 0.087858 | 0.21832 | 0.054853 |  | 0.13874 | 0.57234 | 0.17007 | 0.17726 | 0.56524
3425 | 2004-05-22 | 17:00 | 0.68445 | 0.07517 | 0.18564 | 0.63092 | 0.082948 | 0.14287 | 0.045793 |  | 0.1755 | 0.56419 | 0.16353 | 0.20977 | 0.53757
3426 | 2004-05-22 | 18:00 | 0.69883 | 0.10418 | 0.19094 | 0.58627 | 0.073751 | 0.11718 | 0.047477 |  | 0.18979 | 0.68404 | 0.16816 | 0.28235 | 0.51558
3427 | 2004-05-22 | 19:00 | 0.69777 | 0.10538 | 0.19924 | 0.50179 | 0.080563 | 0.12193 | 0.049922 |  | 0.23588 | 0.76732 | 0.1771 | 0.37231 | 0.48287
3428 | 2004-05-22 | 20:00 | 0.63864 | 0.1321 | 0.20909 | 0.44135 | 0.1188 | 0.081969 | 0.045678 |  | 0.29207 | 0.83975 | 0.18907 | 0.46725 | 0.40695
3429 | 2004-05-22 | 21:00 | 0.59225 | 0.11004 | 0.24164 | 0.41693 | 0.1893 | 0.08197 | 0.049459 |  | 0.36901 | 0.89282 | 0.20126 | 0.56444 | 0.35495
3430 | 2004-05-22 | 22:00 | 0.55725 | 0.13371 | 0.29585 | 0.4301 | 0.27135 | 0.085657 | 0.062089 |  | 0.38721 | 0.91057 | 0.20593 | 0.61668 | 0.36316
3431 | 2004-05-22 | 23:00 | 0.55165 | 0.10721 | 0.38669 | 0.45898 | 0.37674 | 0.15156 | 0.10026 |  | 0.40754 | 0.91992 | 0.21575 | 0.62115 | 0.39921
3432 | 2004-05-23 | 00:00 | 0.55602 | 0.098258 | 0.47502 | 0.47817 | 0.47407 | 0.33248 | 0.15539 |  | 0.42276 | 0.91941 | 0.23419 | 0.59655 | 0.48757
3433 | 2004-05-23 | 01:00 | 0.52577 | 0.10197 | 0.5374 | 0.54945 | 0.53501 | 0.36864 | 0.21111 |  | 0.44959 | 0.89618 | 0.2535 | 0.55788 | 0.61387
3434 | 2004-05-23 | 02:00 | 0.53428 | 0.11792 | 0.55473 | 0.58675 | 0.58987 | 0.4282 | 0.23153 |  | 0.52765 | 0.8858 | 0.2469 | 0.51869 | 0.72495
3435 | 2004-05-23 | 03:00 | 0.55346 | 0.13924 | 0.52613 | 0.54498 | 0.59539 | 0.45389 | 0.25909 |  | 0.58312 | 0.86848 | 0.22159 | 0.48756 | 0.79491
3436 | 2004-05-23 | 04:00 | 0.50866 | 0.12836 | 0.51593 | 0.51933 | 0.59176 | 0.4082 | 0.25759 |  | 0.59124 | 0.82935 | 0.21085 | 0.46354 | 0.82813
3437 | 2004-05-23 | 05:00 | 0.48038 | 0.24517 | 0.51727 | 0.49409 | 0.61049 | 0.32447 | 0.21499 |  | 0.57949 | 0.78018 | 0.20664 | 0.45787 | 0.81689
3438 | 2004-05-23 | 06:00 | 0.4384 | 0.36398 | 0.46356 | 0.50129 | 0.5916 | 0.25833 | 0.19041 |  | 0.5872 | 0.7402 | 0.20223 | 0.46424 | 0.8128
3439 | 2004-05-23 | 07:00 | 0.39121 | 0.33249 | 0.40574 | 0.58796 | 0.51674 | 0.20571 | 0.22813 |  | 0.58827 | 0.71336 | 0.19366 | 0.4495 | 0.83779
3440 | 2004-05-23 | 08:00 | 0.34307 | 0.30441 | 0.35612 | 0.6005 | 0.43629 | 0.15927 | 0.22968 |  | 0.56978 | 0.68396 | 0.1994 | 0.44163 | 0.81179
3441 | 2004-05-23 | 09:00 | 0.32569 | 0.28644 | 0.35952 | 0.63004 | 0.39995 | 0.13664 | 0.19089 |  | 0.49227 | 0.64948 | 0.19382 | 0.44557 | 0.80292
3442 | 2004-05-23 | 10:00 | 0.38099 | 0.28275 | 0.2979 | 0.68535 | 0.3937 | 0.082454 | 0.15471 |  | 0.40076 | 0.63176 | 0.17306 | 0.43543 | 0.80766
3443 | 2004-05-23 | 11:00 | 0.40878 | 0.25614 | 0.19973 | 0.65725 | 0.394 | 0.066015 | 0.1034 |  | 0.31713 | 0.57202 | 0.16706 | 0.39953 | 0.80249
3444 | 2004-05-23 | 12:00 | 0.46463 | 0.1679 | 0.17668 | 0.58792 | 0.35398 | 0.090902 | 0.090394 |  | 0.24902 | 0.491 | 0.16704 | 0.35092 | 0.79166
3445 | 2004-05-23 | 13:00 | 0.52966 | 0.12257 | 0.14847 | 0.56729 | 0.33612 | 0.10762 | 0.08905 |  | 0.2731 | 0.39153 | 0.16832 | 0.30207 | 0.78025
3446 | 2004-05-23 | 14:00 | 0.56734 | 0.06469 | 0.11891 | 0.62834 | 0.36617 | 0.11818 | 0.090966 |  | 0.28839 | 0.36043 | 0.16696 | 0.26552 | 0.77702
3447 | 2004-05-23 | 15:00 | 0.63861 | 0.033683 | 0.13579 | 0.67315 | 0.35948 | 0.077813 | 0.10791 |  | 0.32884 | 0.32564 | 0.18274 | 0.19998 | 0.77569
3448 | 2004-05-23 | 16:00 | 0.68085 | 0.039308 | 0.16427 | 0.68627 | 0.29868 | 0.061722 | 0.11195 |  | 0.40749 | 0.27658 | 0.18374 | 0.19222 | 0.76988
3449 | 2004-05-23 | 17:00 | 0.67608 | 0.0096969 | 0.17314 | 0.71055 | 0.2623 | 0.072091 | 0.12819 |  | 0.46992 | 0.24287 | 0.17815 | 0.20244 | 0.74555
3450 | 2004-05-23 | 18:00 | 0.69284 | 0 | 0.18699 | 0.7011 | 0.2983 | 0.052063 | 0.12939 |  | 0.47996 | 0.23196 | 0.18787 | 0.22646 | 0.72431
3451 | 2004-05-23 | 19:00 | 0.70286 | 0.058016 | 0.17027 | 0.68319 | 0.3468 | 0.041214 | 0.11037 |  | 0.48699 | 0.21624 | 0.20431 | 0.24902 | 0.71127
3452 | 2004-05-23 | 20:00 | 0.70993 | 0.062686 | 0.19299 | 0.68393 | 0.37519 | 0.054224 | 0.091091 |  | 0.50317 | 0.20618 | 0.23443 | 0.27573 | 0.66082
3453 | 2004-05-23 | 21:00 | 0.68635 | 0.1251 | 0.23971 | 0.69378 | 0.40133 | 0.089693 | 0.072123 |  | 0.53192 | 0.22627 | 0.25684 | 0.30864 | 0.6629
3454 | 2004-05-23 | 22:00 | 0.6593 | 0.2169 | 0.2606 | 0.65331 | 0.42515 | 0.15888 | 0.065941 |  | 0.54065 | 0.25333 | 0.2596 | 0.3142 | 0.66949
3455 | 2004-05-23 | 23:00 | 0.63848 | 0.13453 | 0.26822 | 0.64436 | 0.44893 | 0.25437 | 0.072533 |  | 0.58317 | 0.28826 | 0.27496 | 0.29883 | 0.68024
3456 | 2004-05-24 | 00:00 | 0.65357 | 0.1614 | 0.31606 | 0.65121 | 0.4528 | 0.2486 | 0.097697 |  | 0.56852 | 0.3397 | 0.28995 | 0.39262 | 0.70587
3457 | 2004-05-24 | 01:00 | 0.64088 | 0.16168 | 0.46122 | 0.67234 | 0.40477 | 0.2771 | 0.11872 |  | 0.59527 | 0.35724 | 0.25026 | 0.60935 | 0.71247
3458 | 2004-05-24 | 02:00 | 0.62558 | 0.18925 | 0.58342 | 0.67659 | 0.39041 | 0.39226 | 0.16466 |  | 0.62953 | 0.43497 | 0.2926 | 0.58976 | 0.62887
3459 | 2004-05-24 | 03:00 | 0.62825 | 0.23005 | 0.62717 | 0.67526 | 0.3904 | 0.39259 | 0.22831 |  | 0.63373 | 0.5015 | 0.34025 | 0.43208 | 0.68911
3460 | 2004-05-24 | 04:00 | 0.64355 | 0.25044 | 0.63659 | 0.66886 | 0.38812 | 0.38662 | 0.26879 |  | 0.64454 | 0.55621 | 0.31879 | 0.34796 | 0.75277
3461 | 2004-05-24 | 05:00 | 0.62657 | 0.2228 | 0.55429 | 0.6374 | 0.37122 | 0.43241 | 0.31172 |  | 0.66292 | 0.62758 | 0.29337 | 0.34238 | 0.75721
3462 | 2004-05-24 | 06:00 | 0.61693 | 0.29622 | 0.52522 | 0.649 | 0.32391 | 0.51474 | 0.32466 |  | 0.69896 | 0.68581 | 0.28774 | 0.28695 | 0.74997
3463 | 2004-05-24 | 07:00 | 0.62191 | 0.34761 | 0.48377 | 0.6765 | 0.27656 | 0.58618 | 0.35992 |  | 0.68867 | 0.71883 | 0.26693 | 0.24854 | 0.74078
3464 | 2004-05-24 | 08:00 | 0.62457 | 0.39005 | 0.42883 | 0.62876 | 0.24791 | 0.60673 | 0.39938 |  | 0.65319 | 0.73123 | 0.27536 | 0.25614 | 0.68746
3465 | 2004-05-24 | 09:00 | 0.62905 | 0.35226 | 0.35662 | 0.57309 | 0.24483 | 0.6668 | 0.39116 |  | 0.55784 | 0.75639 | 0.2934 | 0.25641 | 0.5904
3466 | 2004-05-24 | 10:00 | 0.61371 | 0.41026 | 0.28614 | 0.47609 | 0.26229 | 0.64992 | 0.35319 |  | 0.46161 | 0.76024 | 0.27942 | 0.24643 | 0.56383
3467 | 2004-05-24 | 11:00 | 0.59207 | 0.4877 | 0.21385 | 0.36192 | 0.25387 | 0.56729 | 0.32194 |  | 0.34494 | 0.74303 | 0.25079 | 0.2229 | 0.58711
3468 | 2004-05-24 | 12:00 | 0.55863 | 0.60851 | 0.18689 | 0.27861 | 0.23059 | 0.38646 | 0.31552 |  | 0.25151 | 0.71718 | 0.21416 | 0.1945 | 0.58341
3469 | 2004-05-24 | 13:00 | 0.55354 | 0.5318 | 0.22866 | 0.14328 | 0.20984 | 0.38744 | 0.30034 |  | 0.27686 | 0.62485 | 0.20975 | 0.17028 | 0.58329
3470 | 2004-05-24 | 14:00 | 0.52966 | 0.38576 | 0.23557 | 0.10309 | 0.19056 | 0.44218 | 0.28848 |  | 0.36375 | 0.58993 | 0.21307 | 0.14275 | 0.5797
3471 | 2004-05-24 | 15:00 | 0.48709 | 0.22219 | 0.29364 | 0.1045 | 0.18483 | 0.48494 | 0.28086 |  | 0.4023 | 0.55806 | 0.21741 | 0.13322 | 0.57559
3472 | 2004-05-24 | 16:00 | 0.45786 | 0.18564 | 0.39639 | 0.069849 | 0.20889 | 0.55763 | 0.29316 |  | 0.37697 | 0.5687 | 0.21448 | 0.12932 | 0.53974
3473 | 2004-05-24 | 17:00 | 0.43132 | 0.15919 | 0.50422 | 0.054516 | 0.26407 | 0.62763 | 0.28978 |  | 0.44723 | 0.6315 | 0.18992 | 0.16399 | 0.50055
3474 | 2004-05-24 | 18:00 | 0.36324 | 0.19073 | 0.56157 | 0.052105 | 0.32886 | 0.65702 | 0.31894 |  | 0.48609 | 0.69908 | 0.19206 | 0.29663 | 0.48596
3475 | 2004-05-24 | 19:00 | 0.28288 | 0.28487 | 0.6102 | 0.049988 | 0.40401 | 0.71388 | 0.34114 |  | 0.48955 | 0.75251 | 0.2093 | 0.45013 | 0.48109
3476 | 2004-05-24 | 20:00 | 0.22593 | 0.36004 | 0.63938 | 0.052514 | 0.48816 | 0.73717 | 0.35917 |  | 0.48844 | 0.77401 | 0.22062 | 0.56686 | 0.44742
3477 | 2004-05-24 | 21:00 | 0.19713 | 0.41555 | 0.66904 | 0.055413 | 0.55534 | 0.71293 | 0.3924 |  | 0.47776 | 0.77323 | 0.23131 | 0.6253 | 0.42721
3478 | 2004-05-24 | 22:00 | 0.16033 | 0.47917 | 0.65165 | 0.067427 | 0.59362 | 0.69717 | 0.42685 |  | 0.45691 | 0.73054 | 0.25372 | 0.62199 | 0.42509
3479 | 2004-05-24 | 23:00 | 0.1108 | 0.51604 | 0.58518 | 0.10393 | 0.61871 | 0.69141 | 0.4256 |  | 0.45878 | 0.70006 | 0.28372 | 0.61584 | 0.44783
3480 | 2004-05-25 | 00:00 | 0.092521 | 0.49946 | 0.56879 | 0.16326 | 0.5856 | 0.65056 | 0.35524 |  | 0.47007 | 0.66679 | 0.29421 | 0.59315 | 0.49792
3481 | 2004-05-25 | 01:00 | 0.11 | 0.57999 | 0.57428 | 0.26732 | 0.51759 | 0.61184 | 0.34179 |  | 0.53388 | 0.6176 | 0.27344 | 0.56452 | 0.54183
3482 | 2004-05-25 | 02:00 | 0.12478 | 0.52329 | 0.50764 | 0.41603 | 0.49575 | 0.55194 | 0.3105 |  | 0.6177 | 0.62923 | 0.25146 | 0.49195 | 0.58552
3483 | 2004-05-25 | 03:00 | 0.1298 | 0.4556 | 0.41025 | 0.50522 | 0.49584 | 0.51238 | 0.2654 |  | 0.59712 | 0.69595 | 0.21481 | 0.42856 | 0.6336
3484 | 2004-05-25 | 04:00 | 0.162 | 0.40404 | 0.27465 | 0.57071 | 0.48722 | 0.46328 | 0.2769 |  | 0.53371 | 0.72987 | 0.1761 | 0.39581 | 0.66802
3485 | 2004-05-25 | 05:00 | 0.19521 | 0.49406 | 0.20787 | 0.63475 | 0.50652 | 0.41287 | 0.30787 |  | 0.47052 | 0.7182 | 0.14756 | 0.40411 | 0.66148
3486 | 2004-05-25 | 06:00 | 0.26799 | 0.23869 | 0.18394 | 0.66479 | 0.47327 | 0.35654 | 0.32361 |  | 0.43928 | 0.68467 | 0.13163 | 0.41434 | 0.65599
3487 | 2004-05-25 | 07:00 | 0.34123 | 0.35273 | 0.14187 | 0.66466 | 0.44532 | 0.33558 | 0.31638 |  | 0.38493 | 0.62458 | 0.11333 | 0.42373 | 0.66273
3488 | 2004-05-25 | 08:00 | 0.40019 | 0.403 | 0.10605 | 0.57163 | 0.44958 | 0.30158 | 0.30002 |  | 0.34934 | 0.58565 | 0.10209 | 0.42992 | 0.68476
3489 | 2004-05-25 | 09:00 | 0.41358 | 0.6242 | 0.067515 | 0.52333 | 0.47107 | 0.24414 | 0.26556 |  | 0.29481 | 0.57603 | 0.095126 | 0.39075 | 0.70053
3490 | 2004-05-25 | 10:00 | 0.47319 | 0.72016 | 0.046275 | 0.46477 | 0.47893 | 0.23492 | 0.20746 |  | 0.29651 | 0.56199 | 0.094445 | 0.33079 | 0.67432
3491 | 2004-05-25 | 11:00 | 0.50508 | 0.70723 | 0.027517 | 0.43656 | 0.48467 | 0.17733 | 0.15236 |  | 0.24913 | 0.5661 | 0.091195 | 0.27919 | 0.65787
3492 | 2004-05-25 | 12:00 | 0.44336 | 0.63418 | 0.040433 | 0.34009 | 0.47675 | 0.16179 | 0.12149 |  | 0.1544 | 0.54013 | 0.082657 | 0.23951 | 0.58765
3493 | 2004-05-25 | 13:00 | 0.45063 | 0.61906 | 0.036225 | 0.27351 | 0.4358 | 0.12136 | 0.10335 |  | 0.15194 | 0.52167 | 0.069266 | 0.22117 | 0.55258
3494 | 2004-05-25 | 14:00 | 0.50943 | 0.54127 | 0.035849 | 0.3125 | 0.44412 | 0.083043 | 0.093624 |  | 0.17401 | 0.48052 | 0.058002 | 0.20673 | 0.55067
3495 | 2004-05-25 | 15:00 | 0.50011 | 0.45114 | 0.071911 | 0.24077 | 0.46784 | 0.076068 | 0.091766 |  | 0.26327 | 0.38894 | 0.052088 | 0.19378 | 0.52203
3496 | 2004-05-25 | 16:00 | 0.50927 | 0.53616 | 0.096021 | 0.16015 | 0.51593 | 0.074769 | 0.08106 |  | 0.32297 | 0.34264 | 0.045886 | 0.15987 | 0.48048
3497 | 2004-05-25 | 17:00 | 0.51297 | 0.51628 | 0.089002 | 0.22751 | 0.54696 | 0.07456 | 0.072529 |  | 0.38376 | 0.31175 | 0.036652 | 0.1544 | 0.39517
3498 | 2004-05-25 | 18:00 | 0.4927 | 0.38014 | 0.090223 | 0.30344 | 0.5481 | 0.082086 | 0.079756 |  | 0.35916 | 0.25179 | 0.037493 | 0.18916 | 0.27738
3499 | 2004-05-25 | 19:00 | 0.43868 | 0.46396 | 0.089535 | 0.27912 | 0.51993 | 0.1057 | 0.087475 |  | 0.34437 | 0.1696 | 0.046687 | 0.23079 | 0.18609
3500 | 2004-05-25 | 20:00 | 0.37338 | 0.53932 | 0.11945 | 0.26195 | 0.47727 | 0.1086 | 0.09796 |  | 0.44387 | 0.12274 | 0.063657 | 0.29085 | 0.12052
3501 | 2004-05-25 | 21:00 | 0.3203 | 0.49903 | 0.17922 | 0.29044 | 0.40738 | 0.10687 | 0.12172 |  | 0.4369 | 0.11696 | 0.083593 | 0.35183 | 0.094624
3502 | 2004-05-25 | 22:00 | 0.27006 | 0.43141 | 0.12579 | 0.29842 | 0.32431 | 0.12671 | 0.16024 |  | 0.41232 | 0.1636 | 0.10388 | 0.40584 | 0.097381
3503 | 2004-05-25 | 23:00 | 0.27161 | 0.44458 | 0.14951 | 0.32405 | 0.25478 | 0.15352 | 0.26553 |  | 0.43709 | 0.19547 | 0.12531 | 0.45446 | 0.12059
3504 | 2004-05-26 | 00:00 | 0.32012 | 0.48185 | 0.19867 | 0.37251 | 0.21623 | 0.23782 | 0.34737 |  | 0.43094 | 0.22334 | 0.14091 | 0.48126 | 0.1561
3505 | 2004-05-26 | 01:00 | 0.29277 | 0.51001 | 0.38489 | 0.28212 | 0.18367 | 0.26351 | 0.35891 |  | 0.52322 | 0.31368 | 0.1582 | 0.45926 | 0.18007
3506 | 2004-05-26 | 02:00 | 0.28842 | 0.45094 | 0.48163 | 0.30533 | 0.1472 | 0.32702 | 0.35425 |  | 0.65842 | 0.39578 | 0.16846 | 0.43435 | 0.20706
3507 | 2004-05-26 | 03:00 | 0.29484 | 0.40689 | 0.5077 | 0.30084 | 0.13933 | 0.39011 | 0.38966 |  | 0.68991 | 0.43009 | 0.16878 | 0.43446 | 0.2612
3508 | 2004-05-26 | 04:00 | 0.29036 | 0.42966 | 0.48565 | 0.26907 | 0.16617 | 0.48161 | 0.41316 |  | 0.65097 | 0.44834 | 0.17516 | 0.44308 | 0.35325
3509 | 2004-05-26 | 05:00 | 0.28127 | 0.22902 | 0.35577 | 0.25618 | 0.21366 | 0.50802 | 0.39219 |  | 0.61832 | 0.42807 | 0.18364 | 0.44543 | 0.40993
3510 | 2004-05-26 | 06:00 | 0.24406 | 0.16531 | 0.24319 | 0.30564 | 0.26597 | 0.51458 | 0.413 |  | 0.53796 | 0.40669 | 0.23234 | 0.44499 | 0.45182
3511 | 2004-05-26 | 07:00 | 0.19076 | 0.18796 | 0.20054 | 0.30091 | 0.31066 | 0.46378 | 0.42598 |  | 0.45722 | 0.39292 | 0.27996 | 0.43249 | 0.4733
3512 | 2004-05-26 | 08:00 | 0.17571 | 0.34444 | 0.17214 | 0.22745 | 0.35076 | 0.38057 | 0.44463 |  | 0.42955 | 0.37632 | 0.31984 | 0.40265 | 0.46664
3513 | 2004-05-26 | 09:00 | 0.15242 | 0.3973 | 0.10958 | 0.20747 | 0.40392 | 0.34962 | 0.40687 |  | 0.4303 | 0.41109 | 0.35736 | 0.35478 | 0.44846
3514 | 2004-05-26 | 10:00 | 0.13277 | 0.45076 | 0.080121 | 0.16772 | 0.48969 | 0.24779 | 0.3321 |  | 0.38324 | 0.42699 | 0.38643 | 0.31196 | 0.40013
3515 | 2004-05-26 | 11:00 | 0.10779 | 0.28527 | 0.053632 | 0.095344 | 0.56835 | 0.16971 | 0.29182 |  | 0.30211 | 0.42816 | 0.41766 | 0.29093 | 0.34632
3516 | 2004-05-26 | 12:00 | 0.08556 | 0.27781 | 0.1032 | 0.056227 | 0.62145 | 0.16779 | 0.26689 |  | 0.29524 | 0.40524 | 0.42785 | 0.29153 | 0.28262
3517 | 2004-05-26 | 13:00 | 0.08002 | 0.24783 | 0.13127 | 0.026715 | 0.59895 | 0.19436 | 0.24198 |  | 0.32315 | 0.3535 | 0.43792 | 0.28357 | 0.19836
3518 | 2004-05-26 | 14:00 | 0.080248 | 0.19592 | 0.099219 | 0.019272 | 0.54838 | 0.14502 | 0.23139 |  | 0.32022 | 0.33091 | 0.47114 | 0.25887 | 0.13208
3519 | 2004-05-26 | 15:00 | 0.11802 | 0.15893 | 0.075424 | 0.019539 | 0.53465 | 0.14564 | 0.20826 |  | 0.34915 | 0.34315 | 0.49687 | 0.19557 | 0.095446
3520 | 2004-05-26 | 16:00 | 0.15703 | 0.090392 | 0.095438 | 0.023515 | 0.54924 | 0.18958 | 0.1979 |  | 0.39363 | 0.3534 | 0.51112 | 0.15617 | 0.072297
3521 | 2004-05-26 | 17:00 | 0.16968 | 0.058185 | 0.10068 | 0.037624 | 0.59015 | 0.25929 | 0.1752 |  | 0.42781 | 0.43014 | 0.51185 | 0.18882 | 0.058957
3522 | 2004-05-26 | 18:00 | 0.2073 | 0.04731 | 0.11347 | 0.048314 | 0.65377 | 0.36246 | 0.15987 |  | 0.47356 | 0.5389 | 0.53419 | 0.24146 | 0.054594
3523 | 2004-05-26 | 19:00 | 0.23349 | 0.079544 | 0.17969 | 0.063981 | 0.72262 | 0.42855 | 0.14162 |  | 0.52035 | 0.64948 | 0.54074 | 0.31048 | 0.072356
3524 | 2004-05-26 | 20:00 | 0.2074 | 0.046962 | 0.12377 | 0.074033 | 0.78347 | 0.41584 | 0.13525 |  | 0.52798 | 0.68509 | 0.53808 | 0.38556 | 0.058928
3525 | 2004-05-26 | 21:00 | 0.19857 | 0.051152 | 0.087367 | 0.069814 | 0.76789 | 0.32677 | 0.16895 |  | 0.55397 | 0.69649 | 0.54425 | 0.44965 | 0.042836
3526 | 2004-05-26 | 22:00 | 0.1501 | 0.11577 | 0.060214 | 0.061361 | 0.73114 | 0.35065 | 0.2305 |  | 0.60791 | 0.68924 | 0.5498 | 0.51701 | 0.038572
3527 | 2004-05-26 | 23:00 | 0.096887 | 0.14986 | 0.088498 | 0.066182 | 0.72432 | 0.40848 | 0.30879 |  | 0.56391 | 0.68065 | 0.56263 | 0.52168 | 0.048021
3528 | 2004-05-27 | 00:00 | 0.069587 | 0.11121 | 0.19703 | 0.084996 | 0.72471 | 0.35649 | 0.34341 |  | 0.58589 | 0.66453 | 0.55283 | 0.53094 | 0.065259
3529 | 2004-05-27 | 01:00 | 0.069762 | 0.153 | 0.2776 | 0.14132 | 0.70573 | 0.34237 | 0.34475 |  | 0.62709 | 0.63911 | 0.46912 | 0.55467 | 0.10286
3530 | 2004-05-27 | 02:00 | 0.081377 | 0.17048 | 0.28424 | 0.20989 | 0.67462 | 0.34626 | 0.2976 |  | 0.61526 | 0.63875 | 0.52257 | 0.52894 | 0.2156
3531 | 2004-05-27 | 03:00 | 0.081454 | 0.18927 | 0.18702 | 0.24259 | 0.62964 | 0.22947 | 0.27435 |  | 0.61524 | 0.64687 | 0.62323 | 0.4472 | 0.41089
3532 | 2004-05-27 | 04:00 | 0.082799 | 0.24775 | 0.13958 | 0.275 | 0.59367 | 0.19495 | 0.27291 |  | 0.58821 | 0.64455 | 0.59835 | 0.45553 | 0.57683
3533 | 2004-05-27 | 05:00 | 0.093299 | 0.28889 | 0.12593 | 0.32785 | 0.54846 | 0.15003 | 0.24158 |  | 0.48711 | 0.65506 | 0.54107 | 0.51762 | 0.59241
3534 | 2004-05-27 | 06:00 | 0.09674 | 0.38347 | 0.13679 | 0.34923 | 0.50604 | 0.14559 | 0.21076 |  | 0.39266 | 0.65634 | 0.52631 | 0.56802 | 0.63394
3535 | 2004-05-27 | 07:00 | 0.11325 | 0.11757 | 0.14386 | 0.39549 | 0.48025 | 0.17568 | 0.22798 |  | 0.41786 | 0.6277 | 0.52208 | 0.5418 | 0.6632
3536 | 2004-05-27 | 08:00 | 0.15742 | 0.16974 | 0.14173 | 0.44662 | 0.40766 | 0.166 | 0.23982 |  | 0.37103 | 0.61173 | 0.54445 | 0.52104 | 0.60353
3537 | 2004-05-27 | 09:00 | 0.20785 | 0.22489 | 0.15503 | 0.45358 | 0.34108 | 0.13356 | 0.22532 |  | 0.35271 | 0.62745 | 0.51752 | 0.49819 | 0.63422
3538 | 2004-05-27 | 10:00 | 0.27149 | 0.15212 | 0.13136 | 0.44929 | 0.29889 | 0.11127 | 0.18529 |  | 0.30643 | 0.64057 | 0.53729 | 0.46525 | 0.71435
3539 | 2004-05-27 | 11:00 | 0.31228 | 0.20285 | 0.071177 | 0.42857 | 0.26178 | 0.085746 | 0.10442 |  | 0.20155 | 0.61584 | 0.56449 | 0.4941 | 0.71937
3540 | 2004-05-27 | 12:00 | 0.32201 | 0.23912 | 0.027947 | 0.37881 | 0.23036 | 0.065828 | 0.072006 |  | 0.15037 | 0.55572 | 0.57185 | 0.50837 | 0.70108
3541 | 2004-05-27 | 13:00 | 0.29482 | 0.15537 | 0.02234 | 0.27293 | 0.20744 | 0.06014 | 0.068583 |  | 0.16156 | 0.5107 | 0.55917 | 0.49455 | 0.70167
3542 | 2004-05-27 | 14:00 | 0.30538 | 0.11931 | 0.022355 | 0.24562 | 0.19117 | 0.050586 | 0.071992 |  | 0.17228 | 0.44065 | 0.55395 | 0.45756 | 0.66537
3543 | 2004-05-27 | 15:00 | 0.36448 | 0.10513 | 0.023306 | 0.25876 | 0.20296 | 0.054013 | 0.082104 |  | 0.20585 | 0.37261 | 0.55322 | 0.33215 | 0.58004
3544 | 2004-05-27 | 16:00 | 0.3947 | 0.054366 | 0.031478 | 0.24608 | 0.19488 | 0.060455 | 0.096296 |  | 0.25519 | 0.32066 | 0.50538 | 0.2341 | 0.51199
3545 | 2004-05-27 | 17:00 | 0.39433 | 0.038461 | 0.041293 | 0.24016 | 0.18336 | 0.068691 | 0.10052 |  | 0.33968 | 0.29201 | 0.43162 | 0.23109 | 0.42161
3546 | 2004-05-27 | 18:00 | 0.40966 | 0.054575 | 0.063416 | 0.27133 | 0.22513 | 0.093002 | 0.084548 |  | 0.3852 | 0.24171 | 0.42194 | 0.24231 | 0.33842
3547 | 2004-05-27 | 19:00 | 0.46832 | 0.10283 | 0.097858 | 0.33663 | 0.26658 | 0.10957 | 0.073959 |  | 0.42746 | 0.22675 | 0.43393 | 0.28698 | 0.29351
3548 | 2004-05-27 | 20:00 | 0.55436 | 0.24695 | 0.11766 | 0.4459 | 0.26259 | 0.07764 | 0.078836 |  | 0.46648 | 0.22661 | 0.44444 | 0.31544 | 0.27878
3549 | 2004-05-27 | 21:00 | 0.62542 | 0.37443 | 0.16715 | 0.50469 | 0.25385 | 0.066349 | 0.094288 |  | 0.49599 | 0.23212 | 0.45566 | 0.32763 | 0.26371
3550 | 2004-05-27 | 22:00 | 0.63685 | 0.29658 | 0.25002 | 0.5778 | 0.21949 | 0.080351 | 0.11259 |  | 0.49855 | 0.2242 | 0.47168 | 0.31513 | 0.26076
3551 | 2004-05-27 | 23:00 | 0.61663 | 0.43013 | 0.34249 | 0.57249 | 0.18599 | 0.13092 | 0.14016 |  | 0.51887 | 0.22331 | 0.48204 | 0.2914 | 0.27026
3552 | 2004-05-28 | 00:00 | 0.53161 | 0.52446 | 0.38575 | 0.47504 | 0.16222 | 0.25897 | 0.22871 |  | 0.52448 | 0.26432 | 0.48438 | 0.26412 | 0.2963
3553 | 2004-05-28 | 01:00 | 0.44392 | 0.4149 | 0.52466 | 0.52382 | 0.13081 | 0.41141 | 0.3464 |  | 0.56992 | 0.32728 | 0.48554 | 0.26147 | 0.33875
3554 | 2004-05-28 | 02:00 | 0.41564 | 0.47807 | 0.55314 | 0.50432 | 0.11068 | 0.49167 | 0.42213 |  | 0.62295 | 0.35401 | 0.48457 | 0.24862 | 0.40627
3555 | 2004-05-28 | 03:00 | 0.36815 | 0.5462 | 0.48878 | 0.43183 | 0.11674 | 0.5389 | 0.41048 |  | 0.62111 | 0.34617 | 0.4573 | 0.22773 | 0.54198
3556 | 2004-05-28 | 04:00 | 0.33701 | 0.54858 | 0.48413 | 0.31277 | 0.15743 | 0.4992 | 0.40083 |  | 0.60951 | 0.34846 | 0.42045 | 0.23139 | 0.58992
3557 | 2004-05-28 | 05:00 | 0.31763 | 0.42916 | 0.47775 | 0.23842 | 0.15188 | 0.51372 | 0.42979 |  | 0.59643 | 0.33248 | 0.39732 | 0.21992 | 0.65798
3558 | 2004-05-28 | 06:00 | 0.31095 | 0.47118 | 0.39073 | 0.25807 | 0.16976 | 0.42462 | 0.42298 |  | 0.57488 | 0.33257 | 0.41053 | 0.21959 | 0.75114
3559 | 2004-05-28 | 07:00 | 0.29234 | 0.5334 | 0.32743 | 0.28464 | 0.20598 | 0.26419 | 0.38896 |  | 0.6199 | 0.35025 | 0.40634 | 0.22975 | 0.75929
3560 | 2004-05-28 | 08:00 | 0.2765 | 0.61612 | 0.31348 | 0.25184 | 0.2254 | 0.20119 | 0.35555 |  | 0.63408 | 0.40757 | 0.38585 | 0.24291 | 0.75056
3561 | 2004-05-28 | 09:00 | 0.2497 | 0.55192 | 0.29511 | 0.23891 | 0.25657 | 0.16376 | 0.33626 |  | 0.59476 | 0.45287 | 0.38509 | 0.26965 | 0.7345
3562 | 2004-05-28 | 10:00 | 0.21608 | 0.4904 | 0.30808 | 0.24219 | 0.27079 | 0.14711 | 0.28438 |  | 0.53354 | 0.41794 | 0.37459 | 0.28397 | 0.7418
3563 | 2004-05-28 | 11:00 | 0.17211 | 0.42691 | 0.24238 | 0.21882 | 0.26221 | 0.11805 | 0.19655 |  | 0.46756 | 0.38084 | 0.36706 | 0.26297 | 0.72402
3564 | 2004-05-28 | 12:00 | 0.13621 | 0.30874 | 0.19674 | 0.18322 | 0.2416 | 0.14844 | 0.19198 |  | 0.37559 | 0.35238 | 0.35809 | 0.24514 | 0.69439
3565 | 2004-05-28 | 13:00 | 0.16272 | 0.24481 | 0.18894 | 0.20081 | 0.19372 | 0.16621 | 0.21208 |  | 0.41191 | 0.2922 | 0.34697 | 0.23988 | 0.66025
3566 | 2004-05-28 | 14:00 | 0.18444 | 0.20681 | 0.16982 | 0.21386 | 0.17187 | 0.17693 | 0.2151 |  | 0.49077 | 0.20352 | 0.34097 | 0.22698 | 0.64524
3567 | 2004-05-28 | 15:00 | 0.25235 | 0.15683 | 0.19905 | 0.17536 | 0.15777 | 0.2662 | 0.24391 |  | 0.59438 | 0.12738 | 0.33187 | 0.18787 | 0.65338
3568 | 2004-05-28 | 16:00 | 0.30312 | 0.17325 | 0.27879 | 0.13535 | 0.18233 | 0.44242 | 0.33536 |  | 0.64929 | 0.11283 | 0.31217 | 0.13618 | 0.65918
3569 | 2004-05-28 | 17:00 | 0.29123 | 0.13649 | 0.36978 | 0.1319 | 0.2607 | 0.52784 | 0.38829 |  | 0.69683 | 0.14345 | 0.2962 | 0.13221 | 0.6447
3570 | 2004-05-28 | 18:00 | 0.26417 | 0.24415 | 0.45095 | 0.10728 | 0.34107 | 0.54447 | 0.38146 |  | 0.65817 | 0.21964 | 0.29575 | 0.15859 | 0.66607
3571 | 2004-05-28 | 19:00 | 0.23107 | 0.43387 | 0.56602 | 0.083865 | 0.38414 | 0.54919 | 0.36592 |  | 0.62659 | 0.3222 | 0.3078 | 0.18751 | 0.70331
3572 | 2004-05-28 | 20:00 | 0.24749 | 0.41832 | 0.58872 | 0.06791 | 0.40901 | 0.54143 | 0.3736 |  | 0.56024 | 0.409 | 0.31631 | 0.21339 | 0.7317
3573 | 2004-05-28 | 21:00 | 0.26405 | 0.38997 | 0.62749 | 0.071487 | 0.41749 | 0.50792 | 0.35824 |  | 0.54734 | 0.48538 | 0.3197 | 0.23816 | 0.74176
3574 | 2004-05-28 | 22:00 | 0.26378 | 0.39817 | 0.61287 | 0.075985 | 0.43636 | 0.51801 | 0.38068 |  | 0.5678 | 0.564 | 0.32759 | 0.29092 | 0.73885
3575 | 2004-05-28 | 23:00 | 0.24019 | 0.44516 | 0.5795 | 0.08608 | 0.51606 | 0.543 | 0.4137 |  | 0.53459 | 0.63362 | 0.3414 | 0.34699 | 0.77523
3576 | 2004-05-29 | 00:00 | 0.21299 | 0.49901 | 0.58532 | 0.099459 | 0.62502 | 0.51839 | 0.50752 |  | 0.48959 | 0.71936 | 0.35069 | 0.4039 | 0.80021
3577 | 2004-05-29 | 01:00 | 0.19706 | 0.48787 | 0.57751 | 0.16622 | 0.68137 | 0.5243 | 0.53906 |  | 0.49437 | 0.79389 | 0.36391 | 0.44248 | 0.81705
3578 | 2004-05-29 | 02:00 | 0.16788 | 0.49549 | 0.53784 | 0.24085 | 0.70134 | 0.54368 | 0.55446 |  | 0.41382 | 0.8432 | 0.37877 | 0.46135 | 0.82194
3579 | 2004-05-29 | 03:00 | 0.13065 | 0.50174 | 0.48824 | 0.28204 | 0.72493 | 0.50643 | 0.56201 |  | 0.28069 | 0.87236 | 0.37739 | 0.5108 | 0.81226
3580 | 2004-05-29 | 04:00 | 0.1068 | 0.53259 | 0.46201 | 0.36934 | 0.72642 | 0.45339 | 0.56218 |  | 0.31333 | 0.87293 | 0.38205 | 0.61348 | 0.77516
3581 | 2004-05-29 | 05:00 | 0.10315 | 0.52031 | 0.46433 | 0.48482 | 0.70818 | 0.43809 | 0.52214 |  | 0.28184 | 0.8627 | 0.38574 | 0.67235 | 0.73924
3582 | 2004-05-29 | 06:00 | 0.097151 | 0.55241 | 0.43087 | 0.48988 | 0.70038 | 0.42034 | 0.48952 |  | 0.21096 | 0.84591 | 0.39517 | 0.69859 | 0.7474
3583 | 2004-05-29 | 07:00 | 0.098347 | 0.66752 | 0.38694 | 0.46509 | 0.69731 | 0.36342 | 0.50494 |  | 0.18496 | 0.85458 | 0.40533 | 0.69287 | 0.7113
3584 | 2004-05-29 | 08:00 | 0.12464 | 0.57075 | 0.34299 | 0.45504 | 0.69001 | 0.28742 | 0.46477 |  | 0.20609 | 0.8585 | 0.41246 | 0.69138 | 0.65511
3585 | 2004-05-29 | 09:00 | 0.15327 | 0.51257 | 0.29423 | 0.45867 | 0.66301 | 0.22872 | 0.40377 |  | 0.18937 | 0.85476 | 0.42542 | 0.67805 | 0.61338
3586 | 2004-05-29 | 10:00 | 0.16606 | 0.52069 | 0.25253 | 0.46354 | 0.67538 | 0.18313 | 0.37869 |  | 0.23424 | 0.85248 | 0.4349 | 0.64797 | 0.59586
3587 | 2004-05-29 | 11:00 | 0.16635 | 0.42973 | 0.17511 | 0.45851 | 0.69787 | 0.090258 | 0.33025 |  | 0.18877 | 0.839 | 0.43464 | 0.60846 | 0.62364
3588 | 2004-05-29 | 12:00 | 0.15536 | 0.34182 | 0.16501 | 0.44459 | 0.69067 | 0.088347 | 0.35276 |  | 0.14536 | 0.82462 | 0.44056 | 0.56521 | 0.66302
3589 | 2004-05-29 | 13:00 | 0.12602 | 0.18321 | 0.20059 | 0.40388 | 0.6642 | 0.13486 | 0.45977 |  | 0.12793 | 0.78904 | 0.45723 | 0.5179 | 0.64979
3590 | 2004-05-29 | 14:00 | 0.11003 | 0.21508 | 0.18654 | 0.41676 | 0.64004 | 0.1777 | 0.56051 |  | 0.14195 | 0.78848 | 0.4658 | 0.47665 | 0.60821
3591 | 2004-05-29 | 15:00 | 0.13254 | 0.26039 | 0.16904 | 0.48873 | 0.62129 | 0.21999 | 0.63832 |  | 0.13889 | 0.7894 | 0.47593 | 0.38173 | 0.55911
3592 | 2004-05-29 | 16:00 | 0.1621 | 0.30756 | 0.2169 | 0.49825 | 0.62025 | 0.2765 | 0.68421 |  | 0.12886 | 0.78109 | 0.4898 | 0.32595 | 0.52248
3593 | 2004-05-29 | 17:00 | 0.17476 | 0.16631 | 0.26499 | 0.49501 | 0.63767 | 0.30923 | 0.70528 |  | 0.1236 | 0.79436 | 0.49429 | 0.34952 | 0.4851
3594 | 2004-05-29 | 18:00 | 0.18064 | 0.087084 | 0.28469 | 0.52008 | 0.65874 | 0.33302 | 0.70955 |  | 0.13776 | 0.82745 | 0.51029 | 0.36463 | 0.41993
3595 | 2004-05-29 | 19:00 | 0.16788 | 0.045493 | 0.29689 | 0.52283 | 0.6736 | 0.34743 | 0.70487 |  | 0.15875 | 0.84517 | 0.51177 | 0.38614 | 0.3579
3596 | 2004-05-29 | 20:00 | 0.17101 | 0.18329 | 0.3113 | 0.5227 | 0.68899 | 0.33959 | 0.68155 |  | 0.17235 | 0.8501 | 0.49925 | 0.43079 | 0.28254
3597 | 2004-05-29 | 21:00 | 0.20262 | 0.20889 | 0.29544 | 0.53345 | 0.70667 | 0.29822 | 0.64653 |  | 0.17899 | 0.85782 | 0.48389 | 0.47554 | 0.22841
3598 | 2004-05-29 | 22:00 | 0.24824 | 0.25578 | 0.23785 | 0.59741 | 0.7375 | 0.26348 | 0.60802 |  | 0.16012 | 0.8635 | 0.48928 | 0.5291 | 0.22218
3599 | 2004-05-29 | 23:00 | 0.28955 | 0.26121 | 0.19629 | 0.66096 | 0.74447 | 0.25301 | 0.58883 |  | 0.18661 | 0.86325 | 0.49853 | 0.57569 | 0.27109
3600 | 2004-05-30 | 00:00 | 0.36936 | 0.36699 | 0.23246 | 0.69708 | 0.77787 | 0.26978 | 0.61394 |  | 0.19777 | 0.87497 | 0.50992 | 0.72035 | 0.34971
3601 | 2004-05-30 | 01:00 | 0.39731 | 0.45813 | 0.25952 | 0.68876 | 0.7986 | 0.33668 | 0.62543 |  | 0.25187 | 0.86554 | 0.53079 | 0.8664 | 0.47417
3602 | 2004-05-30 | 02:00 | 0.42707 | 0.45031 | 0.25313 | 0.70836 | 0.77226 | 0.36434 | 0.63848 |  | 0.2611 | 0.86088 | 0.64547 | 0.87584 | 0.67372
3603 | 2004-05-30 | 03:00 | 0.46552 | 0.44426 | 0.17061 | 0.75106 | 0.76358 | 0.29619 | 0.59549 |  | 0.29929 | 0.86114 | 0.66961 | 0.83314 | 0.75756
3604 | 2004-05-30 | 04:00 | 0.48658 | 0.32764 | 0.092194 | 0.80355 | 0.73254 | 0.21758 | 0.51032 |  | 0.29671 | 0.85756 | 0.70537 | 0.81496 | 0.76822
3605 | 2004-05-30 | 05:00 | 0.50024 | 0.30779 | 0.083055 | 0.84156 | 0.7108 | 0.13737 | 0.47469 |  | 0.33039 | 0.84952 | 0.73652 | 0.8155 | 0.69732
3606 | 2004-05-30 | 06:00 | 0.55216 | 0.26092 | 0.095817 | 0.83698 | 0.66098 | 0.10486 | 0.48863 |  | 0.3336 | 0.82458 | 0.7597 | 0.82513 | 0.57413
3607 | 2004-05-30 | 07:00 | 0.57515 | 0.26826 | 0.093181 | 0.85326 | 0.6273 | 0.074888 | 0.45524 |  | 0.37257 | 0.80724 | 0.75147 | 0.83505 | 0.59614
3608 | 2004-05-30 | 08:00 | 0.54434 | 0.19903 | 0.073601 | 0.85987 | 0.62611 | 0.082871 | 0.44476 |  | 0.37563 | 0.78268 | 0.71746 | 0.81364 | 0.5926
3609 | 2004-05-30 | 09:00 | 0.5155 | 0.18825 | 0.06008 | 0.83243 | 0.6455 | 0.097789 | 0.47895 |  | 0.37705 | 0.73801 | 0.69311 | 0.7957 | 0.56561
3610 | 2004-05-30 | 10:00 | 0.47138 | 0.26599 | 0.04587 | 0.77715 | 0.62772 | 0.10496 | 0.45875 |  | 0.32179 | 0.68374 | 0.68598 | 0.76519 | 0.48071
3611 | 2004-05-30 | 11:00 | 0.44869 | 0.29005 | 0.035592 | 0.7112 | 0.63726 | 0.089018 | 0.41196 |  | 0.28477 | 0.58881 | 0.6821 | 0.73242 | 0.4222
3612 | 2004-05-30 | 12:00 | 0.3958 | 0.20912 | 0.023923 | 0.67509 | 0.59286 | 0.046668 | 0.39077 |  | 0.2025 | 0.48545 | 0.6886 | 0.73941 | 0.37122
3613 | 2004-05-30 | 13:00 | 0.385 | 0.17756 | 0.007012 | 0.70035 | 0.56164 | 0.041329 | 0.34337 |  | 0.20921 | 0.47286 | 0.68788 | 0.78081 | 0.24299
3614 | 2004-05-30 | 14:00 | 0.43656 | 0.12236 | 0.002652 | 0.78636 | 0.58122 | 0.063785 | 0.44116 |  | 0.27022 | 0.46758 | 0.69945 | 0.79968 | 0.16912
3615 | 2004-05-30 | 15:00 | 0.48082 | 0.075337 | 0.010048 | 0.83239 | 0.61525 | 0.10303 | 0.53727 |  | 0.2828 | 0.43107 | 0.69313 | 0.81298 | 0.12942
3616 | 2004-05-30 | 16:00 | 0.48648 | 0.041142 | 0.024482 | 0.82419 | 0.68741 | 0.13214 | 0.56376 |  | 0.27359 | 0.39999 | 0.67735 | 0.83825 | 0.10273
3617 | 2004-05-30 | 17:00 | 0.50938 | 0.062556 | 0.047571 | 0.72796 | 0.74076 | 0.14736 | 0.55417 |  | 0.29285 | 0.41087 | 0.6656 | 0.84327 | 0.083342
3618 | 2004-05-30 | 18:00 | 0.55675 | 0.12376 | 0.057518 | 0.59367 | 0.74699 | 0.14949 | 0.52333 |  | 0.33423 | 0.42986 | 0.67947 | 0.8197 | 0.086758
3619 | 2004-05-30 | 19:00 | 0.59238 | 0.17386 | 0.070216 | 0.5174 | 0.73016 | 0.11436 | 0.44802 |  | 0.2914 | 0.48518 | 0.68608 | 0.78489 | 0.069377
3620 | 2004-05-30 | 20:00 | 0.60521 | 0.17567 | 0.084153 | 0.55849 | 0.72308 | 0.13068 | 0.39068 |  | 0.3085 | 0.56661 | 0.68423 | 0.74383 | 0.052528
3621 | 2004-05-30 | 21:00 | 0.6254 | 0.20062 | 0.10951 | 0.58584 | 0.7116 | 0.17802 | 0.33334 |  | 0.3961 | 0.60282 | 0.67992 | 0.70356 | 0.053688
3622 | 2004-05-30 | 22:00 | 0.60933 | 0.2117 | 0.15013 | 0.54017 | 0.64258 | 0.20025 | 0.25562 |  | 0.39753 | 0.62385 | 0.68397 | 0.69485 | 0.05245
3623 | 2004-05-30 | 23:00 | 0.58229 | 0.3557 | 0.19036 | 0.48925 | 0.57659 | 0.23992 | 0.22546 |  | 0.39798 | 0.60423 | 0.70508 | 0.69429 | 0.047757
3624 | 2004-05-31 | 00:00 | 0.60097 | 0.33498 | 0.22211 | 0.42841 | 0.57541 | 0.27468 | 0.23853 |  | 0.38466 | 0.58197 | 0.71794 | 0.69658 | 0.053711
3625 | 2004-05-31 | 01:00 | 0.6 | 0.37118 | 0.23424 | 0.41105 | 0.60462 | 0.34031 | 0.20898 |  | 0.40033 | 0.53576 | 0.72793 | 0.68804 | 0.067319
3626 | 2004-05-31 | 02:00 | 0.5438 | 0.35351 | 0.25752 | 0.39209 | 0.59349 | 0.36008 | 0.20594 |  | 0.38303 | 0.497 | 0.73542 | 0.64328 | 0.085586
3627 | 2004-05-31 | 03:00 | 0.47076 | 0.34638 | 0.20363 | 0.31876 | 0.5718 | 0.35568 | 0.19542 |  | 0.3462 | 0.47975 | 0.7303 | 0.54647 | 0.11352
3628 | 2004-05-31 | 04:00 | 0.48337 | 0.2419 | 0.15613 | 0.30717 | 0.56964 | 0.33058 | 0.16815 |  | 0.35408 | 0.44381 | 0.71363 | 0.49912 | 0.18489
3629 | 2004-05-31 | 05:00 | 0.45708 | 0.15127 | 0.14872 | 0.39569 | 0.59994 | 0.31481 | 0.13576 |  | 0.38456 | 0.43017 | 0.68374 | 0.50173 | 0.27094
3630 | 2004-05-31 | 06:00 | 0.53825 | 0.095414 | 0.16114 | 0.4309 | 0.62786 | 0.35567 | 0.1047 |  | 0.39211 | 0.36014 | 0.68148 | 0.5518 | 0.32445
3631 | 2004-05-31 | 07:00 | 0.51837 | 0.0881 | 0.16706 | 0.52475 | 0.64562 | 0.44992 | 0.095152 |  | 0.3953 | 0.31423 | 0.66834 | 0.61059 | 0.31082
3632 | 2004-05-31 | 08:00 | 0.50796 | 0.080399 | 0.22794 | 0.55386 | 0.62874 | 0.54851 | 0.1048 |  | 0.36085 | 0.27233 | 0.65709 | 0.64687 | 0.26745
3633 | 2004-05-31 | 09:00 | 0.53127 | 0.081537 | 0.291 | 0.5403 | 0.61287 | 0.62649 | 0.10593 |  | 0.31494 | 0.24972 | 0.64393 | 0.66521 | 0.23075
3634 | 2004-05-31 | 10:00 | 0.47895 | 0.1064 | 0.31107 | 0.51744 | 0.6174 | 0.64913 | 0.11952 |  | 0.27962 | 0.24052 | 0.62482 | 0.64282 | 0.20187
3635 | 2004-05-31 | 11:00 | 0.41956 | 0.097786 | 0.24536 | 0.43304 | 0.60633 | 0.61008 | 0.1151 |  | 0.24723 | 0.23096 | 0.61255 | 0.61348 | 0.18131
3636 | 2004-05-31 | 12:00 | 0.46049 | 0.084906 | 0.16369 | 0.34039 | 0.5783 | 0.58834 | 0.096575 |  | 0.29293 | 0.21446 | 0.60405 | 0.60206 | 0.15612
3637 | 2004-05-31 | 13:00 | 0.5509 | 0.10492 | 0.14292 | 0.23126 | 0.58289 | 0.51223 | 0.089675 |  | 0.33675 | 0.21998 | 0.593 | 0.5799 | 0.12045
3638 | 2004-05-31 | 14:00 | 0.61102 | 0.096964 | 0.12572 | 0.25653 | 0.60719 | 0.40501 | 0.088007 |  | 0.39705 | 0.21062 | 0.57861 | 0.53868 | 0.083999
3639 | 2004-05-31 | 15:00 | 0.671 | 0.085138 | 0.14159 | 0.47165 | 0.64134 | 0.38429 | 0.088842 |  | 0.4089 | 0.18871 | 0.55991 | 0.49223 | 0.050617
3640 | 2004-05-31 | 16:00 | 0.73272 | 0.042935 | 0.1431 | 0.68604 | 0.70809 | 0.40173 | 0.088488 |  | 0.48418 | 0.19931 | 0.52956 | 0.55956 | 0.031612
3641 | 2004-05-31 | 17:00 | 0.73208 | 0.065077 | 0.20046 | 0.76243 | 0.76644 | 0.39953 | 0.088221 |  | 0.57193 | 0.27381 | 0.52805 | 0.60702 | 0.025643
3642 | 2004-05-31 | 18:00 | 0.74416 | 0.073856 | 0.311 | 0.80024 | 0.80706 | 0.42578 | 0.098968 |  | 0.61144 | 0.39593 | 0.52962 | 0.62204 | 0.01628
3643 | 2004-05-31 | 19:00 | 0.77248 | 0.026036 | 0.40398 | 0.79634 | 0.81882 | 0.52799 | 0.13204 |  | 0.65546 | 0.45162 | 0.52745 | 0.63091 | 0.015901
3644 | 2004-05-31 | 20:00 | 0.80134 | 0.069818 | 0.44096 | 0.78817 | 0.82018 | 0.62259 | 0.17859 |  | 0.7159 | 0.43609 | 0.52298 | 0.62917 | 0.022128
3645 | 2004-05-31 | 21:00 | 0.80454 | 0.28447 | 0.43967 | 0.79101 | 0.81609 | 0.67202 | 0.23481 |  | 0.73495 | 0.43726 | 0.52067 | 0.63541 | 0.035289
3646 | 2004-05-31 | 22:00 | 0.80328 | 0.26656 | 0.40653 | 0.78022 | 0.80763 | 0.78518 | 0.29616 |  | 0.71954 | 0.41091 | 0.5211 | 0.63685 | 0.061802
3647 | 2004-05-31 | 23:00 | 0.78007 | 0.21809 | 0.43712 | 0.69463 | 0.80611 | 0.85668 | 0.37175 |  | 0.6998 | 0.35318 | 0.51687 | 0.62699 | 0.096688
3648 | 2004-06-01 | 00:00 | 0.71637 | 0.30133 | 0.4657 | 0.64265 | 0.80646 | 0.79763 | 0.40411 |  | 0.56492 | 0.33248 | 0.49972 | 0.61553 | 0.13862
3649 | 2004-06-01 | 01:00 | 0.66037 | 0.31115 | 0.45761 | 0.68909 | 0.77798 | 0.7937 | 0.41523 |  | 0.50074 | 0.27423 | 0.47643 | 0.59738 | 0.19499
3650 | 2004-06-01 | 02:00 | 0.65516 | 0.29064 | 0.37984 | 0.72147 | 0.7648 | 0.77977 | 0.41512 |  | 0.50859 | 0.23968 | 0.45062 | 0.56474 | 0.25531
3651 | 2004-06-01 | 03:00 | 0.65594 | 0.27495 | 0.3225 | 0.69237 | 0.77029 | 0.72634 | 0.38103 |  | 0.4612 | 0.23625 | 0.41432 | 0.46938 | 0.32223
3652 | 2004-06-01 | 04:00 | 0.68789 | 0.31273 | 0.2892 | 0.71463 | 0.7727 | 0.71445 | 0.35287 |  | 0.42183 | 0.26804 | 0.34204 | 0.43641 | 0.42686
3653 | 2004-06-01 | 05:00 | 0.65984 | 0.46346 | 0.27545 | 0.75168 | 0.77817 | 0.6907 | 0.32126 |  | 0.41531 | 0.31542 | 0.24148 | 0.41218 | 0.50263
3654 | 2004-06-01 | 06:00 | 0.60504 | 0.46524 | 0.26796 | 0.74006 | 0.78905 | 0.64316 | 0.32436 |  | 0.42941 | 0.33911 | 0.18857 | 0.36915 | 0.59641
3655 | 2004-06-01 | 07:00 | 0.59001 | 0.62429 | 0.25014 | 0.70282 | 0.78323 | 0.59237 | 0.33481 |  | 0.44389 | 0.35359 | 0.1591 | 0.32098 | 0.61912
3656 | 2004-06-01 | 08:00 | 0.58417 | 0.65123 | 0.23311 | 0.68153 | 0.76276 | 0.54747 | 0.33958 |  | 0.45604 | 0.39315 | 0.13845 | 0.26701 | 0.6244
3657 | 2004-06-01 | 09:00 | 0.54022 | 0.66678 | 0.20826 | 0.65277 | 0.74602 | 0.50323 | 0.34102 |  | 0.42724 | 0.45644 | 0.12221 | 0.21309 | 0.63129
3658 | 2004-06-01 | 10:00 | 0.48886 | 0.666 | 0.16106 | 0.59838 | 0.729 | 0.50151 | 0.3335 |  | 0.3622 | 0.48343 | 0.10743 | 0.17225 | 0.61383
3659 | 2004-06-01 | 11:00 | 0.43049 | 0.63238 | 0.1072 | 0.52457 | 0.68968 | 0.47639 | 0.28769 |  | 0.27229 | 0.46505 | 0.099923 | 0.14489 | 0.55762
3660 | 2004-06-01 | 12:00 | 0.38243 | 0.66333 | 0.11968 | 0.4555 | 0.63278 | 0.43265 | 0.30786 |  | 0.15802 | 0.38654 | 0.098371 | 0.13019 | 0.50303
3661 | 2004-06-01 | 13:00 | 0.33539 | 0.55011 | 0.095167 | 0.46672 | 0.64167 | 0.42259 | 0.30823 |  | 0.10857 | 0.33184 | 0.10035 | 0.11774 | 0.49268
3662 | 2004-06-01 | 14:00 | 0.31636 | 0.37827 | 0.084175 | 0.47105 | 0.63465 | 0.49598 | 0.30728 |  | 0.15145 | 0.25035 | 0.097694 | 0.10462 | 0.462
3663 | 2004-06-01 | 15:00 | 0.36452 | 0.26455 | 0.14697 | 0.46123 | 0.62006 | 0.60149 | 0.29134 |  | 0.20354 | 0.19085 | 0.09605 | 0.082482 | 0.43206
3664 | 2004-06-01 | 16:00 | 0.43506 | 0.26366 | 0.24869 | 0.41772 | 0.58734 | 0.66888 | 0.30641 |  | 0.26565 | 0.17587 | 0.092513 | 0.093834 | 0.39281
3665 | 2004-06-01 | 17:00 | 0.47589 | 0.35258 | 0.3315 | 0.43872 | 0.54474 | 0.71573 | 0.2971 |  | 0.30467 | 0.18837 | 0.082992 | 0.097104 | 0.32723
3666 | 2004-06-01 | 18:00 | 0.53933 | 0.31788 | 0.34975 | 0.51696 | 0.54942 | 0.76294 | 0.27836 |  | 0.34944 | 0.18657 | 0.076047 | 0.10277 | 0.2172
3667 | 2004-06-01 | 19:00 | 0.63338 | 0.32301 | 0.35664 | 0.60445 | 0.55396 | 0.71241 | 0.26769 |  | 0.36319 | 0.177 | 0.073678 | 0.11508 | 0.15349
3668 | 2004-06-01 | 20:00 | 0.66465 | 0.38605 | 0.3648 | 0.67533 | 0.54688 | 0.68703 | 0.29281 |  | 0.41049 | 0.1894 | 0.072318 | 0.12861 | 0.1118
3669 | 2004-06-01 | 21:00 | 0.65501 | 0.45458 | 0.45031 | 0.68278 | 0.56512 | 0.62596 | 0.30483 |  | 0.31464 | 0.19993 | 0.073921 | 0.14088 | 0.098257
3670 | 2004-06-01 | 22:00 | 0.6356 | 0.47093 | 0.41467 | 0.67339 | 0.54753 | 0.64058 | 0.32744 |  | 0.21997 | 0.20596 | 0.080017 | 0.15715 | 0.10428
3671 | 2004-06-01 | 23:00 | 0.56853 | 0.43427 | 0.43071 | 0.65631 | 0.53144 | 0.6117 | 0.33323 |  | 0.22915 | 0.20631 | 0.083938 | 0.1677 | 0.12554
3672 | 2004-06-02 | 00:00 | 0.56853 | 0.49305 | 0.49175 | 0.5916 | 0.51532 | 0.63783 | 0.38508 |  | 0.22557 | 0.21563 | 0.085394 | 0.17858 | 0.17041
3673 | 2004-06-02 | 01:00 | 0.51691 | 0.51244 | 0.4999 | 0.42314 | 0.48282 | 0.6365 | 0.40965 |  | 0.31207 | 0.26335 | 0.11236 | 0.17654 | 0.22469
3674 | 2004-06-02 | 02:00 | 0.36994 | 0.54356 | 0.50805 | 0.37461 | 0.41708 | 0.57195 | 0.36019 |  | 0.38239 | 0.31812 | 0.15712 | 0.1616 | 0.35734
3675 | 2004-06-02 | 03:00 | 0.32545 | 0.55764 | 0.54925 | 0.34067 | 0.32567 | 0.51214 | 0.3439 |  | 0.44094 | 0.35945 | 0.13771 | 0.13467 | 0.54469
3676 | 2004-06-02 | 04:00 | 0.3308 | 0.5165 | 0.59155 | 0.2696 | 0.27074 | 0.60318 | 0.35138 |  | 0.50082 | 0.39766 | 0.094628 | 0.1516 | 0.60162
3677 | 2004-06-02 | 05:00 | 0.28133 | 0.52282 | 0.5904 | 0.27083 | 0.24175 | 0.60166 | 0.34871 |  | 0.46766 | 0.43812 | 0.07825 | 0.17916 | 0.62463
3678 | 2004-06-02 | 06:00 | 0.24574 | 0.54769 | 0.55697 | 0.26995 | 0.20554 | 0.50207 | 0.35732 |  | 0.44119 | 0.44352 | 0.071012 | 0.19291 | 0.67888
3679 | 2004-06-02 | 07:00 | 0.25657 | 0.53396 | 0.54233 | 0.27332 | 0.17645 | 0.47276 | 0.33675 |  | 0.40442 | 0.43731 | 0.064994 | 0.17579 | 0.67044
3680 | 2004-06-02 | 08:00 | 0.24209 | 0.53641 | 0.53376 | 0.28928 | 0.17208 | 0.51501 | 0.32784 |  | 0.37127 | 0.40048 | 0.058998 | 0.14748 | 0.64561
3681 | 2004-06-02 | 09:00 | 0.21438 | 0.54648 | 0.49226 | 0.29528 | 0.17859 | 0.49281 | 0.30939 |  | 0.31999 | 0.33034 | 0.056306 | 0.11704 | 0.61053
3682 | 2004-06-02 | 10:00 | 0.21046 | 0.5507 | 0.44532 | 0.26027 | 0.17199 | 0.40342 | 0.24684 |  | 0.29256 | 0.22415 | 0.053307 | 0.10201 | 0.58723
3683 | 2004-06-02 | 11:00 | 0.1775 | 0.5124 | 0.2972 | 0.22905 | 0.16262 | 0.31192 | 0.17551 |  | 0.25137 | 0.16147 | 0.050403 | 0.085605 | 0.55253
3684 | 2004-06-02 | 12:00 | 0.11395 | 0.48692 | 0.21392 | 0.20594 | 0.15177 | 0.28667 | 0.17239 |  | 0.18231 | 0.14176 | 0.051723 | 0.079166 | 0.50155
3685 | 2004-06-02 | 13:00 | 0.11245 | 0.39614 | 0.23125 | 0.2015 | 0.14371 | 0.3274 | 0.21319 |  | 0.17709 | 0.14117 | 0.056684 | 0.082545 | 0.43095
3686 | 2004-06-02 | 14:00 | 0.16893 | 0.31032 | 0.21692 | 0.23453 | 0.13397 | 0.36273 | 0.27012 |  | 0.21269 | 0.11883 | 0.064469 | 0.080513 | 0.38621
3687 | 2004-06-02 | 15:00 | 0.21826 | 0.2459 | 0.21205 | 0.26171 | 0.12809 | 0.3691 | 0.31241 |  | 0.25165 | 0.12195 | 0.067532 | 0.062987 | 0.37065
3688 | 2004-06-02 | 16:00 | 0.2848 | 0.19438 | 0.25374 | 0.24529 | 0.13581 | 0.35549 | 0.34925 |  | 0.32082 | 0.12014 | 0.060978 | 0.041017 | 0.36564
3689 | 2004-06-02 | 17:00 | 0.37058 | 0.26798 | 0.30328 | 0.23909 | 0.15508 | 0.32351 | 0.37559 |  | 0.46215 | 0.14941 | 0.044427 | 0.047774 | 0.34462
3690 | 2004-06-02 | 18:00 | 0.38607 | 0.19982 | 0.30669 | 0.29458 | 0.15134 | 0.3081 | 0.40537 |  | 0.45532 | 0.19126 | 0.042554 | 0.05678 | 0.26592
3691 | 2004-06-02 | 19:00 | 0.39416 | 0.24854 | 0.32156 | 0.27484 | 0.13538 | 0.26247 | 0.4081 |  | 0.46678 | 0.24216 | 0.047285 | 0.062305 | 0.20526
3692 | 2004-06-02 | 20:00 | 0.39329 | 0.23804 | 0.25135 | 0.21843 | 0.12253 | 0.20321 | 0.38739 |  | 0.45829 | 0.29716 | 0.056423 | 0.061243 | 0.11207
3693 | 2004-06-02 | 21:00 | 0.35288 | 0.28431 | 0.25835 | 0.20857 | 0.099916 | 0.15473 | 0.33692 |  | 0.43673 | 0.30847 | 0.063363 | 0.05786 | 0.078355
3694 | 2004-06-02 | 22:00 | 0.29096 | 0.31116 | 0.23187 | 0.19617 | 0.086644 | 0.11503 | 0.27542 |  | 0.4048 | 0.3191 | 0.070625 | 0.058611 | 0.090385
3695 | 2004-06-02 | 23:00 | 0.22416 | 0.36456 | 0.14343 | 0.16186 | 0.091273 | 0.10179 | 0.24163 |  | 0.38326 | 0.39885 | 0.080698 | 0.070924 | 0.11914
3696 | 2004-06-03 | 00:00 | 0.17603 | 0.41047 | 0.11335 | 0.13879 | 0.096997 | 0.084146 | 0.25028 |  | 0.39648 | 0.44172 | 0.093147 | 0.090603 | 0.17149
3697 | 2004-06-03 | 01:00 | 0.16831 | 0.48714 | 0.10723 | 0.13995 | 0.11808 | 0.088605 | 0.20067 |  | 0.48949 | 0.47892 | 0.097581 | 0.12595 | 0.23393
3698 | 2004-06-03 | 02:00 | 0.14666 | 0.46458 | 0.16684 | 0.11228 | 0.11895 | 0.17497 | 0.1928 |  | 0.48728 | 0.45704 | 0.096556 | 0.17582 | 0.3159
3699 | 2004-06-03 | 03:00 | 0.11663 | 0.43888 | 0.20808 | 0.099769 | 0.12537 | 0.21825 | 0.19774 |  | 0.46471 | 0.44661 | 0.10746 | 0.24641 | 0.45214
3700 | 2004-06-03 | 04:00 | 0.1079 | 0.32107 | 0.22565 | 0.094107 | 0.15127 | 0.18514 | 0.17569 |  | 0.44472 | 0.46687 | 0.1245 | 0.33814 | 0.55103
3701 | 2004-06-03 | 05:00 | 0.12848 | 0.34642 | 0.20847 | 0.073197 | 0.16929 | 0.16323 | 0.19051 |  | 0.42726 | 0.44147 | 0.13979 | 0.3991 | 0.61172
3702 | 2004-06-03 | 06:00 | 0.15446 | 0.31973 | 0.17122 | 0.080965 | 0.19257 | 0.16585 | 0.19784 |  | 0.37543 | 0.37567 | 0.16988 | 0.43351 | 0.65779
3703 | 2004-06-03 | 07:00 | 0.14877 | 0.38118 | 0.15488 | 0.1207 | 0.20022 | 0.1418 | 0.18144 |  | 0.32504 | 0.29682 | 0.17663 | 0.44615 | 0.65402
3704 | 2004-06-03 | 08:00 | 0.14641 | 0.44443 | 0.14434 | 0.14723 | 0.21533 | 0.10302 | 0.20874 |  | 0.27421 | 0.26897 | 0.17799 | 0.44437 | 0.63806
3705 | 2004-06-03 | 09:00 | 0.15458 | 0.4336 | 0.15268 | 0.20696 | 0.2397 | 0.073263 | 0.20433 |  | 0.24157 | 0.23528 | 0.18511 | 0.41825 | 0.60132
3706 | 2004-06-03 | 10:00 | 0.13473 | 0.41078 | 0.10591 | 0.26263 | 0.25956 | 0.05139 | 0.13048 |  | 0.26377 | 0.20536 | 0.18726 | 0.36593 | 0.54866
3707 | 2004-06-03 | 11:00 | 0.085931 | 0.43869 | 0.045361 | 0.23721 | 0.26203 | 0.019402 | 0.072321 |  | 0.22229 | 0.18748 | 0.1808 | 0.33296 | 0.52203
3708 | 2004-06-03 | 12:00 | 0.063184 | 0.36355 | 0.06576 | 0.16601 | 0.23291 | 0.027283 | 0.075754 |  | 0.15334 | 0.15896 | 0.17641 | 0.32012 | 0.51087
3709 | 2004-06-03 | 13:00 | 0.052019 | 0.28446 | 0.095207 | 0.094752 | 0.19069 | 0.055261 | 0.096816 |  | 0.13118 | 0.10449 | 0.15516 | 0.31014 | 0.49164
3710 | 2004-06-03 | 14:00 | 0.051224 | 0.24652 | 0.12491 | 0.051228 | 0.1594 | 0.12243 | 0.13801 |  | 0.11391 | 0.073758 | 0.13758 | 0.28199 | 0.48473
3711 | 2004-06-03 | 15:00 | 0.06623 | 0.21683 | 0.18147 | 0.042869 | 0.14489 | 0.23681 | 0.18365 |  | 0.1031 | 0.065749 | 0.12273 | 0.24743 | 0.47027
3712 | 2004-06-03 | 16:00 | 0.09147 | 0.189 | 0.24095 | 0.054302 | 0.13658 | 0.32556 | 0.21456 |  | 0.10847 | 0.069941 | 0.10483 | 0.26037 | 0.45265
3713 | 2004-06-03 | 17:00 | 0.10857 | 0.18088 | 0.2755 | 0.043387 | 0.1375 | 0.36992 | 0.28638 |  | 0.13085 | 0.095299 | 0.079372 | 0.28377 | 0.41801
3714 | 2004-06-03 | 18:00 | 0.092518 | 0.24359 | 0.28134 | 0.05318 | 0.1493 | 0.40416 | 0.3409 |  | 0.13654 | 0.13371 | 0.077715 | 0.30552 | 0.33128
3715 | 2004-06-03 | 19:00 | 0.081992 | 0.44333 | 0.26603 | 0.048032 | 0.16755 | 0.40738 | 0.36939 |  | 0.14035 | 0.15966 | 0.088094 | 0.348 | 0.25748
3716 | 2004-06-03 | 20:00 | 0.091283 | 0.51575 | 0.25775 | 0.047976 | 0.20159 | 0.36699 | 0.37396 |  | 0.16447 | 0.16169 | 0.10924 | 0.39711 | 0.16293
3717 | 2004-06-03 | 21:00 | 0.089957 | 0.45172 | 0.27226 | 0.06229 | 0.21705 | 0.35837 | 0.34362 |  | 0.14658 | 0.18593 | 0.13705 | 0.39965 | 0.10813
3718 | 2004-06-03 | 22:00 | 0.091435 | 0.48404 | 0.24739 | 0.073591 | 0.21518 | 0.32933 | 0.30539 |  | 0.13006 | 0.2234 | 0.1585 | 0.39517 | 0.093996
3719 | 2004-06-03 | 23:00 | 0.10361 | 0.51153 | 0.24253 | 0.076952 | 0.22762 | 0.30475 | 0.31253 |  | 0.14953 | 0.25854 | 0.17495 | 0.41478 | 0.12066
3720 | 2004-06-04 | 00:00 | 0.097722 | 0.44761 | 0.26566 | 0.081571 | 0.23897 | 0.32719 | 0.35275 |  | 0.19192 | 0.30825 | 0.19282 | 0.42174 | 0.1761
3721 | 2004-06-04 | 01:00 | 0.12935 | 0.45801 | 0.28454 | 0.093765 | 0.25947 | 0.33021 | 0.34785 |  | 0.16841 | 0.36329 | 0.20139 | 0.4731 | 0.25129
3722 | 2004-06-04 | 02:00 | 0.16797 | 0.55433 | 0.26318 | 0.10632 | 0.29956 | 0.30309 | 0.37039 |  | 0.14508 | 0.41224 | 0.20134 | 0.43482 | 0.37532
3723 | 2004-06-04 | 03:00 | 0.18754 | 0.64673 | 0.25759 | 0.11334 | 0.34117 | 0.29194 | 0.39913 |  | 0.10359 | 0.45643 | 0.17163 | 0.37552 | 0.47624
3724 | 2004-06-04 | 04:00 | 0.16631 | 0.63858 | 0.28106 | 0.13747 | 0.40802 | 0.23403 | 0.3875 |  | 0.10688 | 0.49383 | 0.14163 | 0.33559 | 0.53271
3725 | 2004-06-04 | 05:00 | 0.19008 | 0.6138 | 0.28106 | 0.14786 | 0.43793 | 0.17094 | 0.3873 |  | 0.12011 | 0.48539 | 0.14879 | 0.31356 | 0.57285
3726 | 2004-06-04 | 06:00 | 0.21345 | 0.74224 | 0.28611 | 0.14103 | 0.48715 | 0.14638 | 0.39977 |  | 0.14565 | 0.51582 | 0.16188 | 0.32732 | 0.61415
3727 | 2004-06-04 | 07:00 | 0.19111 | 0.7158 | 0.27713 | 0.14805 | 0.51258 | 0.095728 | 0.38734 |  | 0.17808 | 0.51858 | 0.14797 | 0.37076 | 0.64108
3728 | 2004-06-04 | 08:00 | 0.18206 | 0.6951 | 0.27427 | 0.16567 | 0.51992 | 0.079458 | 0.36771 |  | 0.25413 | 0.55178 | 0.12547 | 0.39744 | 0.62895
3729 | 2004-06-04 | 09:00 | 0.19403 | 0.55074 | 0.25924 | 0.17727 | 0.54029 | 0.089979 | 0.35141 |  | 0.30095 | 0.59466 | 0.10764 | 0.40373 | 0.59905
3730 | 2004-06-04 | 10:00 | 0.17947 | 0.36798 | 0.19939 | 0.20591 | 0.57653 | 0.064754 | 0.27208 |  | 0.28058 | 0.57458 | 0.093907 | 0.3834 | 0.57847
3731 | 2004-06-04 | 11:00 | 0.13529 | 0.35243 | 0.11931 | 0.21207 | 0.56816 | 0.020042 | 0.12946 |  | 0.23842 | 0.57824 | 0.085707 | 0.35434 | 0.54642
3732 | 2004-06-04 | 12:00 | 0.08688 | 0.42064 | 0.059592 | 0.17656 | 0.51828 | 0.010097 | 0.1191 |  | 0.18659 | 0.52401 | 0.076722 | 0.33186 | 0.51904
3733 | 2004-06-04 | 13:00 | 0.049305 | 0.42042 | 0.061398 | 0.10445 | 0.39569 | 0.011353 | 0.11305 |  | 0.21551 | 0.43012 | 0.067441 | 0.36629 | 0.49069
3734 | 2004-06-04 | 14:00 | 0.031782 | 0.41209 | 0.077013 | 0.066524 | 0.32485 | 0.00996 | 0.1532 |  | 0.2259 | 0.42879 | 0.060402 | 0.35515 | 0.48743
3735 | 2004-06-04 | 15:00 | 0.027733 | 0.40154 | 0.076955 | 0.049581 | 0.29476 | 0.013225 | 0.20585 |  | 0.23467 | 0.42892 | 0.057766 | 0.31458 | 0.49939
3736 | 2004-06-04 | 16:00 | 0.026113 | 0.46179 | 0.067568 | 0.046822 | 0.29103 | 0.017287 | 0.2438 |  | 0.27026 | 0.41987 | 0.051684 | 0.25757 | 0.46351
3737 | 2004-06-04 | 17:00 | 0.032373 | 0.41713 | 0.062759 | 0.046327 | 0.31263 | 0.026293 | 0.28103 |  | 0.272 | 0.41007 | 0.041619 | 0.23008 | 0.37973
3738 | 2004-06-04 | 18:00 | 0.047833 | 0.38535 | 0.067665 | 0.05084 | 0.31842 | 0.026448 | 0.27716 |  | 0.21767 | 0.39822 | 0.035857 | 0.22738 | 0.2336
3739 | 2004-06-04 | 19:00 | 0.051331 | 0.49178 | 0.093366 | 0.056475 | 0.3251 | 0.018922 | 0.22877 |  | 0.33427 | 0.35867 | 0.042612 | 0.20294 | 0.11093
3740 | 2004-06-04 | 20:00 | 0.062603 | 0.44992 | 0.13942 | 0.058599 | 0.33234 | 0.026175 | 0.20029 |  | 0.37945 | 0.3202 | 0.049209 | 0.15536 | 0.053071
3741 | 2004-06-04 | 21:00 | 0.073804 | 0.43094 | 0.18536 | 0.063926 | 0.30144 | 0.041959 | 0.17885 |  | 0.45163 | 0.30509 | 0.054108 | 0.1301 | 0.03463
3742 | 2004-06-04 | 22:00 | 0.092466 | 0.43013 | 0.2042 | 0.059436 | 0.28989 | 0.048523 | 0.14931 |  | 0.48421 | 0.35296 | 0.069372 | 0.11877 | 0.032849
3743 | 2004-06-04 | 23:00 | 0.11025 | 0.39041 | 0.18535 | 0.068858 | 0.31173 | 0.064536 | 0.1466 |  | 0.47711 | 0.43412 | 0.083615 | 0.12124 | 0.036353
3744 | 2004-06-05 | 00:00 | 0.13895 | 0.38128 | 0.15011 | 0.07304 | 0.35899 | 0.10231 | 0.2059 |  | 0.39592 | 0.51346 | 0.081416 | 0.14921 | 0.051712
3745 | 2004-06-05 | 01:00 | 0.15063 | 0.42802 | 0.15838 | 0.12211 | 0.49251 | 0.15757 | 0.21985 |  | 0.29828 | 0.57817 | 0.062157 | 0.23332 | 0.13253
3746 | 2004-06-05 | 02:00 | 0.11499 | 0.51629 | 0.1858 | 0.15638 | 0.56179 | 0.16011 | 0.18029 |  | 0.25544 | 0.58621 | 0.088352 | 0.2569 | 0.40083
3747 | 2004-06-05 | 03:00 | 0.082596 | 0.61641 | 0.16325 | 0.14787 | 0.60175 | 0.16745 | 0.15881 |  | 0.23305 | 0.59739 | 0.14694 | 0.3529 | 0.57744
3748 | 2004-06-05 | 04:00 | 0.081813 | 0.63619 | 0.12874 | 0.16942 | 0.62901 | 0.19199 | 0.15303 |  | 0.32438 | 0.63603 | 0.14582 | 0.40725 | 0.60844
3749 | 2004-06-05 | 05:00 | 0.087742 | 0.61461 | 0.13514 | 0.17922 | 0.59947 | 0.18377 | 0.13208 |  | 0.3066 | 0.70148 | 0.16643 | 0.42681 | 0.7079
3750 | 2004-06-05 | 06:00 | 0.085935 | 0.71051 | 0.14623 | 0.16278 | 0.60683 | 0.18548 | 0.12338 |  | 0.24965 | 0.70672 | 0.23042 | 0.36816 | 0.76013
3751 | 2004-06-05 | 07:00 | 0.071559 | 0.71992 | 0.15805 | 0.15015 | 0.61767 | 0.21059 | 0.1485 |  | 0.16327 | 0.6932 | 0.21285 | 0.33477 | 0.75464
3752 | 2004-06-05 | 08:00 | 0.074512 | 0.73798 | 0.21158 | 0.13678 | 0.59965 | 0.29182 | 0.17424 |  | 0.21873 | 0.69915 | 0.19188 | 0.27329 | 0.72365
3753 | 2004-06-05 | 09:00 | 0.074101 | 0.59582 | 0.3015 | 0.12877 | 0.56942 | 0.37816 | 0.21291 |  | 0.11452 | 0.67477 | 0.19206 | 0.24968 | 0.70553
3754 | 2004-06-05 | 10:00 | 0.068491 | 0.5633 | 0.34276 | 0.14042 | 0.54447 | 0.43804 | 0.26027 |  | 0.099813 | 0.67896 | 0.1881 | 0.22954 | 0.6838
3755 | 2004-06-05 | 11:00 | 0.063161 | 0.37378 | 0.30584 | 0.16396 | 0.45258 | 0.3754 | 0.22156 |  | 0.11931 | 0.63984 | 0.18644 | 0.20314 | 0.65313
3756 | 2004-06-05 | 12:00 | 0.074483 | 0.3489 | 0.25415 | 0.1658 | 0.36053 | 0.2161 | 0.15076 |  | 0.14619 | 0.54919 | 0.17063 | 0.23214 | 0.62309
3757 | 2004-06-05 | 13:00 | 0.050206 | 0.35541 | 0.27145 | 0.13427 | 0.34513 | 0.14458 | 0.11935 |  | 0.13243 | 0.41641 | 0.17195 | 0.23891 | 0.62237
3758 | 2004-06-05 | 14:00 | 0.033258 | 0.2623 | 0.25843 | 0.093764 | 0.3468 | 0.12539 | 0.10793 |  | 0.088081 | 0.31596 | 0.17068 | 0.23458 | 0.6352
3759 | 2004-06-05 | 15:00 | 0.029557 | 0.18855 | 0.22522 | 0.073227 | 0.3393 | 0.10383 | 0.09478 |  | 0.12357 | 0.26795 | 0.16719 | 0.21138 | 0.61361
3760 | 2004-06-05 | 16:00 | 0.030266 | 0.24273 | 0.20964 | 0.10637 | 0.34354 | 0.095564 | 0.09538 |  | 0.12813 | 0.26457 | 0.15851 | 0.19688 | 0.59508
3761 | 2004-06-05 | 17:00 | 0.03016 | 0.18346 | 0.15643 | 0.15808 | 0.37518 | 0.11302 | 0.096026 |  | 0.10602 | 0.26007 | 0.15659 | 0.19485 | 0.54581
3762 | 2004-06-05 | 18:00 | 0.034086 | 0.19756 | 0.13852 | 0.15946 | 0.37029 | 0.12867 | 0.10439 |  | 0.12078 | 0.2584 | 0.17097 | 0.19939 | 0.47007
3763 | 2004-06-05 | 19:00 | 0.037212 | 0.14317 | 0.18909 | 0.15928 | 0.3344 | 0.14899 | 0.13114 |  | 0.12109 | 0.26131 | 0.20214 | 0.16021 | 0.42731
3764 | 2004-06-05 | 20:00 | 0.038047 | 0.17109 | 0.26479 | 0.17381 | 0.31552 | 0.17368 | 0.15736 |  | 0.10146 | 0.27654 | 0.22638 | 0.11891 | 0.39108
3765 | 2004-06-05 | 21:00 | 0.045408 | 0.22389 | 0.32741 | 0.16995 | 0.27973 | 0.19185 | 0.18942 |  | 0.10928 | 0.26543 | 0.24436 | 0.10624 | 0.33955
3766 | 2004-06-05 | 22:00 | 0.057247 | 0.20065 | 0.37362 | 0.18482 | 0.26065 | 0.19883 | 0.23094 |  | 0.10171 | 0.26458 | 0.26066 | 0.10863 | 0.33124
3767 | 2004-06-05 | 23:00 | 0.065762 | 0.24309 | 0.34953 | 0.22551 | 0.25526 | 0.20821 | 0.27899 |  | 0.09272 | 0.32435 | 0.28273 | 0.14343 | 0.37284
3768 | 2004-06-06 | 00:00 | 0.080055 | 0.2756 | 0.33795 | 0.27838 | 0.26366 | 0.26247 | 0.3304 |  | 0.0865 | 0.37448 | 0.30635 | 0.15283 | 0.43879
3769 | 2004-06-06 | 01:00 | 0.10054 | 0.29561 | 0.36468 | 0.28364 | 0.26106 | 0.32937 | 0.42401 |  | 0.07845 | 0.4899 | 0.32975 | 0.10197 | 0.51522
3770 | 2004-06-06 | 02:00 | 0.12303 | 0.43256 | 0.37269 | 0.2674 | 0.26714 | 0.3841 | 0.47277 |  | 0.07448 | 0.52573 | 0.35591 | 0.13627 | 0.60033
3771 | 2004-06-06 | 03:00 | 0.19277 | 0.58699 | 0.34263 | 0.29585 | 0.24435 | 0.46588 | 0.47001 |  | 0.060172 | 0.51316 | 0.39146 | 0.23457 | 0.65349
3772 | 2004-06-06 | 04:00 | 0.25827 | 0.55829 | 0.28036 | 0.44708 | 0.25301 | 0.53519 | 0.45338 |  | 0.045486 | 0.50047 | 0.41873 | 0.30547 | 0.69197
3773 | 2004-06-06 | 05:00 | 0.27797 | 0.49056 | 0.20447 | 0.52732 | 0.24988 | 0.53009 | 0.41033 |  | 0.060752 | 0.53405 | 0.39939 | 0.31427 | 0.73165
3774 | 2004-06-06 | 06:00 | 0.30386 | 0.5694 | 0.17836 | 0.54781 | 0.23701 | 0.49431 | 0.37344 |  | 0.080171 | 0.58338 | 0.4042 | 0.31747 | 0.75496
3775 | 2004-06-06 | 07:00 | 0.34847 | 0.60542 | 0.14373 | 0.55275 | 0.23594 | 0.46907 | 0.39313 |  | 0.081758 | 0.54184 | 0.37709 | 0.31498 | 0.7535
3776 | 2004-06-06 | 08:00 | 0.42514 | 0.61084 | 0.13859 | 0.61962 | 0.23738 | 0.46851 | 0.37913 |  | 0.073651 | 0.41152 | 0.3911 | 0.23317 | 0.73141
3777 | 2004-06-06 | 09:00 | 0.43129 | 0.56594 | 0.11467 | 0.63682 | 0.23572 | 0.45388 | 0.36843 |  | 0.072109 | 0.3105 | 0.42007 | 0.20205 | 0.71866
3778 | 2004-06-06 | 10:00 | 0.39732 | 0.51988 | 0.070238 | 0.60423 | 0.25238 | 0.43002 | 0.38338 |  | 0.11185 | 0.29253 | 0.43231 | 0.19898 | 0.70309
3779 | 2004-06-06 | 11:00 | 0.3223 | 0.46777 | 0.046487 | 0.54541 | 0.25569 | 0.27995 | 0.3032 |  | 0.05582 | 0.29982 | 0.42777 | 0.22066 | 0.68218
3780 | 2004-06-06 | 12:00 | 0.23356 | 0.41755 | 0.079903 | 0.46658 | 0.243 | 0.20626 | 0.28664 |  | 0.028614 | 0.23758 | 0.42877 | 0.23185 | 0.65093
3781 | 2004-06-06 | 13:00 | 0.17341 | 0.35026 | 0.084482 | 0.36458 | 0.21393 | 0.15579 | 0.24571 |  | 0.033582 | 0.16696 | 0.4218 | 0.23945 | 0.63491
3782 | 2004-06-06 | 14:00 | 0.14522 | 0.32929 | 0.065439 | 0.27583 | 0.1952 | 0.132 | 0.2098 |  | 0.038224 | 0.13011 | 0.42426 | 0.22923 | 0.6223
3783 | 2004-06-06 | 15:00 | 0.13482 | 0.33328 | 0.065524 | 0.24294 | 0.20567 | 0.12276 | 0.22325 |  | 0.035483 | 0.11976 | 0.36091 | 0.19606 | 0.62403
3784 | 2004-06-06 | 16:00 | 0.16811 | 0.34603 | 0.057898 | 0.2481 | 0.22984 | 0.10347 | 0.22719 |  | 0.051649 | 0.13609 | 0.31076 | 0.17686 | 0.62209
3785 | 2004-06-06 | 17:00 | 0.20159 | 0.40195 | 0.063669 | 0.29583 | 0.26396 | 0.087534 | 0.24108 |  | 0.1414 | 0.16151 | 0.33171 | 0.17643 | 0.59163
3786 | 2004-06-06 | 18:00 | 0.21638 | 0.32753 | 0.056645 | 0.28113 | 0.29187 | 0.099449 | 0.28723 |  | 0.15448 | 0.19803 | 0.35957 | 0.18415 | 0.5275
3787 | 2004-06-06 | 19:00 | 0.23496 | 0.37631 | 0.050729 | 0.25472 | 0.31117 | 0.13744 | 0.31238 |  | 0.11904 | 0.21788 | 0.37585 | 0.20271 | 0.50247
3788 | 2004-06-06 | 20:00 | 0.22598 | 0.39265 | 0.042729 | 0.25942 | 0.3261 | 0.15679 | 0.32625 |  | 0.064364 | 0.23747 | 0.41699 | 0.24427 | 0.46265
3789 | 2004-06-06 | 21:00 | 0.19554 | 0.37 | 0.031403 | 0.22307 | 0.34373 | 0.17715 | 0.38046 |  | 0.044381 | 0.25078 | 0.45823 | 0.27046 | 0.39769
3790 | 2004-06-06 | 22:00 | 0.19011 | 0.43681 | 0.029912 | 0.21386 | 0.38313 | 0.17459 | 0.39748 |  | 0.060275 | 0.27119 | 0.475 | 0.29696 | 0.39586
3791 | 2004-06-06 | 23:00 | 0.20341 | 0.44848 | 0.034851 | 0.23488 | 0.47996 | 0.17231 | 0.38643 |  | 0.060206 | 0.27527 | 0.48279 | 0.32427 | 0.44556
3792 | 2004-06-07 | 00:00 | 0.22033 | 0.52295 | 0.034454 | 0.26825 | 0.5934 | 0.20719 | 0.40911 |  | 0.037537 | 0.32292 | 0.49121 | 0.34975 | 0.5268
3793 | 2004-06-07 | 01:00 | 0.24106 | 0.52159 | 0.083952 | 0.30525 | 0.6032 | 0.21964 | 0.40638 |  | 0.034851 | 0.44416 | 0.47393 | 0.40105 | 0.63553
3794 | 2004-06-07 | 02:00 | 0.26722 | 0.50504 | 0.13836 | 0.32066 | 0.64661 | 0.23421 | 0.36541 |  | 0.041138 | 0.56426 | 0.46206 | 0.46916 | 0.73482
3795 | 2004-06-07 | 03:00 | 0.30745 | 0.49347 | 0.14953 | 0.34127 | 0.68834 | 0.31774 | 0.30811 |  | 0.031628 | 0.6437 | 0.43508 | 0.49371 | 0.77907
3796 | 2004-06-07 | 04:00 | 0.33758 | 0.47024 | 0.15384 | 0.39657 | 0.71883 | 0.38624 | 0.27896 |  | 0.036566 | 0.70007 | 0.40947 | 0.50617 | 0.79563
3797 | 2004-06-07 | 05:00 | 0.33663 | 0.45516 | 0.17182 | 0.45775 | 0.74809 | 0.46129 | 0.26332 |  | 0.046904 | 0.71594 | 0.35143 | 0.49556 | 0.80914
3798 | 2004-06-07 | 06:00 | 0.28165 | 0.46251 | 0.17642 | 0.49282 | 0.75254 | 0.55973 | 0.23776 |  | 0.048105 | 0.73902 | 0.31717 | 0.48599 | 0.81556
3799 | 2004-06-07 | 07:00 | 0.24789 | 0.45651 | 0.15286 | 0.49437 | 0.76741 | 0.58862 | 0.22124 |  | 0.03611 | 0.72967 | 0.3048 | 0.47278 | 0.79041
3800 | 2004-06-07 | 08:00 | 0.27951 | 0.46788 | 0.14318 | 0.50909 | 0.78347 | 0.6325 | 0.2089 |  | 0.048741 | 0.70262 | 0.29147 | 0.44404 | 0.76421
3801 | 2004-06-07 | 09:00 | 0.31664 | 0.46147 | 0.13183 | 0.54603 | 0.77653 | 0.64945 | 0.19575 |  | 0.03704 | 0.63985 | 0.26526 | 0.42897 | 0.76051
3802 | 2004-06-07 | 10:00 | 0.26203 | 0.4279 | 0.089946 | 0.54895 | 0.76794 | 0.56616 | 0.16542 |  | 0.018805 | 0.60224 | 0.25336 | 0.43457 | 0.75279
3803 | 2004-06-07 | 11:00 | 0.19041 | 0.30465 | 0.038806 | 0.48275 | 0.74687 | 0.38016 | 0.1045 |  | 0.007267 | 0.61972 | 0.24665 | 0.44593 | 0.74433
3804 | 2004-06-07 | 12:00 | 0.13771 | 0.27611 | 0.021418 | 0.41066 | 0.70589 | 0.29244 | 0.08698 |  | 0.009493 | 0.60385 | 0.23633 | 0.46869 | 0.71627
3805 | 2004-06-07 | 13:00 | 0.096984 | 0.25485 | 0.016478 | 0.35424 | 0.68954 | 0.25322 | 0.092889 |  | 0.01976 | 0.60939 | 0.22642 | 0.48414 | 0.70916
3806 | 2004-06-07 | 14:00 | 0.11354 | 0.24387 | 0.009861 | 0.34032 | 0.67382 | 0.24193 | 0.11131 |  | 0.012948 | 0.58625 | 0.22659 | 0.44692 | 0.68581
3807 | 2004-06-07 | 15:00 | 0.15822 | 0.23317 | 0.010167 | 0.3772 | 0.65073 | 0.26148 | 0.12801 |  | 0.023481 | 0.55958 | 0.22681 | 0.35811 | 0.66331
3808 | 2004-06-07 | 16:00 | 0.19914 | 0.18389 | 0.008717 | 0.42127 | 0.62633 | 0.27482 | 0.14011 |  | 0.044113 | 0.59718 | 0.20781 | 0.24092 | 0.64709
3809 | 2004-06-07 | 17:00 | 0.20651 | 0.24127 | 0.007352 | 0.47986 | 0.62814 | 0.29158 | 0.16728 |  | 0.059245 | 0.65247 | 0.22597 | 0.23675 | 0.61442
3810 | 2004-06-07 | 18:00 | 0.21824 | 0.1818 | 0.007214 | 0.55213 | 0.63609 | 0.25628 | 0.21374 |  | 0.04703 | 0.72107 | 0.28917 | 0.23658 | 0.56744
3811 | 2004-06-07 | 19:00 | 0.23056 | 0.24694 | 0.00775 | 0.59111 | 0.65175 | 0.23573 | 0.25377 |  | 0.031408 | 0.76164 | 0.32543 | 0.25 | 0.52194
3812 | 2004-06-07 | 20:00 | 0.26583 | 0.24774 | 0.017724 | 0.61526 | 0.66627 | 0.21426 | 0.24694 |  | 0.055977 | 0.77034 | 0.34303 | 0.28586 | 0.49804
3813 | 2004-06-07 | 21:00 | 0.3528 | 0.29159 | 0.072388 | 0.68346 | 0.66264 | 0.17046 | 0.18633 |  | 0.088898 | 0.75559 | 0.36725 | 0.32156 | 0.51331
3814 | 2004-06-07 | 22:00 | 0.40069 | 0.33544 | 0.10259 | 0.78786 | 0.66146 | 0.14107 | 0.1907 |  | 0.10473 | 0.73219 | 0.39208 | 0.35328 | 0.55237
3815 | 2004-06-07 | 23:00 | 0.38973 | 0.33567 | 0.11178 | 0.80645 | 0.66543 | 0.12585 | 0.22971 |  | 0.090781 | 0.71607 | 0.40624 | 0.40311 | 0.59872
3816 | 2004-06-08 | 00:00 | 0.36364 | 0.39079 | 0.1638 | 0.77872 | 0.67722 | 0.17915 | 0.32816 |  | 0.10071 | 0.7319 | 0.41518 | 0.43063 | 0.66625
3817 | 2004-06-08 | 01:00 | 0.38811 | 0.43789 | 0.22093 | 0.74526 | 0.68691 | 0.24641 | 0.37614 |  | 0.11278 | 0.7634 | 0.51544 | 0.44797 | 0.73241
3818 | 2004-06-08 | 02:00 | 0.45491 | 0.45991 | 0.26164 | 0.72804 | 0.68511 | 0.2812 | 0.38468 |  | 0.11469 | 0.7742 | 0.64575 | 0.44901 | 0.77611
3819 | 2004-06-08 | 03:00 | 0.51528 | 0.48322 | 0.28407 | 0.76272 | 0.66312 | 0.32187 | 0.35802 |  | 0.16282 | 0.77981 | 0.6247 | 0.45904 | 0.79624
3820 | 2004-06-08 | 04:00 | 0.5582 | 0.47287 | 0.32287 | 0.80644 | 0.65133 | 0.37409 | 0.33499 |  | 0.1657 | 0.79022 | 0.49913 | 0.49044 | 0.78089
3821 | 2004-06-08 | 05:00 | 0.54985 | 0.41114 | 0.33295 | 0.81291 | 0.65263 | 0.47542 | 0.30665 |  | 0.098832 | 0.79794 | 0.37865 | 0.4956 | 0.77193
3822 | 2004-06-08 | 06:00 | 0.48227 | 0.52624 | 0.31013 | 0.80627 | 0.63646 | 0.60334 | 0.26591 |  | 0.062679 | 0.79692 | 0.33417 | 0.46186 | 0.76042
3823 | 2004-06-08 | 07:00 | 0.41976 | 0.52977 | 0.25438 | 0.73651 | 0.54551 | 0.65795 | 0.24421 |  | 0.047099 | 0.78849 | 0.29022 | 0.50728 | 0.75304
3824 | 2004-06-08 | 08:00 | 0.38906 | 0.54261 | 0.19158 | 0.65541 | 0.44965 | 0.66293 | 0.23701 |  | 0.043081 | 0.78073 | 0.2205 | 0.55238 | 0.72406
3825 | 2004-06-08 | 09:00 | 0.37257 | 0.52032 | 0.15457 | 0.5963 | 0.40467 | 0.63284 | 0.21062 |  | 0.035182 | 0.77917 | 0.18274 | 0.49627 | 0.68855
3826 | 2004-06-08 | 10:00 | 0.3397 | 0.47239 | 0.11339 | 0.53749 | 0.39434 | 0.57766 | 0.19032 |  | 0.042211 | 0.77797 | 0.15862 | 0.44931 | 0.65046
3827 | 2004-06-08 | 11:00 | 0.25033 | 0.41059 | 0.052014 | 0.43664 | 0.37987 | 0.44543 | 0.13672 |  | 0.029883 | 0.7631 | 0.14861 | 0.42174 | 0.60486
3828 | 2004-06-08 | 12:00 | 0.1935 | 0.40434 | 0.016588 | 0.32084 | 0.33348 | 0.32792 | 0.11165 |  | 0.0248 | 0.73766 | 0.1425 | 0.40866 | 0.58678
3829 | 2004-06-08 | 13:00 | 0.19106 | 0.27385 | 0.005437 | 0.29516 | 0.30331 | 0.28845 | 0.098361 |  | 0.031847 | 0.74109 | 0.13913 | 0.42645 | 0.55973
3830 | 2004-06-08 | 14:00 | 0.22868 | 0.25902 | 0.013087 | 0.2943 | 0.27899 | 0.3578 | 0.11244 |  | 0.043548 | 0.73048 | 0.13452 | 0.41468 | 0.54183
3831 | 2004-06-08 | 15:00 | 0.26438 | 0.25126 | 0.028543 | 0.31823 | 0.24637 | 0.4222 | 0.18359 |  | 0.038646 | 0.69733 | 0.13189 | 0.32321 | 0.56386
3832 | 2004-06-08 | 16:00 | 0.28102 | 0.30113 | 0.029268 | 0.36734 | 0.23978 | 0.43913 | 0.25773 |  | 0.12876 | 0.68346 | 0.1187 | 0.25054 | 0.55597
3833 | 2004-06-08 | 17:00 | 0.3034 | 0.25816 | 0.032628 | 0.40915 | 0.23639 | 0.46295 | 0.31926 |  | 0.068221 | 0.66147 | 0.11572 | 0.20005 | 0.49571
3834 | 2004-06-08 | 18:00 | 0.34519 | 0.20066 | 0.0478 | 0.46402 | 0.24833 | 0.50211 | 0.36642 |  | 0.059885 | 0.6457 | 0.13765 | 0.18194 | 0.45315
3835 | 2004-06-08 | 19:00 | 0.35594 | 0.29875 | 0.064784 | 0.5322 | 0.24808 | 0.49677 | 0.41539 |  | 0.13976 | 0.63423 | 0.17366 | 0.20906 | 0.47915
3836 | 2004-06-08 | 20:00 | 0.33614 | 0.33512 | 0.097722 | 0.51568 | 0.24407 | 0.45423 | 0.46976 |  | 0.063177 | 0.64558 | 0.21637 | 0.22881 | 0.46858
3837 | 2004-06-08 | 21:00 | 0.33043 | 0.36715 | 0.12828 | 0.44599 | 0.26353 | 0.43572 | 0.51406 |  | 0.067779 | 0.68276 | 0.2577 | 0.26182 | 0.4641
3838 | 2004-06-08 | 22:00 | 0.34428 | 0.4432 | 0.16612 | 0.4446 | 0.30362 | 0.43846 | 0.52167 |  | 0.088296 | 0.69513 | 0.29527 | 0.30422 | 0.50789
3839 | 2004-06-08 | 23:00 | 0.35377 | 0.45121 | 0.19223 | 0.45011 | 0.36511 | 0.43807 | 0.55915 |  | 0.091055 | 0.69258 | 0.32525 | 0.36603 | 0.55458
3840 | 2004-06-09 | 00:00 | 0.4325 | 0.40312 | 0.20543 | 0.44871 | 0.44202 | 0.52624 | 0.6461 |  | 0.099116 | 0.71859 | 0.35355 | 0.40163 | 0.59779
3841 | 2004-06-09 | 01:00 | 0.48646 | 0.40971 | 0.29946 | 0.41001 | 0.48668 | 0.61272 | 0.68752 |  | 0.12277 | 0.7399 | 0.39026 | 0.43019 | 0.63601
3842 | 2004-06-09 | 02:00 | 0.52003 | 0.48652 | 0.35041 | 0.46402 | 0.49305 | 0.70066 | 0.74949 |  | 0.1548 | 0.72823 | 0.39209 | 0.48296 | 0.66493
3843 | 2004-06-09 | 03:00 | 0.51747 | 0.56902 | 0.37916 | 0.53789 | 0.463 | 0.74326 | 0.79295 |  | 0.19212 | 0.69734 | 0.38803 | 0.487 | 0.6985
3844 | 2004-06-09 | 04:00 | 0.48966 | 0.6149 | 0.40857 | 0.53849 | 0.44756 | 0.747 | 0.79717 |  | 0.21108 | 0.70098 | 0.38484 | 0.51675 | 0.69648
3845 | 2004-06-09 | 05:00 | 0.46915 | 0.62519 | 0.42916 | 0.55667 | 0.41548 | 0.74961 | 0.80081 |  | 0.17273 | 0.69957 | 0.35117 | 0.42986 | 0.65956
3846 | 2004-06-09 | 06:00 | 0.37947 | 0.60075 | 0.416 | 0.58966 | 0.33314 | 0.7542 | 0.7874 |  | 0.16446 | 0.67904 | 0.35434 | 0.46021 | 0.59287
3847 | 2004-06-09 | 07:00 | 0.29452 | 0.60306 | 0.3533 | 0.43088 | 0.31911 | 0.7389 | 0.74686 |  | 0.17834 | 0.65039 | 0.3644 | 0.40732 | 0.56086
3848 | 2004-06-09 | 08:00 | 0.25961 | 0.54837 | 0.3226 | 0.27173 | 0.34311 | 0.70799 | 0.72888 |  | 0.19287 | 0.54413 | 0.34079 | 0.3756 | 0.56632
3849 | 2004-06-09 | 09:00 | 0.23505 | 0.48813 | 0.30131 | 0.24688 | 0.34821 | 0.66809 | 0.69419 |  | 0.14531 | 0.44566 | 0.32471 | 0.35143 | 0.55686
3850 | 2004-06-09 | 10:00 | 0.2263 | 0.42932 | 0.23371 | 0.24856 | 0.33444 | 0.55753 | 0.61329 |  | 0.094652 | 0.33299 | 0.31891 | 0.33784 | 0.52617
3851 | 2004-06-09 | 11:00 | 0.20859 | 0.37132 | 0.10449 | 0.28004 | 0.3069 | 0.37654 | 0.52492 |  | 0.079407 | 0.27869 | 0.3336 | 0.27561 | 0.48076
3852 | 2004-06-09 | 12:00 | 0.19192 | 0.2901 | 0.070563 | 0.25555 | 0.28022 | 0.3592 | 0.5036 |  | 0.035704 | 0.2485 | 0.33179 | 0.18445 | 0.4488
3853 | 2004-06-09 | 13:00 | 0.17381 | 0.30333 | 0.076834 | 0.20904 | 0.25119 | 0.34281 | 0.46163 |  | 0.019761 | 0.16502 | 0.33375 | 0.14637 | 0.43305
3854 | 2004-06-09 | 14:00 | 0.16853 | 0.31331 | 0.11882 | 0.1563 | 0.23427 | 0.43247 | 0.46261 |  | 0.028858 | 0.15049 | 0.31106 | 0.12358 | 0.41267
3855 | 2004-06-09 | 15:00 | 0.17494 | 0.32648 | 0.10878 | 0.071763 | 0.22689 | 0.50107 | 0.48143 |  | 0.029972 | 0.14725 | 0.30081 | 0.11466 | 0.40663
3856 | 2004-06-09 | 16:00 | 0.21091 | 0.21738 | 0.10553 | 0.064272 | 0.19914 | 0.53255 | 0.48062 |  | 0.031939 | 0.13441 | 0.26303 | 0.10414 | 0.41676
3857 | 2004-06-09 | 17:00 | 0.22583 | 0.12317 | 0.12541 | 0.10134 | 0.15129 | 0.49504 | 0.46824 |  | 0.046256 | 0.14965 | 0.25467 | 0.149 | 0.41082
3858 | 2004-06-09 | 18:00 | 0.22925 | 0.081504 | 0.21378 | 0.17194 | 0.13288 | 0.5669 | 0.46151 |  | 0.065214 | 0.17809 | 0.27584 | 0.19265 | 0.42439
3859 | 2004-06-09 | 19:00 | 0.30052 | 0.27446 | 0.27139 | 0.3167 | 0.13636 | 0.54266 | 0.4237 |  | 0.10347 | 0.24024 | 0.30386 | 0.23124 | 0.48875
3860 | 2004-06-09 | 20:00 | 0.4416 | 0.38537 | 0.33299 | 0.49565 | 0.18398 | 0.46266 | 0.40197 |  | 0.13703 | 0.33725 | 0.32771 | 0.26449 | 0.57489
3861 | 2004-06-09 | 21:00 | 0.51841 | 0.36762 | 0.39101 | 0.6327 | 0.25798 | 0.40324 | 0.40174 |  | 0.18068 | 0.43971 | 0.36026 | 0.3066 | 0.66709
3862 | 2004-06-09 | 22:00 | 0.46398 | 0.35434 | 0.42408 | 0.63503 | 0.31233 | 0.4286 | 0.36824 |  | 0.1562 | 0.53965 | 0.37278 | 0.32921 | 0.71993
3863 | 2004-06-09 | 23:00 | 0.40747 | 0.35274 | 0.41994 | 0.57786 | 0.38377 | 0.33497 | 0.33535 |  | 0.16129 | 0.62446 | 0.37369 | 0.33797 | 0.73565
3864 | 2004-06-10 | 00:00 | 0.44578 | 0.34448 | 0.42808 | 0.50812 | 0.44226 | 0.25833 | 0.38036 |  | 0.21961 | 0.66538 | 0.38846 | 0.35452 | 0.73985
3865 | 2004-06-10 | 01:00 | 0.45193 | 0.26932 | 0.4585 | 0.44348 | 0.46777 | 0.22246 | 0.45953 |  | 0.29763 | 0.63738 | 0.40536 | 0.35625 | 0.77146
3866 | 2004-06-10 | 02:00 | 0.41266 | 0.28486 | 0.56129 | 0.38832 | 0.47269 | 0.29828 | 0.46447 |  | 0.30825 | 0.60874 | 0.4292 | 0.34267 | 0.83857
3867 | 2004-06-10 | 03:00 | 0.363 | 0.30505 | 0.54616 | 0.37937 | 0.46037 | 0.31195 | 0.4752 |  | 0.37435 | 0.60351 | 0.43036 | 0.32414 | 0.8563
3868 | 2004-06-10 | 04:00 | 0.28018 | 0.31696 | 0.51067 | 0.37987 | 0.46525 | 0.35261 | 0.43019 |  | 0.30793 | 0.61424 | 0.4089 | 0.32759 | 0.82936
3869 | 2004-06-10 | 05:00 | 0.25089 | 0.45781 | 0.50982 | 0.4021 | 0.49214 | 0.30599 | 0.37842 |  | 0.27795 | 0.61202 | 0.40076 | 0.33389 | 0.8043
3870 | 2004-06-10 | 06:00 | 0.2554 | 0.43222 | 0.31781 | 0.40275 | 0.53118 | 0.18622 | 0.31294 |  | 0.27669 | 0.6151 | 0.43114 | 0.3465 | 0.77362
3871 | 2004-06-10 | 07:00 | 0.22161 | 0.50614 | 0.22384 | 0.33086 | 0.53131 | 0.12404 | 0.2328 |  | 0.25807 | 0.63821 | 0.46037 | 0.37316 | 0.7567
3872 | 2004-06-10 | 08:00 | 0.16071 | 0.51127 | 0.23176 | 0.27657 | 0.51733 | 0.075182 | 0.18942 |  | 0.21927 | 0.65185 | 0.43395 | 0.37733 | 0.74356
3873 | 2004-06-10 | 09:00 | 0.13518 | 0.49096 | 0.25261 | 0.2675 | 0.47906 | 0.079994 | 0.13193 |  | 0.16944 | 0.69004 | 0.40795 | 0.37496 | 0.74046
3874 | 2004-06-10 | 10:00 | 0.14936 | 0.44136 | 0.19304 | 0.24274 | 0.46031 | 0.11313 | 0.091102 |  | 0.16503 | 0.68298 | 0.40396 | 0.3843 | 0.75167
3875 | 2004-06-10 | 11:00 | 0.14467 | 0.35939 | 0.11573 | 0.20681 | 0.44185 | 0.094954 | 0.062009 |  | 0.11948 | 0.64547 | 0.39939 | 0.39195 | 0.74743
3876 | 2004-06-10 | 12:00 | 0.14536 | 0.29598 | 0.099076 | 0.16692 | 0.42775 | 0.057127 | 0.06514 |  | 0.072034 | 0.5879 | 0.38095 | 0.41019 | 0.72998
3877 | 2004-06-10 | 13:00 | 0.15862 | 0.16843 | 0.088842 | 0.15538 | 0.37926 | 0.075685 | 0.099187 |  | 0.068863 | 0.58535 | 0.34569 | 0.4083 | 0.7461
3878 | 2004-06-10 | 14:00 | 0.18907 | 0.15394 | 0.10873 | 0.20698 | 0.34863 | 0.15502 | 0.12621 |  | 0.083561 | 0.61713 | 0.33274 | 0.38637 | 0.72825
3879 | 2004-06-10 | 15:00 | 0.22062 | 0.13667 | 0.13808 | 0.27097 | 0.35233 | 0.18618 | 0.19094 |  | 0.1261 | 0.5801 | 0.31508 | 0.35271 | 0.71998
3880 | 2004-06-10 | 16:00 | 0.27959 | 0.14611 | 0.19473 | 0.27959 | 0.41008 | 0.12728 | 0.29063 |  | 0.1593 | 0.54046 | 0.29802 | 0.3789 | 0.70056
3881 | 2004-06-10 | 17:00 | 0.31386 | 0.069206 | 0.29474 | 0.27533 | 0.44708 | 0.11317 | 0.37769 |  | 0.2256 | 0.57388 | 0.31185 | 0.38025 | 0.65708
3882 | 2004-06-10 | 18:00 | 0.33507 | 0.17476 | 0.35717 | 0.27969 | 0.46945 | 0.14607 | 0.44127 |  | 0.25766 | 0.63787 | 0.33232 | 0.39212 | 0.64195
3883 | 2004-06-10 | 19:00 | 0.27724 | 0.30563 | 0.41068 | 0.27627 | 0.50287 | 0.16052 | 0.45123 |  | 0.32163 | 0.7086 | 0.34587 | 0.44756 | 0.58683
3884 | 2004-06-10 | 20:00 | 0.20929 | 0.25612 | 0.27394 | 0.25157 | 0.54012 | 0.1375 | 0.42094 |  | 0.3348 | 0.77221 | 0.37714 | 0.53036 | 0.54371
3885 | 2004-06-10 | 21:00 | 0.18299 | 0.261 | 0.16714 | 0.2475 | 0.56722 | 0.12341 | 0.35896 |  | 0.31057 | 0.80372 | 0.41842 | 0.60242 | 0.5146
3886 | 2004-06-10 | 22:00 | 0.17891 | 0.31308 | 0.14947 | 0.29419 | 0.58611 | 0.11922 | 0.32509 |  | 0.27605 | 0.83941 | 0.45875 | 0.64757 | 0.46501
3887 | 2004-06-10 | 23:00 | 0.15978 | 0.27823 | 0.1779 | 0.40805 | 0.62074 | 0.15228 | 0.34357 |  | 0.31046 | 0.85601 | 0.49413 | 0.63475 | 0.44123
3888 | 2004-06-11 | 00:00 | 0.19992 | 0.26658 | 0.12433 | 0.38436 | 0.68144 | 0.20871 | 0.39248 |  | 0.33465 | 0.87101 | 0.52706 | 0.68745 | 0.43258
3889 | 2004-06-11 | 01:00 | 0.25364 | 0.25417 | 0.16959 | 0.5174 | 0.62383 | 0.22601 | 0.38291 |  | 0.29411 | 0.87044 | 0.53182 | 0.79716 | 0.468
3890 | 2004-06-11 | 02:00 | 0.27789 | 0.27217 | 0.14817 | 0.51332 | 0.63322 | 0.22727 | 0.39894 |  | 0.30204 | 0.85586 | 0.463 | 0.81075 | 0.52751
3891 | 2004-06-11 | 03:00 | 0.3261 | 0.33362 | 0.13435 | 0.42928 | 0.656 | 0.21875 | 0.40806 |  | 0.30325 | 0.84585 | 0.4668 | 0.69663 | 0.52292
3892 | 2004-06-11 | 04:00 | 0.33442 | 0.24753 | 0.12428 | 0.35931 | 0.6573 | 0.19109 | 0.3796 |  | 0.30337 | 0.81905 | 0.46718 | 0.5979 | 0.52751
3893 | 2004-06-11 | 05:00 | 0.3479 | 0.28446 | 0.11012 | 0.39886 | 0.63491 | 0.1501 | 0.39151 |  | 0.28196 | 0.79849 | 0.50874 | 0.62404 | 0.62131
3894 | 2004-06-11 | 06:00 | 0.32222 | 0.30079 | 0.14369 | 0.45392 | 0.56936 | 0.13873 | 0.39945 |  | 0.25518 | 0.8118 | 0.51643 | 0.63124 | 0.65117
3895 | 2004-06-11 | 07:00 | 0.32078 | 0.38277 | 0.13909 | 0.44069 | 0.51486 | 0.16108 | 0.38733 |  | 0.16756 | 0.81934 | 0.53413 | 0.65067 | 0.62296
3896 | 2004-06-11 | 08:00 | 0.32562 | 0.52417 | 0.12937 | 0.42194 | 0.51012 | 0.22281 | 0.39023 |  | 0.15596 | 0.80495 | 0.55569 | 0.67924 | 0.58487
3897 | 2004-06-11 | 09:00 | 0.3041 | 0.48762 | 0.1195 | 0.33716 | 0.47926 | 0.28067 | 0.36362 |  | 0.10841 | 0.7866 | 0.56854 | 0.65891 | 0.5355
3898 | 2004-06-11 | 10:00 | 0.26112 | 0.42611 | 0.08602 | 0.2879 | 0.45593 | 0.30052 | 0.24774 |  | 0.13515 | 0.75965 | 0.58419 | 0.63757 | 0.45202
3899 | 2004-06-11 | 11:00 | 0.24092 | 0.35903 | 0.043476 | 0.24689 | 0.42681 | 0.23349 | 0.10829 |  | 0.102 | 0.71311 | 0.60168 | 0.57386 | 0.34652
3900 | 2004-06-11 | 12:00 | 0.2675 | 0.32407 | 0.005496 | 0.20131 | 0.36835 | 0.13728 | 0.078353 |  | 0.079514 | 0.63102 | 0.60808 | 0.50899 | 0.26742
3901 | 2004-06-11 | 13:00 | 0.36638 | 0.262 | 0.004191 | 0.24201 | 0.28837 | 0.11608 | 0.073431 |  | 0.063214 | 0.55786 | 0.61938 | 0.46628 | 0.16672
3902 | 2004-06-11 | 14:00 | 0.44281 | 0.2368 | 0.008532 | 0.22884 | 0.28352 | 0.11191 | 0.15354 |  | 0.083864 | 0.48463 | 0.63058 | 0.39788 | 0.097391
3903 | 2004-06-11 | 15:00 | 0.43539 | 0.21999 | 0.019183 | 0.19032 | 0.29279 | 0.11293 | 0.2683 |  | 0.13448 | 0.42137 | 0.64727 | 0.30546 | 0.070141
3904 | 2004-06-11 | 16:00 | 0.39587 | 0.21391 | 0.023832 | 0.17095 | 0.29336 | 0.12862 | 0.31776 |  | 0.17879 | 0.37504 | 0.61589 | 0.30736 | 0.049459
3905 | 2004-06-11 | 17:00 | 0.37812 | 0.20039 | 0.028556 | 0.17721 | 0.31473 | 0.17718 | 0.38038 |  | 0.21288 | 0.32023 | 0.60991 | 0.29593 | 0.027845
3906 | 2004-06-11 | 18:00 | 0.36469 | 0.23785 | 0.042383 | 0.24681 | 0.36015 | 0.20071 | 0.41038 |  | 0.21809 | 0.27443 | 0.64925 | 0.28298 | 0.019231
3907 | 2004-06-11 | 19:00 | 0.3652 | 0.21926 | 0.053326 | 0.31099 | 0.4214 | 0.20854 | 0.39466 |  | 0.26345 | 0.24784 | 0.67719 | 0.29536 | 0.027184
3908 | 2004-06-11 | 20:00 | 0.3271 | 0.2871 | 0.071778 | 0.32099 | 0.47202 | 0.2516 | 0.39982 |  | 0.29108 | 0.24638 | 0.69679 | 0.32501 | 0.036622
3909 | 2004-06-11 | 21:00 | 0.36008 | 0.23746 | 0.11124 | 0.28447 | 0.49019 | 0.27265 | 0.37685 |  | 0.28164 | 0.26912 | 0.69153 | 0.36161 | 0.051271
3910 | 2004-06-11 | 22:00 | 0.38551 | 0.25237 | 0.16052 | 0.31013 | 0.49078 | 0.27181 | 0.33246 |  | 0.2991 | 0.3013 | 0.6835 | 0.38877 | 0.059389
3911 | 2004-06-11 | 23:00 | 0.37462 | 0.18461 | 0.15264 | 0.34542 | 0.48062 | 0.28609 | 0.33229 |  | 0.37851 | 0.33106 | 0.68082 | 0.38314 | 0.075323
3912 | 2004-06-12 | 00:00 | 0.4038 | 0.23848 | 0.18434 | 0.37659 | 0.50172 | 0.29821 | 0.34975 |  | 0.42343 | 0.35502 | 0.67729 | 0.36214 | 0.10471
3913 | 2004-06-12 | 01:00 | 0.45066 | 0.19011 | 0.19057 | 0.39559 | 0.48855 | 0.35696 | 0.34131 |  | 0.40309 | 0.35878 | 0.65814 | 0.33889 | 0.15379
3914 | 2004-06-12 | 02:00 | 0.42826 | 0.22846 | 0.17714 | 0.4582 | 0.46947 | 0.34943 | 0.34275 |  | 0.41386 | 0.36748 | 0.64709 | 0.30387 | 0.26333
3915 | 2004-06-12 | 03:00 | 0.34338 | 0.27761 | 0.20155 | 0.5515 | 0.44002 | 0.29966 | 0.29564 |  | 0.44586 | 0.42501 | 0.64024 | 0.28078 | 0.3984
3916 | 2004-06-12 | 04:00 | 0.27648 | 0.14548 | 0.22646 | 0.60656 | 0.41611 | 0.2499 | 0.26859 |  | 0.44459 | 0.46795 | 0.62191 | 0.30405 | 0.45363
3917 | 2004-06-12 | 05:00 | 0.2475 | 0.31895 | 0.22208 | 0.47616 | 0.42019 | 0.22783 | 0.30812 |  | 0.40666 | 0.51878 | 0.60541 | 0.33788 | 0.4705
3918 | 2004-06-12 | 06:00 | 0.26138 | 0.56572 | 0.19686 | 0.47211 | 0.42706 | 0.232 | 0.35484 |  | 0.32512 | 0.59782 | 0.59331 | 0.37668 | 0.49736
3919 | 2004-06-12 | 07:00 | 0.26324 | 0.64157 | 0.20306 | 0.53202 | 0.42156 | 0.21461 | 0.36298 |  | 0.26182 | 0.64549 | 0.5785 | 0.39709 | 0.55935
3920 | 2004-06-12 | 08:00 | 0.2825 | 0.64203 | 0.20027 | 0.51517 | 0.40798 | 0.21783 | 0.33592 |  | 0.3114 | 0.64792 | 0.57241 | 0.40421 | 0.58566
3921 | 2004-06-12 | 09:00 | 0.31128 | 0.57238 | 0.18657 | 0.46882 | 0.40255 | 0.21669 | 0.30238 |  | 0.28934 | 0.64271 | 0.56605 | 0.38602 | 0.58451
3922 | 2004-06-12 | 10:00 | 0.312 | 0.4836 | 0.188 | 0.40501 | 0.43551 | 0.20444 | 0.22876 |  | 0.33041 | 0.63028 | 0.55644 | 0.35877 | 0.57227
3923 | 2004-06-12 | 11:00 | 0.24825 | 0.43631 | 0.13725 | 0.41574 | 0.44848 | 0.17148 | 0.11922 |  | 0.2589 | 0.61042 | 0.5504 | 0.3323 | 0.56912
3924 | 2004-06-12 | 12:00 | 0.17982 | 0.39274 | 0.059493 | 0.41557 | 0.4123 | 0.11694 | 0.075014 |  | 0.2365 | 0.5613 | 0.54929 | 0.31109 | 0.5509
3925 | 2004-06-12 | 13:00 | 0.17747 | 0.32239 | 0.043056 | 0.20027 | 0.31431 | 0.088651 | 0.077797 |  | 0.24876 | 0.54086 | 0.54446 | 0.30114 | 0.53344
3926 | 2004-06-12 | 14:00 | 0.16976 | 0.24111 | 0.033993 | 0.094486 | 0.29039 | 0.071117 | 0.092717 |  | 0.29436 | 0.4829 | 0.52904 | 0.2952 | 0.52514
3927 | 2004-06-12 | 15:00 | 0.16598 | 0.15574 | 0.036309 | 0.070041 | 0.25908 | 0.068933 | 0.1247 |  | 0.31681 | 0.42939 | 0.50505 | 0.23006 | 0.50005
3928 | 2004-06-12 | 16:00 | 0.194 | 0.16211 | 0.044638 | 0.064897 | 0.2398 | 0.089084 | 0.16731 |  | 0.30902 | 0.39779 | 0.47196 | 0.1638 | 0.45439
3929 | 2004-06-12 | 17:00 | 0.24347 | 0.13744 | 0.051331 | 0.085251 | 0.24316 | 0.10712 | 0.188 |  | 0.29595 | 0.37876 | 0.4505 | 0.18434 | 0.40544
3930 | 2004-06-12 | 18:00 | 0.30557 | 0.13662 | 0.068516 | 0.10355 | 0.25419 | 0.11192 | 0.19381 |  | 0.25567 | 0.38677 | 0.43425 | 0.23767 | 0.27771
3931 | 2004-06-12 | 19:00 | 0.28101 | 0.17326 | 0.093184 | 0.10236 | 0.2676 | 0.11226 | 0.18029 |  | 0.30456 | 0.42386 | 0.42067 | 0.31725 | 0.18928
3932 | 2004-06-12 | 20:00 | 0.27583 | 0.14585 | 0.14697 | 0.086194 | 0.32161 | 0.11881 | 0.14775 |  | 0.30539 | 0.49339 | 0.41941 | 0.384 | 0.14178
3933 | 2004-06-12 | 21:00 | 0.29498 | 0.17078 | 0.19445 | 0.089127 | 0.37149 | 0.12514 | 0.11072 |  | 0.32525 | 0.53175 | 0.40999 | 0.43168 | 0.12218
3934 | 2004-06-12 | 22:00 | 0.335 | 0.21141 | 0.2541 | 0.091506 | 0.40064 | 0.15076 | 0.095361 |  | 0.35113 | 0.55671 | 0.41341 | 0.44497 | 0.12868
3935 | 2004-06-12 | 23:00 | 0.31384 | 0.25938 | 0.31736 | 0.12726 | 0.44392 | 0.20114 | 0.093022 |  | 0.36463 | 0.53756 | 0.40998 | 0.42054 | 0.15524
3936 | 2004-06-13 | 00:00 | 0.27901 | 0.1824 | 0.33141 | 0.16413 | 0.49686 | 0.22451 | 0.11245 |  | 0.32246 | 0.51521 | 0.40105 | 0.38238 | 0.18337
3937 | 2004-06-13 | 01:00 | 0.22962 | 0.13621 | 0.37001 | 0.18707 | 0.50977 | 0.27763 | 0.13892 |  | 0.3607 | 0.5035 | 0.38954 | 0.35354 | 0.22499
3938 | 2004-06-13 | 02:00 | 0.1946 | 0.19956 | 0.41886 | 0.18813 | 0.47481 | 0.32773 | 0.1709 |  | 0.34334 | 0.49923 | 0.3669 | 0.30828 | 0.28469
3939 | 2004-06-13 | 03:00 | 0.21081 | 0.2561 | 0.44426 | 0.2057 | 0.40573 | 0.43431 | 0.20717 |  | 0.31536 | 0.52412 | 0.33093 | 0.28735 | 0.3798
3940 | 2004-06-13 | 04:00 | 0.24844 | 0.28181 | 0.45153 | 0.2997 | 0.36623 | 0.54737 | 0.24 |  | 0.33623 | 0.56653 | 0.29138 | 0.2891 | 0.44834
3941 | 2004-06-13 | 05:00 | 0.24102 | 0.42042 | 0.46953 | 0.43118 | 0.33648 | 0.64508 | 0.30222 |  | 0.28408 | 0.57392 | 0.26338 | 0.30495 | 0.4884
3942 | 2004-06-13 | 06:00 | 0.24542 | 0.2995 | 0.42438 | 0.44839 | 0.30009 | 0.66237 | 0.36058 |  | 0.23867 | 0.57697 | 0.25537 | 0.33063 | 0.50931
3943 | 2004-06-13 | 07:00 | 0.30418 | 0.4943 | 0.40991 | 0.50609 | 0.30554 | 0.70645 | 0.35875 |  | 0.25409 | 0.57429 | 0.24693 | 0.33477 | 0.5359
3944 | 2004-06-13 | 08:00 | 0.31802 | 0.47434 | 0.44026 | 0.52985 | 0.29167 | 0.75232 | 0.38859 |  | 0.27674 | 0.61731 | 0.25035 | 0.29567 | 0.53768
3945 | 2004-06-13 | 09:00 | 0.28876 | 0.45069 | 0.47746 | 0.51671 | 0.2457 | 0.75892 | 0.40379 |  | 0.33639 | 0.64447 | 0.24283 | 0.30668 | 0.50809
3946 | 2004-06-13 | 10:00 | 0.29859 | 0.3505 | 0.47554 | 0.4949 | 0.22354 | 0.73816 | 0.32975 |  | 0.36852 | 0.62975 | 0.23432 | 0.29107 | 0.46807
3947 | 2004-06-13 | 11:00 | 0.25897 | 0.26402 | 0.37948 | 0.50824 | 0.22289 | 0.60793 | 0.21706 |  | 0.26742 | 0.57639 | 0.22922 | 0.26499 | 0.42496
3948 | 2004-06-13 | 12:00 | 0.27397 | 0.20451 | 0.2939 | 0.49641 | 0.20646 | 0.50237 | 0.17787 |  | 0.17729 | 0.50156 | 0.21681 | 0.24633 | 0.37284
3949 | 2004-06-13 | 13:00 | 0.34003 | 0.16682 | 0.27691 | 0.42984 | 0.19656 | 0.38618 | 0.15101 |  | 0.15038 | 0.35484 | 0.2181 | 0.23012 | 0.29296
3950 | 2004-06-13 | 14:00 | 0.37928 | 0.14756 | 0.28618 | 0.4287 | 0.18226 | 0.32364 | 0.15839 |  | 0.1282 | 0.33278 | 0.22074 | 0.20052 | 0.22499
3951 | 2004-06-13 | 15:00 | 0.42645 | 0.13066 | 0.28003 | 0.49952 | 0.16961 | 0.34181 | 0.17053 |  | 0.10286 | 0.30135 | 0.21602 | 0.1292 | 0.17827
3952 | 2004-06-13 | 16:00 | 0.49721 | 0.17321 | 0.27104 | 0.67674 | 0.17223 | 0.30435 | 0.18798 |  | 0.092329 | 0.27968 | 0.1907 | 0.10147 | 0.13348
3953 | 2004-06-13 | 17:00 | 0.51555 | 0.161 | 0.29895 | 0.74439 | 0.18877 | 0.30592 | 0.20953 |  | 0.090916 | 0.2725 | 0.17499 | 0.11461 | 0.07984
3954 | 2004-06-13 | 18:00 | 0.51178 | 0.12284 | 0.31354 | 0.72207 | 0.20679 | 0.3878 | 0.24461 |  | 0.12314 | 0.27055 | 0.19481 | 0.12384 | 0.040928
3955 | 2004-06-13 | 19:00 | 0.58706 | 0.1655 | 0.34927 | 0.72498 | 0.21308 | 0.36671 | 0.26163 |  | 0.16916 | 0.27404 | 0.22865 | 0.13107 | 0.026408
3956 | 2004-06-13 | 20:00 | 0.59707 | 0.10853 | 0.4197 | 0.7062 | 0.23205 | 0.3355 | 0.26992 |  | 0.20079 | 0.25301 | 0.27376 | 0.14013 | 0.024632
3957 | 2004-06-13 | 21:00 | 0.57773 | 0.13925 | 0.49889 | 0.61828 | 0.23813 | 0.34781 | 0.27756 |  | 0.24299 | 0.22676 | 0.33366 | 0.15262 | 0.034337
3958 | 2004-06-13 | 22:00 | 0.63664 | 0.15487 | 0.58958 | 0.47702 | 0.21419 | 0.40751 | 0.3241 |  | 0.26926 | 0.19097 | 0.40705 | 0.19301 | 0.047119
3959 | 2004-06-13 | 23:00 | 0.59933 | 0.099917 | 0.63613 | 0.39012 | 0.21311 | 0.56698 | 0.39426 |  | 0.27206 | 0.16603 | 0.47141 | 0.16433 | 0.057016
3960 | 2004-06-14 | 00:00 | 0.54776 | 0.051822 | 0.62929 | 0.26923 | 0.21942 | 0.59224 | 0.44069 |  | 0.3387 | 0.16525 | 0.52013 | 0.17679 | 0.07013
3961 | 2004-06-14 | 01:00 | 0.53545 | 0.029002 | 0.644 | 0.16931 | 0.24447 | 0.71943 | 0.5079 |  | 0.39705 | 0.2642 | 0.4957 | 0.23654 | 0.092427
3962 | 2004-06-14 | 02:00 | 0.54521 | 0.10095 | 0.64217 | 0.21165 | 0.25312 | 0.82661 | 0.55648 |  | 0.41774 | 0.37273 | 0.52092 | 0.24967 | 0.1581
3963 | 2004-06-14 | 03:00 | 0.53175 | 0.23404 | 0.6056 | 0.32258 | 0.25128 | 0.86067 | 0.56897 |  | 0.42273 | 0.50192 | 0.55949 | 0.21876 | 0.30739
3964 | 2004-06-14 | 04:00 | 0.56744 | 0.3322 | 0.59403 | 0.39147 | 0.25036 | 0.87765 | 0.63761 |  | 0.4077 | 0.58374 | 0.50384 | 0.21191 | 0.49306
3965 | 2004-06-14 | 05:00 | 0.50026 | 0.3894 | 0.5212 | 0.42283 | 0.24308 | 0.83565 | 0.62308 |  | 0.36317 | 0.57743 | 0.44642 | 0.20085 | 0.55222
3966 | 2004-06-14 | 06:00 | 0.35317 | 0.41786 | 0.44823 | 0.39008 | 0.22234 | 0.77316 | 0.56962 |  | 0.3037 | 0.59564 | 0.42398 | 0.16356 | 0.56607
3967 | 2004-06-14 | 07:00 | 0.29284 | 0.41362 | 0.44492 | 0.30532 | 0.23198 | 0.80456 | 0.51751 |  | 0.26744 | 0.59343 | 0.42504 | 0.13188 | 0.49493
3968 | 2004-06-14 | 08:00 | 0.25962 | 0.42039 | 0.47173 | 0.25638 | 0.22124 | 0.74225 | 0.48211 |  | 0.23674 | 0.6391 | 0.43174 | 0.11348 | 0.39886
3969 | 2004-06-14 | 09:00 | 0.21638 | 0.41662 | 0.4692 | 0.22112 | 0.24472 | 0.72654 | 0.45189 |  | 0.19546 | 0.63475 | 0.44266 | 0.10471 | 0.31821
3970 | 2004-06-14 | 10:00 | 0.19798 | 0.35873 | 0.40978 | 0.18811 | 0.22272 | 0.65761 | 0.39451 |  | 0.17849 | 0.59346 | 0.44561 | 0.094697 | 0.31952
3971 | 2004-06-14 | 11:00 | 0.15527 | 0.26673 | 0.30369 | 0.18034 | 0.24489 | 0.5046 | 0.30482 |  | 0.1021 | 0.58414 | 0.45256 | 0.088469 | 0.27452
3972 | 2004-06-14 | 12:00 | 0.091019 | 0.27591 | 0.29867 | 0.14208 | 0.23434 | 0.51824 | 0.36557 |  | 0.078174 | 0.51252 | 0.44939 | 0.096485 | 0.1833
3973 | 2004-06-14 | 13:00 | 0.077783 | 0.24885 | 0.30257 | 0.084218 | 0.22531 | 0.49695 | 0.37983 |  | 0.088395 | 0.42478 | 0.45205 | 0.10054 | 0.12571
3974 | 2004-06-14 | 14:00 | 0.095262 | 0.24767 | 0.27182 | 0.081069 | 0.24586 | 0.48226 | 0.37951 |  | 0.12765 | 0.32438 | 0.46028 | 0.1058 | 0.090041
3975 | 2004-06-14 | 15:00 | 0.13443 | 0.24591 | 0.21521 | 0.14 | 0.21572 | 0.46451 | 0.38145 |  | 0.13455 | 0.22073 | 0.45582 | 0.094969 | 0.081686
3976 | 2004-06-14 | 16:00 | 0.23399 | 0.32326 | 0.20081 | 0.28829 | 0.19343 | 0.40817 | 0.37705 |  | 0.11565 | 0.16436 | 0.41158 | 0.058523 | 0.079577
3977 | 2004-06-14 | 17:00 | 0.33265 | 0.28346 | 0.18673 | 0.42039 | 0.19775 | 0.34417 | 0.35663 |  | 0.10315 | 0.13796 | 0.41866 | 0.066505 | 0.065608
3978 | 2004-06-14 | 18:00 | 0.3578 | 0.17434 | 0.16387 | 0.48468 | 0.21727 | 0.30916 | 0.33704 |  | 0.11159 | 0.13919 | 0.43724 | 0.084643 | 0.040851
3979 | 2004-06-14 | 19:00 | 0.3746 | 0.20212 | 0.15316 | 0.4888 | 0.20835 | 0.25384 | 0.30729 |  | 0.15221 | 0.15512 | 0.44874 | 0.10461 | 0.020706
3980 | 2004-06-14 | 20:00 | 0.40015 | 0.13213 | 0.16773 | 0.46081 | 0.19372 | 0.18361 | 0.28353 |  | 0.22478 | 0.16629 | 0.47138 | 0.12634 | 0.015893
3981 | 2004-06-14 | 21:00 | 0.42137 | 0.099005 | 0.18491 | 0.38963 | 0.19452 | 0.13587 | 0.2516 |  | 0.29259 | 0.18272 | 0.47251 | 0.1468 | 0.021563
3982 | 2004-06-14 | 22:00 | 0.51252 | 0.082428 | 0.21397 | 0.36078 | 0.16977 | 0.11979 | 0.21522 |  | 0.28839 | 0.24379 | 0.47457 | 0.16166 | 0.034329
3983 | 2004-06-14 | 23:00 | 0.50065 | 0.054879 | 0.2777 | 0.32757 | 0.15177 | 0.11078 | 0.21283 |  | 0.24828 | 0.29913 | 0.48036 | 0.16653 | 0.047312
3984 | 2004-06-15 | 00:00 | 0.53348 | 0.075678 | 0.47115 | 0.35804 | 0.1573 | 0.19201 | 0.32523 |  | 0.26276 | 0.38873 | 0.49057 | 0.17824 | 0.077239
3985 | 2004-06-15 | 01:00 | 0.48974 | 0.087396 | 0.52034 | 0.41109 | 0.15016 | 0.31533 | 0.40643 |  | 0.30286 | 0.50465 | 0.48937 | 0.18921 | 0.12
3986 | 2004-06-15 | 02:00 | 0.44187 | 0.18253 | 0.53871 | 0.3784 | 0.15725 | 0.49309 | 0.45095 |  | 0.33145 | 0.56752 | 0.47371 | 0.198 | 0.15992
3987 | 2004-06-15 | 03:00 | 0.37853 | 0.30325 | 0.53117 | 0.26362 | 0.17691 | 0.58015 | 0.47201 |  | 0.302 | 0.62535 | 0.44434 | 0.23156 | 0.23736
3988 | 2004-06-15 | 04:00 | 0.32778 | 0.28757 | 0.54409 | 0.22127 | 0.22219 | 0.63896 | 0.4656 |  | 0.24769 | 0.6321 | 0.37328 | 0.33237 | 0.36473
3989 | 2004-06-15 | 05:00 | 0.21873 | 0.32017 | 0.4354 | 0.2269 | 0.28158 | 0.62868 | 0.38791 |  | 0.1862 | 0.61729 | 0.31047 | 0.40858 | 0.45885
3990 | 2004-06-15 | 06:00 | 0.13789 | 0.39395 | 0.41454 | 0.18483 | 0.30987 | 0.54829 | 0.31959 |  | 0.20261 | 0.649 | 0.30315 | 0.42923 | 0.54151
3991 | 2004-06-15 | 07:00 | 0.090484 | 0.41886 | 0.33229 | 0.14545 | 0.35619 | 0.52657 | 0.28478 |  | 0.19883 | 0.66899 | 0.27897 | 0.41454 | 0.56475
3992 | 2004-06-15 | 08:00 | 0.062187 | 0.44982 | 0.32759 | 0.12526 | 0.40612 | 0.392 | 0.31021 |  | 0.18552 | 0.63342 | 0.25008 | 0.40499 | 0.56473
3993 | 2004-06-15 | 09:00 | 0.053248 | 0.42155 | 0.32291 | 0.12665 | 0.43853 | 0.26562 | 0.28622 |  | 0.16926 | 0.5911 | 0.23648 | 0.39615 | 0.57149
3994 | 2004-06-15 | 10:00 | 0.046311 | 0.40628 | 0.23528 | 0.13494 | 0.46669 | 0.13642 | 0.2334 |  | 0.13722 | 0.52774 | 0.22229 | 0.37529 | 0.56467
3995 | 2004-06-15 | 11:00 | 0.03262 | 0.32739 | 0.14584 | 0.12071 | 0.4466 | 0.084673 | 0.14599 |  | 0.12508 | 0.43718 | 0.21276 | 0.36177 | 0.55734
3996 | 2004-06-15 | 12:00 | 0.025536 | 0.27803 | 0.13727 | 0.099407 | 0.38069 | 0.10572 | 0.16456 |  | 0.087788 | 0.35821 | 0.20437 | 0.3488 | 0.52909
3997 | 2004-06-15 | 13:00 | 0.024942 | 0.25575 | 0.13187 | 0.041292 | 0.27226 | 0.11022 | 0.22105 |  | 0.10669 | 0.26908 | 0.18774 | 0.32873 | 0.481
3998 | 2004-06-15 | 14:00 | 0.034869 | 0.24434 | 0.13836 | 0.020493 | 0.20593 | 0.12546 | 0.30012 |  | 0.11704 | 0.24007 | 0.17746 | 0.30539 | 0.43402
3999 | 2004-06-15 | 15:00 | 0.073257 | 0.22853 | 0.12873 | 0.023055 | 0.20208 | 0.13419 | 0.36191 |  | 0.099775 | 0.24251 | 0.16259 | 0.24251 | 0.38477
4000 | 2004-06-15 | 16:00 | 0.11378 | 0.14315 | 0.11745 | 0.056221 | 0.23654 | 0.15874 | 0.40909 |  | 0.085195 | 0.30342 | 0.12942 | 0.16034 | 0.32678
4001 | 2004-06-15 | 17:00 | 0.14939 | 0.19095 | 0.14122 | 0.052857 | 0.2786 | 0.19705 | 0.45436 |  | 0.060998 | 0.38901 | 0.12637 | 0.17081 | 0.25679
4002 | 2004-06-15 | 18:00 | 0.11947 | 0.15716 | 0.15997 | 0.056538 | 0.33901 | 0.2276 | 0.49453 |  | 0.071795 | 0.44551 | 0.13181 | 0.17825 | 0.1502
4003 | 2004-06-15 | 19:00 | 0.090842 | 0.25803 | 0.11793 | 0.049758 | 0.39909 | 0.25493 | 0.46036 |  | 0.10611 | 0.48002 | 0.13908 | 0.15873 | 0.081878
4004 | 2004-06-15 | 20:00 | 0.078501 | 0.27275 | 0.14091 | 0.061795 | 0.41836 | 0.23646 | 0.45187 |  | 0.15595 | 0.48477 | 0.14227 | 0.15456 | 0.046738
4005 | 2004-06-15 | 21:00 | 0.10151 | 0.18058 | 0.14821 | 0.12496 | 0.38799 | 0.11842 | 0.41347 |  | 0.22699 | 0.47797 | 0.14515 | 0.16739 | 0.032537
4006 | 2004-06-15 | 22:00 | 0.11039 | 0.0764 | 0.15955 | 0.21355 | 0.37372 | 0.084584 | 0.3173 |  | 0.25215 | 0.48711 | 0.1499 | 0.18685 | 0.02973
4007 | 2004-06-15 | 23:00 | 0.10832 | 0.077671 | 0.15813 | 0.23784 | 0.37692 | 0.075416 | 0.2958 |  | 0.25593 | 0.52948 | 0.15045 | 0.20066 | 0.036248
4008 | 2004-06-16 | 00:00 | 0.11198 | 0.15236 | 0.090386 | 0.20277 | 0.36869 | 0.093214 | 0.28029 |  | 0.18089 | 0.56356 | 0.14721 | 0.21082 | 0.051411
4009 | 2004-06-16 | 01:00 | 0.12643 | 0.18325 | 0.078929 | 0.31187 | 0.36863 | 0.14622 | 0.2901 |  | 0.22536 | 0.56338 | 0.14129 | 0.23231 | 0.080087
4010 | 2004-06-16 | 02:00 | 0.12034 | 0.2907 | 0.12823 | 0.41207 | 0.36208 | 0.17493 | 0.34631 |  | 0.24031 | 0.58046 | 0.14007 | 0.27101 | 0.14703
4011 | 2004-06-16 | 03:00 | 0.12356 | 0.40174 | 0.15385 | 0.4225 | 0.35745 | 0.15724 | 0.36732 |  | 0.23433 | 0.58268 | 0.14653 | 0.3197 | 0.30049
4012 | 2004-06-16 | 04:00 | 0.15777 | 0.3866 | 0.12685 | 0.393 | 0.34936 | 0.14579 | 0.304 |  | 0.23509 | 0.57708 | 0.16403 | 0.37928 | 0.40837
4013 | 2004-06-16 | 05:00 | 0.19245 | 0.45633 | 0.09213 | 0.34483 | 0.35674 | 0.12816 | 0.25627 |  | 0.24188 | 0.52423 | 0.15138 | 0.40115 | 0.45932
4014 | 2004-06-16 | 06:00 | 0.16027 | 0.5239 | 0.07487 | 0.31903 | 0.33506 | 0.13297 | 0.24826 |  | 0.22793 | 0.52231 | 0.14309 | 0.41953 | 0.54577
4015 | 2004-06-16 | 07:00 | 0.14337 | 0.4713 | 0.062342 | 0.25687 | 0.30576 | 0.14639 | 0.25895 |  | 0.22865 | 0.57187 | 0.13653 | 0.44442 | 0.56334
4016 | 2004-06-16 | 08:00 | 0.14838 | 0.46591 | 0.036513 | 0.21308 | 0.28269 | 0.12633 | 0.26822 |  | 0.19867 | 0.56758 | 0.12245 | 0.46937 | 0.54725
4017 | 2004-06-16 | 09:00 | 0.13456 | 0.48574 | 0.041584 | 0.19034 | 0.28015 | 0.10014 | 0.23737 |  | 0.17415 | 0.52813 | 0.11786 | 0.48224 | 0.5206
4018 | 2004-06-16 | 10:00 | 0.13218 | 0.35177 | 0.036417 | 0.17726 | 0.26901 | 0.085229 | 0.18943 |  | 0.15576 | 0.45303 | 0.11493 | 0.45972 | 0.47648
4019 | 2004-06-16 | 11:00 | 0.12033 | 0.21749 | 0.015626 | 0.14252 | 0.24054 | 0.06816 | 0.11734 |  | 0.11569 | 0.41395 | 0.10763 | 0.421 | 0.42643
4020 | 2004-06-16 | 12:00 | 0.087681 | 0.21794 | 0.006738 | 0.11886 | 0.22201 | 0.05023 | 0.078111 |  | 0.088436 | 0.36711 | 0.10443 | 0.34779 | 0.3827
4021 | 2004-06-16 | 13:00 | 0.062681 | 0.26832 | 0.009992 | 0.076139 | 0.21679 | 0.048464 | 0.083825 |  | 0.092513 | 0.22447 | 0.10255 | 0.27787 | 0.34996
4022 | 2004-06-16 | 14:00 | 0.062152 | 0.23669 | 0.017304 | 0.039029 | 0.22543 | 0.053042 | 0.12585 |  | 0.15246 | 0.1677 | 0.10154 | 0.24074 | 0.32236
4023 | 2004-06-16 | 15:00 | 0.073772 | 0.19344 | 0.02824 | 0.016404 | 0.22597 | 0.054927 | 0.16917 |  | 0.14507 | 0.18028 | 0.098172 | 0.19913 | 0.29208
4024 | 2004-06-16 | 16:00 | 0.073439 | 0.10326 | 0.04981 | 0.01564 | 0.24173 | 0.056244 | 0.17251 |  | 0.16281 | 0.21411 | 0.08581 | 0.16842 | 0.25717
4025 | 2004-06-16 | 17:00 | 0.0853 | 0.1126 | 0.093421 | 0.022624 | 0.27287 | 0.061065 | 0.18597 |  | 0.20138 | 0.26361 | 0.074495 | 0.14848 | 0.19347
4026 | 2004-06-16 | 18:00 | 0.11477 | 0.088598 | 0.067198 | 0.064399 | 0.27711 | 0.062465 | 0.20743 |  | 0.25097 | 0.33685 | 0.078989 | 0.13835 | 0.10692
4027 | 2004-06-16 | 19:00 | 0.14002 | 0.15661 | 0.056933 | 0.1201 | 0.25985 | 0.055682 | 0.16832 |  | 0.22215 | 0.4085 | 0.094715 | 0.13614 | 0.060746
4028 | 2004-06-16 | 20:00 | 0.16138 | 0.23436 | 0.11223 | 0.21542 | 0.2499 | 0.054165 | 0.13031 |  | 0.22189 | 0.47058 | 0.11368 | 0.15994 | 0.045448
4029 | 2004-06-16 | 21:00 | 0.20833 | 0.22946 | 0.13505 | 0.33518 | 0.24439 | 0.057225 | 0.10572 |  | 0.27017 | 0.51605 | 0.13077 | 0.19645 | 0.04478
4030 | 2004-06-16 | 22:00 | 0.2365 | 0.29026 | 0.19911 | 0.35347 | 0.24485 | 0.069566 | 0.086455 |  | 0.29401 | 0.55144 | 0.14341 | 0.23829 | 0.05381
4031 | 2004-06-16 | 23:00 | 0.22975 | 0.21131 | 0.19864 | 0.33093 | 0.24424 | 0.090815 | 0.10826 |  | 0.25604 | 0.57081 | 0.14964 | 0.27658 | 0.058713
4032 | 2004-06-17 | 00:00 | 0.25469 | 0.23984 | 0.17101 | 0.25056 | 0.30094 | 0.09808 | 0.1458 |  | 0.25466 | 0.59423 | 0.15338 | 0.33414 | 0.076794
4033 | 2004-06-17 | 01:00 | 0.29297 | 0.25621 | 0.15804 | 0.19529 | 0.26679 | 0.11459 | 0.21319 |  | 0.36592 | 0.5821 | 0.1275 | 0.4969 | 0.1819
4034 | 2004-06-17 | 02:00 | 0.28956 | 0.33938 | 0.12323 | 0.15038 | 0.24924 | 0.15116 | 0.28464 |  | 0.41246 | 0.58085 | 0.12635 | 0.55593 | 0.46662
4035 | 2004-06-17 | 03:00 | 0.32576 | 0.42455 | 0.12723 | 0.13603 | 0.2171 | 0.2036 | 0.29056 |  | 0.39738 | 0.60704 | 0.13592 | 0.5459 | 0.61917
4036 | 2004-06-17 | 04:00 | 0.34567 | 0.4078 | 0.17974 | 0.16299 | 0.20424 | 0.25492 | 0.31479 |  | 0.36639 | 0.63375 | 0.1762 | 0.54929 | 0.65034
4037 | 2004-06-17 | 05:00 | 0.2809 | 0.3575 | 0.2055 | 0.17714 | 0.21707 | 0.2468 | 0.30544 |  | 0.34305 | 0.6383 | 0.19399 | 0.51301 | 0.67615
4038 | 2004-06-17 | 06:00 | 0.24995 | 0.48492 | 0.1995 | 0.16437 | 0.22998 | 0.18011 | 0.22586 |  | 0.32388 | 0.67458 | 0.20096 | 0.50901 | 0.70013
4039 | 2004-06-17 | 07:00 | 0.27065 | 0.52666 | 0.16288 | 0.18539 | 0.23322 | 0.16647 | 0.19734 |  | 0.37544 | 0.65214 | 0.19899 | 0.52306 | 0.63903
4040 | 2004-06-17 | 08:00 | 0.32455 | 0.43316 | 0.11734 | 0.21302 | 0.22428 | 0.147 | 0.21115 |  | 0.40367 | 0.62468 | 0.1746 | 0.4909 | 0.59299
4041 | 2004-06-17 | 09:00 | 0.35053 | 0.45579 | 0.10119 | 0.23572 | 0.19321 | 0.11261 | 0.17762 |  | 0.42028 | 0.58014 | 0.15857 | 0.42641 | 0.52962
4042 | 2004-06-17 | 10:00 | 0.32192 | 0.45044 | 0.074786 | 0.2308 | 0.1864 | 0.13319 | 0.094565 |  | 0.36527 | 0.52023 | 0.15169 | 0.37504 | 0.48459
4043 | 2004-06-17 | 11:00 | 0.23391 | 0.34635 | 0.057434 | 0.18449 | 0.19499 | 0.094932 | 0.054206 |  | 0.32462 | 0.47009 | 0.13575 | 0.32429 | 0.40718
4044 | 2004-06-17 | 12:00 | 0.21736 | 0.21001 | 0.11447 | 0.15634 | 0.17233 | 0.071184 | 0.049474 |  | 0.30112 | 0.43867 | 0.12019 | 0.29523 | 0.35405
4045 | 2004-06-17 | 13:00 | 0.24163 | 0.21174 | 0.15757 | 0.15079 | 0.14914 | 0.076767 | 0.052053 |  | 0.30335 | 0.31994 | 0.11217 | 0.29701 | 0.31739
4046 | 2004-06-17 | 14:00 | 0.27474 | 0.17441 | 0.13877 | 0.14975 | 0.12935 | 0.089003 | 0.068952 |  | 0.32356 | 0.26882 | 0.10125 | 0.27747 | 0.30857
4047 | 2004-06-17 | 15:00 | 0.32972 | 0.14904 | 0.12879 | 0.21237 | 0.11456 | 0.10597 | 0.089213 |  | 0.35642 | 0.2416 | 0.09968 | 0.22889 | 0.28774
4048 | 2004-06-17 | 16:00 | 0.43512 | 0.2683 | 0.15155 | 0.26772 | 0.13107 | 0.13843 | 0.097379 |  | 0.37419 | 0.23311 | 0.094313 | 0.1738 | 0.31504
4049 | 2004-06-17 | 17:00 | 0.45331 | 0.32757 | 0.21806 | 0.34684 | 0.14737 | 0.15051 | 0.10682 |  | 0.43357 | 0.25839 | 0.090367 | 0.15956 | 0.26414
4050 | 2004-06-17 | 18:00 | 0.41688 | 0.40811 | 0.23288 | 0.47068 | 0.1551 | 0.14526 | 0.11232 |  | 0.44939 | 0.3055 | 0.10471 | 0.18851 | 0.15368
4051 | 2004-06-17 | 19:00 | 0.34648 | 0.39241 | 0.22311 | 0.33516 | 0.17104 | 0.13088 | 0.1018 |  | 0.40171 | 0.32523 | 0.12613 | 0.24024 | 0.10556
4052 | 2004-06-17 | 20:00 | 0.2869 | 0.26036 | 0.28404 | 0.2035 | 0.17326 | 0.14521 | 0.09774 |  | 0.42431 | 0.34406 | 0.1538 | 0.29051 | 0.084315
4053 | 2004-06-17 | 21:00 | 0.24976 | 0.22314 | 0.29704 | 0.15786 | 0.15884 | 0.13465 | 0.09078 |  | 0.42223 | 0.38529 | 0.18306 | 0.3206 | 0.090892
4054 | 2004-06-17 | 22:00 | 0.31794 | 0.25695 | 0.31957 | 0.15302 | 0.15564 | 0.10014 | 0.088625 |  | 0.40951 | 0.4283 | 0.211 | 0.31584 | 0.11705
4055 | 2004-06-17 | 23:00 | 0.34926 | 0.27837 | 0.2722 | 0.15405 | 0.15939 | 0.11002 | 0.094961 |  | 0.41025 | 0.49231 | 0.23397 | 0.36217 | 0.1557
4056 | 2004-06-18 | 00:00 | 0.30871 | 0.22518 | 0.33997 | 0.15432 | 0.1553 | 0.18741 | 0.10217 |  | 0.40484 | 0.55361 | 0.24506 | 0.37268 | 0.20276
4057 | 2004-06-18 | 01:00 | 0.29361 | 0.21554 | 0.43351 | 0.17403 | 0.16499 | 0.19189 | 0.10833 |  | 0.46381 | 0.61348 | 0.24477 | 0.32606 | 0.24014
4058 | 2004-06-18 | 02:00 | 0.30312 | 0.25008 | 0.47623 | 0.16575 | 0.18015 | 0.17959 | 0.12371 |  | 0.48015 | 0.65426 | 0.25112 | 0.27697 | 0.28658
4059 | 2004-06-18 | 03:00 | 0.25762 | 0.28081 | 0.46439 | 0.15769 | 0.19246 | 0.15518 | 0.13203 |  | 0.44216 | 0.65892 | 0.24652 | 0.19675 | 0.34077
4060 | 2004-06-18 | 04:00 | 0.21999 | 0.35881 | 0.42263 | 0.16286 | 0.18577 | 0.133 | 0.1306 |  | 0.42447 | 0.65261 | 0.24599 | 0.17471 | 0.38467
4061 | 2004-06-18 | 05:00 | 0.19319 | 0.156 | 0.32727 | 0.18497 | 0.19633 | 0.15332 | 0.13487 |  | 0.4278 | 0.65405 | 0.24251 | 0.18436 | 0.43367
4062 | 2004-06-18 | 06:00 | 0.15337 | 0.19954 | 0.25275 | 0.24092 | 0.2231 | 0.17291 | 0.13699 |  | 0.44212 | 0.64619 | 0.25969 | 0.22048 | 0.51032
4063 | 2004-06-18 | 07:00 | 0.11495 | 0.41167 | 0.23813 | 0.21679 | 0.24818 | 0.17544 | 0.16344 |  | 0.3851 | 0.68714 | 0.25871 | 0.22385 | 0.55676
4064 | 2004-06-18 | 08:00 | 0.10584 | 0.37456 | 0.24098 | 0.15522 | 0.27038 | 0.19492 | 0.21011 |  | 0.34023 | 0.67983 | 0.24859 | 0.21797 | 0.55323
4065 | 2004-06-18 | 09:00 | 0.10978 | 0.41593 | 0.21604 | 0.12316 | 0.30827 | 0.19409 | 0.26043 |  | 0.31447 | 0.63685 | 0.22906 | 0.22727 | 0.51131
4066 | 2004-06-18 | 10:00 | 0.097353 | 0.40503 | 0.20253 | 0.10601 | 0.32539 | 0.20014 | 0.26883 |  | 0.26012 | 0.57498 | 0.21838 | 0.25643 | 0.45849
4067 | 2004-06-18 | 11:00 | 0.069177 | 0.403 | 0.17327 | 0.10222 | 0.34715 | 0.16436 | 0.18579 |  | 0.18721 | 0.45679 | 0.21264 | 0.24444 | 0.43153
4068 | 2004-06-18 | 12:00 | 0.071578 | 0.3136 | 0.12295 | 0.093645 | 0.35385 | 0.12825 | 0.14436 |  | 0.20722 | 0.32693 | 0.2175 | 0.21959 | 0.38617
4069 | 2004-06-18 | 13:00 | 0.072704 | 0.21646 | 0.10174 | 0.058148 | 0.32708 | 0.10954 | 0.12243 |  | 0.24326 | 0.20514 | 0.22801 | 0.19352 | 0.32833
4070 | 2004-06-18 | 14:00 | 0.075572 | 0.1486 | 0.10893 | 0.046913 | 0.33106 | 0.10904 | 0.11135 |  | 0.21028 | 0.20772 | 0.24016 | 0.17132 | 0.26047
4071 | 2004-06-18 | 15:00 | 0.077164 | 0.12022 | 0.14519 | 0.035898 | 0.33161 | 0.14385 | 0.10576 |  | 0.20862 | 0.21332 | 0.24613 | 0.12815 | 0.21678
4072 | 2004-06-18 | 16:00 | 0.095712 | 0.086011 | 0.15882 | 0.039771 | 0.37963 | 0.21197 | 0.10734 |  | 0.26388 | 0.22654 | 0.25084 | 0.058338 | 0.17411
4073 | 2004-06-18 | 17:00 | 0.097367 | 0.068556 | 0.15436 | 0.058701 | 0.39905 | 0.3437 | 0.11002 |  | 0.28381 | 0.2329 | 0.23672 | 0.045822 | 0.12172
4074 | 2004-06-18 | 18:00 | 0.081969 | 0.068171 | 0.15007 | 0.090465 | 0.37065 | 0.44651 | 0.11798 |  | 0.31643 | 0.25545 | 0.2323 | 0.064322 | 0.064127
4075 | 2004-06-18 | 19:00 | 0.081119 | 0.090763 | 0.17816 | 0.11161 | 0.32352 | 0.44924 | 0.12638 |  | 0.28782 | 0.27259 | 0.25182 | 0.093549 | 0.04823
4076 | 2004-06-18 | 20:00 | 0.075994 | 0.082685 | 0.163 | 0.13639 | 0.28461 | 0.4037 | 0.13871 |  | 0.33164 | 0.28193 | 0.27562 | 0.13327 | 0.058493
4077 | 2004-06-18 | 21:00 | 0.073742 | 0.071193 | 0.16303 | 0.19031 | 0.264 | 0.35648 | 0.18858 |  | 0.35298 | 0.34813 | 0.31103 | 0.17156 | 0.081976
4078 | 2004-06-18 | 22:00 | 0.079056 | 0.083175 | 0.14863 | 0.27244 | 0.27729 | 0.34576 | 0.25607 |  | 0.30771 | 0.39482 | 0.34072 | 0.19179 | 0.11958
4079 | 2004-06-18 | 23:00 | 0.10176 | 0.074998 | 0.14877 | 0.34797 | 0.29591 | 0.3512 | 0.31635 |  | 0.2699 | 0.42744 | 0.35177 | 0.23528 | 0.16767
4080 | 2004-06-19 | 00:00 | 0.14971 | 0.043037 | 0.19387 | 0.44978 | 0.3142 | 0.46714 | 0.35348 |  | 0.25225 | 0.47869 | 0.3623 | 0.27031 | 0.21574
4081 | 2004-06-19 | 01:00 | 0.19354 | 0.059037 | 0.28774 | 0.41525 | 0.31859 | 0.48536 | 0.36783 |  | 0.34069 | 0.506 | 0.33636 | 0.27441 | 0.26344
4082 | 2004-06-19 | 02:00 | 0.22003 | 0.11539 | 0.32243 | 0.47123 | 0.29788 | 0.5136 | 0.34103 |  | 0.39057 | 0.50997 | 0.30111 | 0.32095 | 0.2853
4083 | 2004-06-19 | 03:00 | 0.29353 | 0.20454 | 0.33269 | 0.57546 | 0.25905 | 0.51023 | 0.30853 |  | 0.42321 | 0.53527 | 0.24632 | 0.37023 | 0.30972
4084 | 2004-06-19 | 04:00 | 0.40546 | 0.33738 | 0.32277 | 0.64576 | 0.22115 | 0.47809 | 0.29814 |  | 0.4534 | 0.60927 | 0.25582 | 0.39967 | 0.34174
4085 | 2004-06-19 | 05:00 | 0.47342 | 0.31166 | 0.22299 | 0.70771 | 0.19961 | 0.46564 | 0.31659 |  | 0.35327 | 0.57498 | 0.25073 | 0.3967 | 0.37469
4086 | 2004-06-19 | 06:00 | 0.4849 | 0.37617 | 0.24873 | 0.73563 | 0.19306 | 0.47539 | 0.34529 |  | 0.33166 | 0.52015 | 0.27537 | 0.36314 | 0.43897
4087 | 2004-06-19 | 07:00 | 0.405 | 0.34599 | 0.29369 | 0.71236 | 0.18081 | 0.47372 | 0.38375 |  | 0.27903 | 0.46858 | 0.26326 | 0.31157 | 0.46041
4088 | 2004-06-19 | 08:00 | 0.35085 | 0.31284 | 0.28883 | 0.62911 | 0.18026 | 0.49857 | 0.40928 |  | 0.29985 | 0.42824 | 0.24493 | 0.27198 | 0.48759
4089 | 2004-06-19 | 09:00 | 0.38168 | 0.29797 | 0.24369 | 0.57526 | 0.19537 | 0.46158 | 0.38468 |  | 0.32818 | 0.43228 | 0.23058 | 0.24572 | 0.47896
4090 | 2004-06-19 | 10:00 | 0.34904 | 0.27457 | 0.15789 | 0.57725 | 0.23461 | 0.42026 | 0.3232 |  | 0.2623 | 0.38062 | 0.20915 | 0.21187 | 0.44802
4091 | 2004-06-19 | 11:00 | 0.31881 | 0.4852 | 0.079837 | 0.49416 | 0.22755 | 0.32535 | 0.24672 |  | 0.12754 | 0.35951 | 0.18197 | 0.19662 | 0.4445
4092 | 2004-06-19 | 12:00 | 0.30662 | 0.45861 | 0.050896 | 0.40127 | 0.18346 | 0.41044 | 0.25211 |  | 0.083435 | 0.30613 | 0.15941 | 0.18782 | 0.42452
4093 | 2004-06-19 | 13:00 | 0.22124 | 0.19128 | 0.11712 | 0.36395 | 0.12878 | 0.42585 | 0.32489 |  | 0.072899 | 0.27708 | 0.13193 | 0.17371 | 0.38383
4094 | 2004-06-19 | 14:00 | 0.18925 | 0.11211 | 0.19464 | 0.26754 | 0.10692 | 0.41015 | 0.37412 |  | 0.10689 | 0.22451 | 0.11223 | 0.14023 | 0.36392
4095 | 2004-06-19 | 15:00 | 0.23219 | 0.052226 | 0.31971 | 0.20429 | 0.095272 | 0.52433 | 0.37802 |  | 0.23673 | 0.17132 | 0.10093 | 0.11275 | 0.33978
4096 | 2004-06-19 | 16:00 | 0.31484 | 0.09881 | 0.4977 | 0.14119 | 0.11391 | 0.63752 | 0.49172 |  | 0.30606 | 0.15106 | 0.090835 | 0.096131 | 0.31296
4097 | 2004-06-19 | 17:00 | 0.43092 | 0.18322 | 0.58633 | 0.11989 | 0.13293 | 0.69062 | 0.62259 |  | 0.33022 | 0.147 | 0.080412 | 0.084493 | 0.25984
4098 | 2004-06-19 | 18:00 | 0.49034 | 0.11705 | 0.59738 | 0.14372 | 0.13437 | 0.72652 | 0.67832 |  | 0.32869 | 0.17779 | 0.080504 | 0.074282 | 0.16716
4099 | 2004-06-19 | 19:00 | 0.46212 | 0.055611 | 0.60791 | 0.1434 | 0.13004 | 0.69885 | 0.7302 |  | 0.34539 | 0.22454 | 0.091809 | 0.079791 | 0.11907
4100 | 2004-06-19 | 20:00 | 0.43504 | 0.031443 | 0.65058 | 0.11877 | 0.12661 | 0.67706 | 0.75365 |  | 0.35518 | 0.26099 | 0.11161 | 0.08849 | 0.1192
4101 | 2004-06-19 | 21:00 | 0.37085 | 0.033453 | 0.6641 | 0.13889 | 0.12479 | 0.65062 | 0.75743 |  | 0.35876 | 0.29881 | 0.12401 | 0.10631 | 0.14793
4102 | 2004-06-19 | 22:00 | 0.27283 | 0.037726 | 0.6227 | 0.16322 | 0.13071 | 0.61219 | 0.78447 |  | 0.33705 | 0.31649 | 0.13612 | 0.13649 | 0.18795
4103 | 2004-06-19 | 23:00 | 0.20817 | 0 | 0.57422 | 0.16256 | 0.13319 | 0.60018 | 0.81113 |  | 0.30551 | 0.32791 | 0.15711 | 0.20591 | 0.22365
4104 | 2004-06-20 | 00:00 | 0.16093 | 0.013864 | 0.66767 | 0.16434 | 0.13514 | 0.61792 | 0.85014 |  | 0.32196 | 0.37075 | 0.1732 | 0.25032 | 0.27179
4105 | 2004-06-20 | 01:00 | 0.16329 | 0.19207 | 0.73513 | 0.18394 | 0.12084 | 0.61915 | 0.84384 |  | 0.33772 | 0.37869 | 0.12491 | 0.3147 | 0.27821
4106 | 2004-06-20 | 02:00 | 0.16833 | 0.13326 | 0.68987 | 0.17543 | 0.14127 | 0.60596 | 0.82127 |  | 0.28852 | 0.40218 | 0.12468 | 0.30046 | 0.29926
4107 | 2004-06-20 | 03:00 | 0.14967 | 0.13223 | 0.62767 | 0.17213 | 0.18473 | 0.58642 | 0.7642 |  | 0.31747 | 0.39093 | 0.14482 | 0.28286 | 0.36442
4108 | 2004-06-20 | 04:00 | 0.14949 | 0.3842 | 0.57372 | 0.18805 | 0.24341 | 0.49847 | 0.72451 |  | 0.32814 | 0.43501 | 0.15026 | 0.32167 | 0.43256
4109 | 2004-06-20 | 05:00 | 0.17541 | 0.52719 | 0.52688 | 0.22077 | 0.29391 | 0.39094 | 0.72855 |  | 0.26369 | 0.44624 | 0.14176 | 0.41065 | 0.52972
4110 | 2004-06-20 | 06:00 | 0.15037 | 0.68169 | 0.47391 | 0.22248 | 0.31412 | 0.30051 | 0.72128 |  | 0.28614 | 0.48352 | 0.15953 | 0.43004 | 0.5986
4111 | 2004-06-20 | 07:00 | 0.099438 | 0.51353 | 0.43279 | 0.19699 | 0.32644 | 0.27026 | 0.67937 |  | 0.31706 | 0.54104 | 0.15362 | 0.37509 | 0.60973
4112 | 2004-06-20 | 08:00 | 0.089749 | 0.74722 | 0.37912 | 0.18567 | 0.30281 | 0.29244 | 0.63288 |  | 0.3605 | 0.52074 | 0.132 | 0.30667 | 0.55346
4113 | 2004-06-20 | 09:00 | 0.090672 | 0.46961 | 0.31801 | 0.16787 | 0.26668 | 0.32138 | 0.59398 |  | 0.39937 | 0.50965 | 0.10509 | 0.25147 | 0.4698
4114 | 2004-06-20 | 10:00 | 0.10105 | 0.71093 | 0.21399 | 0.15671 | 0.28445 | 0.33434 | 0.49291 |  | 0.35073 | 0.48282 | 0.085677 | 0.22789 | 0.36553
4115 | 2004-06-20 | 11:00 | 0.098366 | 0.3734 | 0.096063 | 0.15176 | 0.27942 | 0.23002 | 0.38484 |  | 0.28007 | 0.45757 | 0.07935 | 0.23942 | 0.33324
4116 | 2004-06-20 | 12:00 | 0.068117 | 0.15288 | 0.041111 | 0.15089 | 0.23655 | 0.1292 | 0.34586 |  | 0.20861 | 0.45491 | 0.088558 | 0.21774 | 0.35195
4117 | 2004-06-20 | 13:00 | 0.048094 | 0.30308 | 0.018847 | 0.14116 | 0.18493 | 0.10905 | 0.38552 |  | 0.18349 | 0.38027 | 0.099012 | 0.21353 | 0.34273
4118 | 2004-06-20 | 14:00 | 0.051976 | 0.17731 | 0.029432 | 0.10747 | 0.15878 | 0.1601 | 0.50126 |  | 0.16647 | 0.40596 | 0.11118 | 0.19911 | 0.32822
4119 | 2004-06-20 | 15:00 | 0.10093 | 0.11558 | 0.035168 | 0.093823 | 0.1449 | 0.2596 | 0.5445 |  | 0.16265 | 0.42821 | 0.12057 | 0.13734 | 0.32916
4120 | 2004-06-20 | 16:00 | 0.13896 | 0.074322 | 0.050763 | 0.10943 | 0.18434 | 0.35897 | 0.56025 |  | 0.182 | 0.4367 | 0.12319 | 0.10031 | 0.30455
4121 | 2004-06-20 | 17:00 | 0.14697 | 0.065514 | 0.080066 | 0.13496 | 0.23415 | 0.46858 | 0.56356 |  | 0.18638 | 0.44524 | 0.106 | 0.094156 | 0.21409
4122 | 2004-06-20 | 18:00 | 0.15393 | 0.032626 | 0.12951 | 0.16471 | 0.24895 | 0.50596 | 0.55169 |  | 0.16984 | 0.46772 | 0.11149 | 0.11204 | 0.10811
4123 | 2004-06-20 | 19:00 | 0.15714 | 0.014084 | 0.14703 | 0.18592 | 0.27356 | 0.49577 | 0.52563 |  | 0.16861 | 0.49523 | 0.13087 | 0.14195 | 0.055129
4124 | 2004-06-20 | 20:00 | 0.15531 | 0.02646 | 0.14207 | 0.20137 | 0.29773 | 0.43402 | 0.49205 |  | 0.16015 | 0.48527 | 0.15897 | 0.18182 | 0.029354
4125 | 2004-06-20 | 21:00 | 0.15755 | 0.022745 | 0.15147 | 0.20724 | 0.29566 | 0.42159 | 0.43654 |  | 0.14092 | 0.49871 | 0.20011 | 0.2067 | 0.027593
4126 | 2004-06-20 | 22:00 | 0.15517 | 0.060973 | 0.14763 | 0.19274 | 0.28026 | 0.43081 | 0.3987 |  | 0.13267 | 0.52909 | 0.24059 | 0.23741 | 0.038582
4127 | 2004-06-20 | 23:00 | 0.14248 | 0.058527 | 0.13687 | 0.17812 | 0.26578 | 0.43902 | 0.4024 |  | 0.119 | 0.54938 | 0.27088 | 0.3069 | 0.062268
4128 | 2004-06-21 | 00:00 | 0.12103 | 0.039427 | 0.13419 | 0.16179 | 0.26098 | 0.49979 | 0.49868 |  | 0.094445 | 0.57791 | 0.30442 | 0.35741 | 0.084489
4129 | 2004-06-21 | 01:00 | 0.1345 | 0.063265 | 0.16884 | 0.16673 | 0.27383 | 0.59306 | 0.56755 |  | 0.095423 | 0.58555 | 0.30139 | 0.33776 | 0.11926
4130 | 2004-06-21 | 02:00 | 0.15901 | 0.20486 | 0.16436 | 0.21852 | 0.28117 | 0.6358 | 0.62039 |  | 0.10847 | 0.60162 | 0.31753 | 0.32885 | 0.1732
4131 | 2004-06-21 | 03:00 | 0.1969 | 0.43245 | 0.14529 | 0.32523 | 0.27495 | 0.62461 | 0.6062 |  | 0.10259 | 0.64087 | 0.2831 | 0.34002 | 0.22759
4132 | 2004-06-21 | 04:00 | 0.26661 | 0.41923 | 0.12053 | 0.45568 | 0.29417 | 0.6151 | 0.55499 |  | 0.089376 | 0.66029 | 0.25811 | 0.37114 | 0.3344
4133 | 2004-06-21 | 05:00 | 0.25255 | 0.3367 | 0.11772 | 0.53953 | 0.29727 | 0.59963 | 0.51747 |  | 0.099742 | 0.66059 | 0.24056 | 0.39453 | 0.47903
4134 | 2004-06-21 | 06:00 | 0.22082 | 0.42534 | 0.11155 | 0.54194 | 0.30901 | 0.61855 | 0.50601 |  | 0.10227 | 0.69013 | 0.20274 | 0.39617 | 0.57025
4135 | 2004-06-21 | 07:00 | 0.20668 | 0.65813 | 0.076162 | 0.53503 | 0.2846 | 0.61247 | 0.51785 |  | 0.11614 | 0.71964 | 0.16401 | 0.35457 | 0.58108
4136 | 2004-06-21 | 08:00 | 0.18914 | 0.61252 | 0.048504 | 0.43965 | 0.24238 | 0.57713 | 0.5282 |  | 0.12007 | 0.73266 | 0.13887 | 0.2951 | 0.56291
4137 | 2004-06-21 | 09:00 | 0.17217 | 0.64638 | 0.029914 | 0.35275 | 0.23637 | 0.50105 | 0.48819 |  | 0.1352 | 0.6967 | 0.11825 | 0.26663 | 0.54597
4138 | 2004-06-21 | 10:00 | 0.17594 | 0.61114 | 0.035225 | 0.30808 | 0.26292 | 0.40111 | 0.38796 |  | 0.1682 | 0.66519 | 0.087372 | 0.23981 | 0.52658
4139 | 2004-06-21 | 11:00 | 0.16471 | 0.56256 | 0.037541 | 0.29462 | 0.28009 | 0.28964 | 0.24961 |  | 0.14727 | 0.59542 | 0.071014 | 0.21658 | 0.50105
4140 | 2004-06-21 | 12:00 | 0.14645 | 0.56799 | 0.022194 | 0.2792 | 0.25662 | 0.1976 | 0.18931 |  | 0.09979 | 0.51471 | 0.064929 | 0.22855 | 0.45777
4141 | 2004-06-21 | 13:00 | 0.13333 | 0.46101 | 0.011525 | 0.18433 | 0.19525 | 0.16061 | 0.21435 |  | 0.076981 | 0.41961 | 0.066003 | 0.26481 | 0.41345
4142 | 2004-06-21 | 14:00 | 0.1542 | 0.35249 | 0.009596 | 0.22099 | 0.197 | 0.16971 | 0.28989 |  | 0.067542 | 0.35801 | 0.076009 | 0.29861 | 0.38225
4143 | 2004-06-21 | 15:00 | 0.21739 | 0.25848 | 0.02199 | 0.31732 | 0.22606 | 0.21733 | 0.34001 |  | 0.071352 | 0.29735 | 0.08664 | 0.24182 | 0.34494
4144 | 2004-06-21 | 16:00 | 0.27042 | 0.16081 | 0.050983 | 0.39674 | 0.28899 | 0.25594 | 0.36502 |  | 0.088282 | 0.26121 | 0.084402 | 0.19182 | 0.28688
4145 | 2004-06-21 | 17:00 | 0.34474 | 0.089128 | 0.10188 | 0.46885 | 0.37384 | 0.26221 | 0.34364 |  | 0.09645 | 0.23109 | 0.08761 | 0.16531 | 0.1913
4146 | 2004-06-21 | 18:00 | 0.46742 | 0.22817 | 0.15002 | 0.51428 | 0.46837 | 0.27409 | 0.31883 |  | 0.11943 | 0.23088 | 0.10211 | 0.12497 | 0.088578
4147 | 2004-06-21 | 19:00 | 0.54121 | 0.31173 | 0.1797 | 0.5239 | 0.53138 | 0.25117 | 0.33409 |  | 0.12949 | 0.24933 | 0.11455 | 0.083701 | 0.033785
4148 | 2004-06-21 | 20:00 | 0.58876 | 0.36346 | 0.18228 | 0.50252 | 0.56453 | 0.20297 | 0.3537 |  | 0.16811 | 0.28107 | 0.12641 | 0.064171 | 0.020894
4149 | 2004-06-21 | 21:00 | 0.65771 | 0.38945 | 0.20705 | 0.46754 | 0.56333 | 0.14599 | 0.30936 |  | 0.23019 | 0.38677 | 0.13196 | 0.060615 | 0.022167
4150 | 2004-06-21 | 22:00 | 0.66895 | 0.38461 | 0.24278 | 0.50374 | 0.53622 | 0.11283 | 0.24652 |  | 0.26446 | 0.59932 | 0.13446 | 0.070785 | 0.035705
4151 | 2004-06-21 | 23:00 | 0.65464 | 0.45289 | 0.3126 | 0.54617 | 0.52715 | 0.10364 | 0.21926 |  | 0.26788 | 0.65842 | 0.14622 | 0.085097 | 0.053594
4152 | 2004-06-22 | 00:00 | 0.64089 | 0.57294 | 0.45929 | 0.56835 | 0.51999 | 0.17481 | 0.23847 |  | 0.28978 | 0.67685 | 0.15998 | 0.091684 | 0.06091
4153 | 2004-06-22 | 01:00 | 0.60787 | 0.54215 | 0.64554 | 0.39385 | 0.45305 | 0.27886 | 0.285 |  | 0.3537 | 0.65411 | 0.16012 | 0.10338 | 0.079159
4154 | 2004-06-22 | 02:00 | 0.53064 | 0.44037 | 0.70491 | 0.42137 | 0.42816 | 0.37594 | 0.35492 |  | 0.35927 | 0.6317 | 0.15208 | 0.14344 | 0.11635
4155 | 2004-06-22 | 03:00 | 0.48874 | 0.43068 | 0.63421 | 0.42003 | 0.34914 | 0.42854 | 0.3749 |  | 0.33595 | 0.57535 | 0.14122 | 0.19886 | 0.18172
4156 | 2004-06-22 | 04:00 | 0.48425 | 0.36888 | 0.56124 | 0.41546 | 0.23757 | 0.42568 | 0.37537 |  | 0.34961 | 0.54636 | 0.11411 | 0.22117 | 0.2887
4157 | 2004-06-22 | 05:00 | 0.42517 | 0.29709 | 0.55374 | 0.39673 | 0.17289 | 0.3371 | 0.3417 |  | 0.34651 | 0.48319 | 0.088354 | 0.19854 | 0.41371
4158 | 2004-06-22 | 06:00 | 0.32197 | 0.35328 | 0.57142 | 0.34169 | 0.1493 | 0.43291 | 0.30034 |  | 0.31458 | 0.411 | 0.071492 | 0.21246 | 0.50916
4159 | 2004-06-22 | 07:00 | 0.26988 | 0.35702 | 0.51824 | 0.34746 | 0.16649 | 0.51138 | 0.27017 |  | 0.29488 | 0.37414 | 0.05947 | 0.17934 | 0.52893
4160 | 2004-06-22 | 08:00 | 0.25812 | 0.24638 | 0.45631 | 0.36701 | 0.21849 | 0.49198 | 0.25549 |  | 0.27641 | 0.31905 | 0.054605 | 0.13805 | 0.48602
4161 | 2004-06-22 | 09:00 | 0.22954 | 0.26234 | 0.4083 | 0.3172 | 0.25909 | 0.51367 | 0.22807 |  | 0.24565 | 0.27862 | 0.060618 | 0.12402 | 0.43344
4162 | 2004-06-22 | 10:00 | 0.20083 | 0.26352 | 0.34402 | 0.24364 | 0.29821 | 0.51341 | 0.17316 |  | 0.27002 | 0.25112 | 0.077791 | 0.14997 | 0.38329
4163 | 2004-06-22 | 11:00 | 0.16855 | 0.21957 | 0.24588 | 0.17685 | 0.34048 | 0.41079 | 0.1211 |  | 0.21641 | 0.21826 | 0.099174 | 0.168 | 0.32897
4164 | 2004-06-22 | 12:00 | 0.15683 | 0.18006 | 0.29517 | 0.15909 | 0.34237 | 0.45073 | 0.1318 |  | 0.12788 | 0.17293 | 0.12243 | 0.17646 | 0.26521
4165 | 2004-06-22 | 13:00 | 0.14047 | 0.20924 | 0.35398 | 0.15749 | 0.28259 | 0.50677 | 0.15239 |  | 0.14583 | 0.17631 | 0.14462 | 0.18872 | 0.20102
4166 | 2004-06-22 | 14:00 | 0.15467 | 0.16811 | 0.34952 | 0.11612 | 0.23663 | 0.52969 | 0.16876 |  | 0.13995 | 0.16145 | 0.14969 | 0.18796 | 0.14503
4167 | 2004-06-22 | 15:00 | 0.22096 | 0.12833 | 0.36002 | 0.084118 | 0.2128 | 0.54529 | 0.18226 |  | 0.19958 | 0.14709 | 0.14898 | 0.17602 | 0.10499
4168 | 2004-06-22 | 16:00 | 0.33712 | 0.048635 | 0.35924 | 0.14867 | 0.23045 | 0.57416 | 0.2169 |  | 0.29081 | 0.14794 | 0.13522 | 0.13911 | 0.081611
4169 | 2004-06-22 | 17:00 | 0.44428 | 0.061344 | 0.37717 | 0.27132 | 0.29323 | 0.62089 | 0.24708 |  | 0.24893 | 0.15849 | 0.11329 | 0.12336 | 0.057873
4170 | 2004-06-22 | 18:00 | 0.48362 | 0.1077 | 0.39167 | 0.33774 | 0.39234 | 0.66804 | 0.26399 |  | 0.32123 | 0.14336 | 0.088296 | 0.11378 | 0.033096
4171 | 2004-06-22 | 19:00 | 0.47926 | 0.15879 | 0.40886 | 0.335 | 0.44506 | 0.69785 | 0.30048 |  | 0.31493 | 0.1291 | 0.068111 | 0.095862 | 0.023719
4172 | 2004-06-22 | 20:00 | 0.42568 | 0.27548 | 0.44514 | 0.34637 | 0.47308 | 0.69204 | 0.28518 |  | 0.2844 | 0.11777 | 0.063179 | 0.088451 | 0.022963
4173 | 2004-06-22 | 21:00 | 0.35018 | 0.37486 | 0.44079 | 0.36784 | 0.49885 | 0.65263 | 0.27261 |  | 0.20633 | 0.098088 | 0.078062 | 0.093272 | 0.033935
4174 | 2004-06-22 | 22:00 | 0.31181 | 0.3871 | 0.42575 | 0.33248 | 0.49695 | 0.60898 | 0.30588 |  | 0.16727 | 0.093909 | 0.092561 | 0.14167 | 0.046407
4175 | 2004-06-22 | 23:00 | 0.30884 | 0.29243 | 0.34123 | 0.22794 | 0.47295 | 0.60023 | 0.2973 |  | 0.20072 | 0.093002 | 0.10866 | 0.16085 | 0.052862
4176 | 2004-06-23 | 00:00 | 0.24385 | 0.31868 | 0.23413 | 0.15154 | 0.42873 | 0.58993 | 0.32928 |  | 0.21325 | 0.098445 | 0.10935 | 0.18093 | 0.060171
4177 | 2004-06-23 | 01:00 | 0.22122 | 0.30434 | 0.20551 | 0.099702 | 0.37763 | 0.54477 | 0.34149 |  | 0.2506 | 0.10715 | 0.10516 | 0.23814 | 0.099441
4178 | 2004-06-23 | 02:00 | 0.21332 | 0.28599 | 0.23845 | 0.12433 | 0.35501 | 0.55104 | 0.38533 |  | 0.29721 | 0.11841 | 0.12948 | 0.19309 | 0.23814
4179 | 2004-06-23 | 03:00 | 0.17397 | 0.28267 | 0.29842 | 0.18493 | 0.3301 | 0.52838 | 0.44491 |  | 0.31649 | 0.15238 | 0.13187 | 0.16514 | 0.40885
4180 | 2004-06-23 | 04:00 | 0.16005 | 0.19813 | 0.31274 | 0.27592 | 0.29531 | 0.46654 | 0.44991 |  | 0.2728 | 0.27525 | 0.1106 | 0.17239 | 0.52577
4181 | 2004-06-23 | 05:00 | 0.15696 | 0.32793 | 0.28704 | 0.32521 | 0.23857 | 0.3929 | 0.4566 |  | 0.3123 | 0.35139 | 0.087301 | 0.21874 | 0.50704
4182 | 2004-06-23 | 06:00 | 0.15111 | 0.4192 | 0.29661 | 0.32444 | 0.22191 | 0.33083 | 0.46341 |  | 0.32399 | 0.41735 | 0.090338 | 0.30312 | 0.49931
4183 | 2004-06-23 | 07:00 | 0.15074 | 0.30353 | 0.28175 | 0.29075 | 0.22793 | 0.27183 | 0.4321 |  | 0.26779 | 0.50942 | 0.092772 | 0.30715 | 0.45979
4184 | 2004-06-23 | 08:00 | 0.16262 | 0.34532 | 0.30828 | 0.28164 | 0.23673 | 0.25145 | 0.42161 |  | 0.25241 | 0.54905 | 0.099599 | 0.27377 | 0.35437
4185 | 2004-06-23 | 09:00 | 0.16046 | 0.35152 | 0.29846 | 0.32819 | 0.24306 | 0.2653 | 0.4279 |  | 0.23349 | 0.52133 | 0.1173 | 0.21928 | 0.27076
4186 | 2004-06-23 | 10:00 | 0.15957 | 0.23282 | 0.21419 | 0.32649 | 0.24951 | 0.23908 | 0.37929 |  | 0.2009 | 0.42975 | 0.13702 | 0.18084 | 0.17778
4187 | 2004-06-23 | 11:00 | 0.15376 | 0.11279 | 0.075934 | 0.30966 | 0.2356 | 0.17759 | 0.29846 |  | 0.13404 | 0.34513 | 0.13264 | 0.17715 | 0.17627
4188 | 2004-06-23 | 12:00 | 0.11655 | 0.14984 | 0.030965 | 0.29214 | 0.20868 | 0.15456 | 0.2564 |  | 0.063724 | 0.31829 | 0.13785 | 0.17551 | 0.15837
4189 | 2004-06-23 | 13:00 | 0.088289 | 0.11627 | 0.028658 | 0.23148 | 0.1684 | 0.16283 | 0.25177 |  | 0.045338 | 0.26153 | 0.14711 | 0.17879 | 0.13507
4190 | 2004-06-23 | 14:00 | 0.090929 | 0.063742 | 0.023836 | 0.21849 | 0.15035 | 0.20193 | 0.32149 |  | 0.057157 | 0.1813 | 0.16527 | 0.15882 | 0.10411
4191 | 2004-06-23 | 15:00 | 0.15686 | 0.065621 | 0.023837 | 0.25771 | 0.13694 | 0.22067 | 0.36777 |  | 0.10545 | 0.16854 | 0.17237 | 0.1114 | 0.083818
4192 | 2004-06-23 | 16:00 | 0.2355 | 0.0618 | 0.037296 | 0.38664 | 0.14832 | 0.23298 | 0.34244 |  | 0.16212 | 0.16643 | 0.14782 | 0.074373 | 0.075994
4193 | 2004-06-23 | 17:00 | 0.24458 | 0.064131 | 0.054564 | 0.48278 | 0.23575 | 0.26366 | 0.34883 |  | 0.23966 | 0.14631 | 0.10549 | 0.053869 | 0.049956
4194 | 2004-06-23 | 18:00 | 0.25169 | 0.12293 | 0.065009 | 0.46969 | 0.34728 | 0.26619 | 0.31751 |  | 0.25995 | 0.13609 | 0.080372 | 0.049012 | 0.035602
4195 | 2004-06-23 | 19:00 | 0.27491 | 0.16737 | 0.061175 | 0.43954 | 0.44324 | 0.21891 | 0.25879 |  | 0.2446 | 0.10835 | 0.071949 | 0.056872 | 0.032948
4196 | 2004-06-23 | 20:00 | 0.31722 | 0.20356 | 0.063664 | 0.44605 | 0.51108 | 0.17573 | 0.21289 |  | 0.21161 | 0.083106 | 0.071898 | 0.063467 | 0.036378
4197 | 2004-06-23 | 21:00 | 0.3614 | 0.19286 | 0.079894 | 0.46752 | 0.55503 | 0.14361 | 0.17507 |  | 0.16832 | 0.08772 | 0.080895 | 0.072279 | 0.048883
4198 | 2004-06-23 | 22:00 | 0.36024 | 0.16979 | 0.10244 | 0.53403 | 0.56263 | 0.12995 | 0.13832 |  | 0.18934 | 0.12445 | 0.098188 | 0.090793 | 0.060701
4199 | 2004-06-23 | 23:00 | 0.35809 | 0.17901 | 0.098789 | 0.60763 | 0.54847 | 0.14336 | 0.13872 |  | 0.19589 | 0.15948 | 0.11979 | 0.11938 | 0.066925
4200 | 2004-06-24 | 00:00 | 0.31883 | 0.16866 | 0.11801 | 0.64035 | 0.5421 | 0.1647 | 0.16756 |  | 0.2207 | 0.18041 | 0.15396 | 0.16402 | 0.073702
4201 | 2004-06-24 | 01:00 | 0.37131 | 0.13068 | 0.11239 | 0.55297 | 0.44388 | 0.19396 | 0.16872 |  | 0.21431 | 0.2173 | 0.17028 | 0.16509 | 0.088858
4202 | 2004-06-24 | 02:00 | 0.47555 | 0.17421 | 0.079029 | 0.62575 | 0.3322 | 0.25121 | 0.1593 |  | 0.20734 | 0.2807 | 0.18615 | 0.17055 | 0.12973
4203 | 2004-06-24 | 03:00 | 0.58482 | 0.2655 | 0.072158 | 0.67099 | 0.27521 | 0.29991 | 0.13896 |  | 0.15601 | 0.33941 | 0.17669 | 0.22117 | 0.17921
4204 | 2004-06-24 | 04:00 | 0.63945 | 0.4238 | 0.081438 | 0.63645 | 0.26952 | 0.3586 | 0.13064 |  | 0.10541 | 0.40723 | 0.16245 | 0.20566 | 0.1813
4205 | 2004-06-24 | 05:00 | 0.61254 | 0.33746 | 0.10623 | 0.62374 | 0.26107 | 0.41995 | 0.11599 |  | 0.09277 | 0.46035 | 0.1429 | 0.15394 | 0.18055
4206 | 2004-06-24 | 06:00 | 0.63549 | 0.43671 | 0.14045 | 0.61573 | 0.26887 | 0.46243 | 0.098411 |  | 0.14264 | 0.49934 | 0.14367 | 0.16482 | 0.20891
4207 | 2004-06-24 | 07:00 | 0.61135 | 0.24642 | 0.17381 | 0.57947 | 0.3009 | 0.54314 | 0.098226 |  | 0.13045 | 0.5105 | 0.10726 | 0.19206 | 0.22444
4208 | 2004-06-24 | 08:00 | 0.57852 | 0.26343 | 0.20158 | 0.51516 | 0.33913 | 0.64343 | 0.10525 |  | 0.13598 | 0.53167 | 0.090525 | 0.2173 | 0.21094
4209 | 2004-06-24 | 09:00 | 0.50109 | 0.305 | 0.17283 | 0.40118 | 0.3832 | 0.69343 | 0.11956 |  | 0.17239 | 0.53416 | 0.083949 | 0.22478 | 0.21165
4210 | 2004-06-24 | 10:00 | 0.3803 | 0.28839 | 0.12152 | 0.28338 | 0.38389 | 0.70846 | 0.14731 |  | 0.17152 | 0.53025 | 0.073041 | 0.21097 | 0.18931
4211 | 2004-06-24 | 11:00 | 0.25395 | 0.24497 | 0.07434 | 0.19946 | 0.37104 | 0.63309 | 0.15799 |  | 0.10258 | 0.48721 | 0.068875 | 0.21311 | 0.14942
4212 | 2004-06-24 | 12:00 | 0.15656 | 0.18269 | 0.032769 | 0.14986 | 0.34113 | 0.56084 | 0.13893 |  | 0.041496 | 0.443 | 0.062832 | 0.21247 | 0.10312
4213 | 2004-06-24 | 13:00 | 0.098075 | 0.11238 | 0.034716 | 0.13337 | 0.31223 | 0.53207 | 0.14134 |  | 0.050436 | 0.36036 | 0.049111 | 0.19203 | 0.080222
4214 | 2004-06-24 | 14:00 | 0.12123 | 0.13292 | 0.038706 | 0.14493 | 0.26965 | 0.5129 | 0.20182 |  | 0.068205 | 0.2588 | 0.040707 | 0.17641 | 0.07022
4215 | 2004-06-24 | 15:00 | 0.16382 | 0.20694 | 0.026298 | 0.16406 | 0.23494 | 0.5269 | 0.23919 |  | 0.063558 | 0.20616 | 0.036458 | 0.12282 | 0.056304
4216 | 2004-06-24 | 16:00 | 0.20964 | 0.12674 | 0.032833 | 0.12953 | 0.2164 | 0.57559 | 0.26774 |  | 0.053463 | 0.20609 | 0.0268 | 0.07816 | 0.047519
4217 | 2004-06-24 | 17:00 | 0.23897 | 0.15084 | 0.053749 | 0.16254 | 0.20673 | 0.66404 | 0.29924 |  | 0.056188 | 0.16639 | 0.020409 | 0.069537 | 0.040177
4218 | 2004-06-24 | 18:00 | 0.25097 | 0.27132 | 0.0697 | 0.26943 | 0.23549 | 0.6928 | 0.34719 |  | 0.050513 | 0.14044 | 0.017948 | 0.063169 | 0.02408
4219 | 2004-06-24 | 19:00 | 0.30436 | 0.30384 | 0.092136 | 0.30417 | 0.25116 | 0.68114 | 0.37043 |  | 0.044069 | 0.13762 | 0.023895 | 0.070787 | 0.012272
4220 | 2004-06-24 | 20:00 | 0.40424 | 0.57783 | 0.1068 | 0.29362 | 0.21049 | 0.64921 | 0.38212 |  | 0.034598 | 0.15065 | 0.036579 | 0.071061 | 0.012127
4221 | 2004-06-24 | 21:00 | 0.48475 | 0.70508 | 0.10945 | 0.30275 | 0.17419 | 0.50688 | 0.44606 |  | 0.027919 | 0.18632 | 0.047147 | 0.063892 | 0.022148
4222 | 2004-06-24 | 22:00 | 0.53795 | 0.79659 | 0.13628 | 0.4127 | 0.17358 | 0.41556 | 0.50627 |  | 0.042471 | 0.2291 | 0.05728 | 0.070442 | 0.035828
4223 | 2004-06-24 | 23:00 | 0.55443 | 0.57351 | 0.18248 | 0.51587 | 0.19164 | 0.35949 | 0.57477 |  | 0.063321 | 0.33282 | 0.068473 | 0.073728 | 0.037181
4224 | 2004-06-25 | 00:00 | 0.54782 | 0.59568 | 0.30613 | 0.5183 | 0.19092 | 0.32047 | 0.59805 |  | 0.088604 | 0.4266 | 0.067658 | 0.094526 | 0.040301
4225 | 2004-06-25 | 01:00 | 0.52641 | 0.59787 | 0.40786 | 0.45172 | 0.16898 | 0.34219 | 0.61675 |  | 0.1347 | 0.49624 | 0.090952 | 0.14021 | 0.053448
4226 | 2004-06-25 | 02:00 | 0.41708 | 0.54807 | 0.50253 | 0.43432 | 0.13117 | 0.3951 | 0.6253 |  | 0.13408 | 0.52899 | 0.10196 | 0.17123 | 0.079999
4227 | 2004-06-25 | 03:00 | 0.26942 | 0.51743 | 0.53211 | 0.32233 | 0.10408 | 0.40584 | 0.60679 |  | 0.14766 | 0.55001 | 0.096086 | 0.1609 | 0.12288
4228 | 2004-06-25 | 04:00 | 0.19612 | 0.47868 | 0.50481 | 0.24045 | 0.10603 | 0.3816 | 0.60049 |  | 0.12655 | 0.48702 | 0.07685 | 0.1952 | 0.20199
4229 | 2004-06-25 | 05:00 | 0.16447 | 0.40506 | 0.42923 | 0.19304 | 0.11541 | 0.41027 | 0.56686 |  | 0.15427 | 0.40205 | 0.085689 | 0.20402 | 0.30539
4230 | 2004-06-25 | 06:00 | 0.15052 | 0.48276 | 0.37234 | 0.17614 | 0.14935 | 0.41623 | 0.52411 |  | 0.16211 | 0.3034 | 0.10256 | 0.2128 | 0.43231
4231 | 2004-06-25 | 07:00 | 0.12609 | 0.41955 | 0.31422 | 0.16414 | 0.19977 | 0.31025 | 0.46183 |  | 0.18364 | 0.23744 | 0.091747 | 0.19434 | 0.53024
4232 | 2004-06-25 | 08:00 | 0.12361 | 0.35153 | 0.25026 | 0.13131 | 0.23926 | 0.28525 | 0.3695 |  | 0.20669 | 0.20613 | 0.078904 | 0.13781 | 0.51654
4233 | 2004-06-25 | 09:00 | 0.12047 | 0.086874 | 0.19486 | 0.11708 | 0.27182 | 0.20003 | 0.2831 |  | 0.20897 | 0.20843 | 0.062211 | 0.10095 | 0.47831
4234 | 2004-06-25 | 10:00 | 0.10418 | 0.056749 | 0.12743 | 0.11569 | 0.33082 | 0.14687 | 0.19689 |  | 0.18628 | 0.23426 | 0.054987 | 0.078656 | 0.43206
4235 | 2004-06-25 | 11:00 | 0.082992 | 0.032589 | 0.058041 | 0.10219 | 0.32988 | 0.071265 | 0.12037 |  | 0.13075 | 0.24224 | 0.04333 | 0.065424 | 0.39351
4236 | 2004-06-25 | 12:00 | 0.070042 | 0.10516 | 0.030342 | 0.08749 | 0.27634 | 0.066925 | 0.13961 |  | 0.049523 | 0.19841 | 0.034704 | 0.062794 | 0.33775
4237 | 2004-06-25 | 13:00 | 0.076391 | 0.22411 | 0.020906 | 0.076769 | 0.1868 | 0.057662 | 0.12704 |  | 0.032433 | 0.18947 | 0.028893 | 0.055763 | 0.27961
4238 | 2004-06-25 | 14:00 | 0.073979 | 0.18657 | 0.019935 | 0.067712 | 0.13959 | 0.044859 | 0.13213 |  | 0.043199 | 0.15403 | 0.028029 | 0.03803 | 0.22943
4239 | 2004-06-25 | 15:00 | 0.063167 | 0.14748 | 0.053764 | 0.081936 | 0.11785 | 0.042992 | 0.15113 |  | 0.073106 | 0.11896 | 0.026503 | 0.027797 | 0.16908
4240 | 2004-06-25 | 16:00 | 0.051164 | 0.22901 | 0.13825 | 0.10875 | 0.13276 | 0.031137 | 0.14844 |  | 0.11108 | 0.09891 | 0.024641 | 0.022153 | 0.12372
4241 | 2004-06-25 | 17:00 | 0.057237 | 0.21022 | 0.090378 | 0.12852 | 0.1687 | 0.027875 | 0.14013 |  | 0.11321 | 0.071201 | 0.017319 | 0.017226 | 0.096091
4242 | 2004-06-25 | 18:00 | 0.070307 | 0.27996 | 0.070496 | 0.13627 | 0.19592 | 0.026197 | 0.12152 |  | 0.12648 | 0.051582 | 0.013608 | 0.014078 | 0.055821
4243 | 2004-06-25 | 19:00 | 0.078269 | 0.23321 | 0.076736 | 0.13655 | 0.20685 | 0.030467 | 0.11446 |  | 0.19972 | 0.042547 | 0.014799 | 0.014549 | 0.028863
4244 | 2004-06-25 | 20:00 | 0.086314 | 0.36381 | 0.068194 | 0.12552 | 0.21404 | 0.035216 | 0.10261 |  | 0.15399 | 0.050792 | 0.019041 | 0.023077 | 0.022775
4245 | 2004-06-25 | 21:00 | 0.099955 | 0.45457 | 0.12519 | 0.12867 | 0.20136 | 0.037128 | 0.10834 |  | 0.18547 | 0.076422 | 0.025652 | 0.033185 | 0.033452
4246 | 2004-06-25 | 22:00 | 0.1207 | 0.45732 | 0.20543 | 0.14772 | 0.16494 | 0.041659 | 0.11012 |  | 0.19384 | 0.11153 | 0.038464 | 0.053725 | 0.044132
4247 | 2004-06-25 | 23:00 | 0.13 | 0.4575 | 0.21442 | 0.17199 | 0.13313 | 0.043439 | 0.11369 |  | 0.16933 | 0.14327 | 0.044633 | 0.10926 | 0.046981
4248 | 2004-06-26 | 00:00 | 0.11991 | 0.45663 | 0.22933 | 0.2009 | 0.12857 | 0.053273 | 0.14169 |  | 0.2046 | 0.17991 | 0.042189 | 0.18887 | 0.052877
4249 | 2004-06-26 | 01:00 | 0.14067 | 0.44924 | 0.24125 | 0.23869 | 0.14253 | 0.066432 | 0.14958 |  | 0.21163 | 0.23539 | 0.045962 | 0.26575 | 0.10835
4250 | 2004-06-26 | 02:00 | 0.17831 | 0.49265 | 0.27935 | 0.28198 | 0.14268 | 0.063001 | 0.12838 |  | 0.23874 | 0.24503 | 0.069469 | 0.30576 | 0.30998
4251 | 2004-06-26 | 03:00 | 0.16868 | 0.54315 | 0.27672 | 0.26994 | 0.12651 | 0.064661 | 0.11219 |  | 0.29013 | 0.21447 | 0.095645 | 0.3174 | 0.56484
4252 | 2004-06-26 | 04:00 | 0.19097 | 0.56216 | 0.24301 | 0.2642 | 0.15107 | 0.088721 | 0.12395 |  | 0.34314 | 0.2505 | 0.13039 | 0.32609 | 0.68026
4253 | 2004-06-26 | 05:00 | 0.23567 | 0.6262 | 0.16774 | 0.31204 | 0.181 | 0.12688 | 0.1238 |  | 0.39084 | 0.27222 | 0.14908 | 0.31409 | 0.73806
4254 | 2004-06-26 | 06:00 | 0.23317 | 0.6578 | 0.10393 | 0.38956 | 0.1779 | 0.14686 | 0.14443 |  | 0.43674 | 0.28132 | 0.14549 | 0.31666 | 0.77022
4255 | 2004-06-26 | 07:00 | 0.19952 | 0.47915 | 0.073836 | 0.40524 | 0.1655 | 0.13561 | 0.16137 |  | 0.45906 | 0.31329 | 0.14488 | 0.25429 | 0.74859
4256 | 2004-06-26 | 08:00 | 0.2038 | 0.45485 | 0.073688 | 0.42346 | 0.15699 | 0.11209 | 0.11675 |  | 0.43433 | 0.33016 | 0.1379 | 0.12291 | 0.71765
4257 | 2004-06-26 | 09:00 | 0.22168 | 0.45953 | 0.094039 | 0.47648 | 0.14039 | 0.090671 | 0.075948 |  | 0.3784 | 0.345 | 0.1455 | 0.15018 | 0.6919
4258 | 2004-06-26 | 10:00 | 0.20687 | 0.4797 | 0.10746 | 0.47 | 0.14211 | 0.069415 | 0.055224 |  | 0.29852 | 0.2983 | 0.15088 | 0.12479 | 0.65259
4259 | 2004-06-26 | 11:00 | 0.18034 | 0.50264 | 0.042564 | 0.37398 | 0.14172 | 0.048806 | 0.035603 |  | 0.2325 | 0.26678 | 0.15193 | 0.080642 | 0.62529
4260 | 2004-06-26 | 12:00 | 0.12875 | 0.57183 | 0.033421 | 0.23954 | 0.11772 | 0.037791 | 0.031261 |  | 0.19458 | 0.25994 | 0.13258 | 0.051537 | 0.58877
4261 | 2004-06-26 | 13:00 | 0.1112 | 0.52629 | 0.047571 | 0.08885 | 0.067486 | 0.054146 | 0.033756 |  | 0.17623 | 0.16594 | 0.10364 | 0.041401 | 0.52787
4262 | 2004-06-26 | 14:00 | 0.11732 | 0.41391 | 0.073073 | 0.033537 | 0.042005 | 0.11778 | 0.04757 |  | 0.22467 | 0.14415 | 0.081442 | 0.031822 | 0.47116
4263 | 2004-06-26 | 15:00 | 0.14987 | 0.33982 | 0.135 | 0.024409 | 0.034809 | 0.25638 | 0.087003 |  | 0.25942 | 0.18286 | 0.063817 | 0.016027 | 0.41855
4264 | 2004-06-26 | 16:00 | 0.21122 | 0.26679 | 0.22894 | 0.021652 | 0.04004 | 0.41094 | 0.1255 |  | 0.25534 | 0.2186 | 0.049041 | 0.006752 | 0.31771
4265 | 2004-06-26 | 17:00 | 0.24685 | 0.25306 | 0.31186 | 0.022622 | 0.049509 | 0.51985 | 0.19445 |  | 0.24468 | 0.23078 | 0.044276 | 0.006867 | 0.21392
4266 | 2004-06-26 | 18:00 | 0.23874 | 0.23499 | 0.3585 | 0.034827 | 0.054896 | 0.61368 | 0.29283 |  | 0.20495 | 0.27158 | 0.049338 | 0.009751 | 0.095766
4267 | 2004-06-26 | 19:00 | 0.24159 | 0.3623 | 0.37365 | 0.058237 | 0.065268 | 0.63286 | 0.29464 |  | 0.17625 | 0.3067 | 0.058315 | 0.01502 | 0.047698
4268 | 2004-06-26 | 20:00 | 0.23208 | 0.45334 | 0.41912 | 0.10173 | 0.077455 | 0.6101 | 0.31449 |  | 0.16923 | 0.36777 | 0.064165 | 0.022413 | 0.024981
4269 | 2004-06-26 | 21:00 | 0.23363 | 0.45948 | 0.46025 | 0.13465 | 0.099935 | 0.62086 | 0.3095 |  | 0.13802 | 0.44949 | 0.070971 | 0.034321 | 0.028759
4270 | 2004-06-26 | 22:00 | 0.26439 | 0.46984 | 0.50087 | 0.17259 | 0.12016 | 0.52634 | 0.32476 |  | 0.11638 | 0.47613 | 0.080763 | 0.070635 | 0.046019
4271 | 2004-06-26 | 23:00 | 0.26461 | 0.47953 | 0.55775 | 0.22333 | 0.12775 | 0.53957 | 0.39785 |  | 0.14032 | 0.48519 | 0.10725 | 0.13236 | 0.070138
4272 | 2004-06-27 | 00:00 | 0.27518 | 0.4905 | 0.67303 | 0.23516 | 0.12072 | 0.59427 | 0.47374 |  | 0.16554 | 0.479 | 0.13113 | 0.19328 | 0.10697
4273 | 2004-06-27 | 01:00 | 0.32756 | 0.49902 | 0.64622 | 0.23487 | 0.12473 | 0.64017 | 0.50721 |  | 0.19484 | 0.4823 | 0.1402 | 0.22041 | 0.16075
4274 | 2004-06-27 | 02:00 | 0.31868 | 0.46523 | 0.5186 | 0.28673 | 0.12055 | 0.61321 | 0.49276 |  | 0.19868 | 0.49151 | 0.14934 | 0.23045 | 0.20724
4275 | 2004-06-27 | 03:00 | 0.22838 | 0.47343 | 0.42 | 0.25935 | 0.12114 | 0.52662 | 0.48251 |  | 0.16179 | 0.47679 | 0.14506 | 0.24669 | 0.2858
4276 | 2004-06-27 | 04:00 | 0.19469 | 0.44605 | 0.38152 | 0.18275 | 0.13327 | 0.51192 | 0.49071 |  | 0.14292 | 0.4709 | 0.14825 | 0.25043 | 0.4445
4277 | 2004-06-27 | 05:00 | 0.21063 | 0.33639 | 0.34782 | 0.15415 | 0.1379 | 0.54964 | 0.50936 |  | 0.15988 | 0.42067 | 0.16393 | 0.20586 | 0.53036
4278 | 2004-06-27 | 06:00 | 0.21643 | 0.53991 | 0.30534 | 0.14928 | 0.13954 | 0.62164 | 0.53136 |  | 0.14418 | 0.37171 | 0.17343 | 0.16993 | 0.59449
4279 | 2004-06-27 | 07:00 | 0.22696 | 0.56563 | 0.23191 | 0.1259 | 0.13212 | 0.63393 | 0.52861 |  | 0.12549 | 0.34867 | 0.16311 | 0.12573 | 0.55163
4280 | 2004-06-27 | 08:00 | 0.22793 | 0.66397 | 0.17977 | 0.11158 | 0.12198 | 0.60175 | 0.51938 |  | 0.11585 | 0.29161 | 0.16028 | 0.090655 | 0.42723
4281 | 2004-06-27 | 09:00 | 0.18728 | 0.6532 | 0.14552 | 0.12427 | 0.11131 | 0.54714 | 0.45437 |  | 0.13776 | 0.2573 | 0.15376 | 0.062884 | 0.319
4282 | 2004-06-27 | 10:00 | 0.16585 | 0.66494 | 0.13316 | 0.11499 | 0.10786 | 0.47302 | 0.33035 |  | 0.18432 | 0.21162 | 0.14075 | 0.052913 | 0.22317
4283 | 2004-06-27 | 11:00 | 0.16018 | 0.52124 | 0.14185 | 0.095005 | 0.094453 | 0.30186 | 0.21887 |  | 0.15409 | 0.18218 | 0.13094 | 0.045423 | 0.15598
4284 | 2004-06-27 | 12:00 | 0.10779 | 0.3359 | 0.11888 | 0.080066 | 0.084405 | 0.1771 | 0.16769 |  | 0.085289 | 0.18059 | 0.12351 | 0.047895 | 0.1109
4285 | 2004-06-27 | 13:00 | 0.068715 | 0.25853 | 0.13793 | 0.054907 | 0.075085 | 0.23233 | 0.2131 |  | 0.053227 | 0.12817 | 0.10948 | 0.044221 | 0.079042
4286 | 2004-06-27 | 14:00 | 0.064675 | 0.23802 | 0.18862 | 0.058203 | 0.053945 | 0.41173 | 0.34501 |  | 0.045993 | 0.091823 | 0.1064 | 0.047282 | 0.062571
4287 | 2004-06-27 | 15:00 | 0.095248 | 0.23014 | 0.25382 | 0.071375 | 0.044653 | 0.59511 | 0.44089 |  | 0.069978 | 0.084523 | 0.09543 | 0.041532 | 0.049098
4288 | 2004-06-27 | 16:00 | 0.17297 | 0.17622 | 0.3214 | 0.07482 | 0.051349 | 0.71835 | 0.55704 |  | 0.080848 | 0.092389 | 0.075654 | 0.0366 | 0.032465
4289 | 2004-06-27 | 17:00 | 0.2004 | 0.074516 | 0.32884 | 0.085593 | 0.077801 | 0.76741 | 0.63978 |  | 0.091598 | 0.097871 | 0.065934 | 0.037772 | 0.020378
4290 | 2004-06-27 | 18:00 | 0.14906 | 0.061681 | 0.30302 | 0.096746 | 0.12131 | 0.75524 | 0.68508 |  | 0.092166 | 0.092896 | 0.073797 | 0.036016 | 0.01443
4291 | 2004-06-27 | 19:00 | 0.12412 | 0.22254 | 0.28139 | 0.09365 | 0.1543 | 0.72273 | 0.68275 |  | 0.086046 | 0.072613 | 0.08298 | 0.032011 | 0.008463
4292 | 2004-06-27 | 20:00 | 0.1384 | 0.34267 | 0.28446 | 0.11576 | 0.17429 | 0.6663 | 0.66811 |  | 0.082139 | 0.083706 | 0.083919 | 0.038034 | 0.013639
4293 | 2004-06-27 | 21:00 | 0.11548 | 0.43053 | 0.28004 | 0.13723 | 0.16874 | 0.6015 | 0.64674 |  | 0.090216 | 0.13355 | 0.087598 | 0.056801 | 0.0319
4294 | 2004-06-27 | 22:00 | 0.092944 | 0.44886 | 0.23835 | 0.16474 | 0.15169 | 0.51916 | 0.59498 |  | 0.086821 | 0.19098 | 0.087856 | 0.080279 | 0.063323
4295 | 2004-06-27 | 23:00 | 0.089467 | 0.46815 | 0.22005 | 0.21693 | 0.15693 | 0.48675 | 0.55961 |  | 0.083967 | 0.2331 | 0.10235 | 0.10743 | 0.079494
4296 | 2004-06-28 | 00:00 | 0.10139 | 0.55533 | 0.28757 | 0.2548 | 0.18541 | 0.43361 | 0.55049 |  | 0.06766 | 0.28329 | 0.11892 | 0.14141 | 0.090673
4297 | 2004-06-28 | 01:00 | 0.10658 | 0.42338 | 0.35394 | 0.16623 | 0.16214 | 0.4343 | 0.53162 |  | 0.070915 | 0.27704 | 0.12354 | 0.19002 | 0.12467
4298 | 2004-06-28 | 02:00 | 0.1128 | 0.38009 | 0.41629 | 0.13054 | 0.15555 | 0.45756 | 0.54903 |  | 0.096077 | 0.27877 | 0.12825 | 0.21904 | 0.14399
4299 | 2004-06-28 | 03:00 | 0.12823 | 0.37339 | 0.35899 | 0.15992 | 0.12952 | 0.3913 | 0.48903 |  | 0.11551 | 0.28212 | 0.13543 | 0.25867 | 0.14906
4300 | 2004-06-28 | 04:00 | 0.1571 | 0.35766 | 0.20299 | 0.21202 | 0.10764 | 0.36301 | 0.40184 |  | 0.11469 | 0.26316 | 0.14095 | 0.19657 | 0.1812
4301 | 2004-06-28 | 05:00 | 0.16779 | 0.25964 | 0.11626 | 0.27555 | 0.1109 | 0.3587 | 0.33748 |  | 0.0855 | 0.21791 | 0.16123 | 0.19022 | 0.23249
4302 | 2004-06-28 | 06:00 | 0.17214 | 0.31926 | 0.089546 | 0.30377 | 0.1117 | 0.33424 | 0.32624 |  | 0.06229 | 0.16892 | 0.18107 | 0.19855 | 0.24672
4303 | 2004-06-28 | 07:00 | 0.20805 | 0.38981 | 0.072092 | 0.30813 | 0.12168 | 0.31489 | 0.37029 |  | 0.05368 | 0.14686 | 0.17267 | 0.1705 | 0.23612
4304 | 2004-06-28 | 08:00 | 0.20269 | 0.32312 | 0.06333 | 0.27261 | 0.13714 | 0.3256 | 0.34458 |  | 0.054155 | 0.11203 | 0.16032 | 0.11349 | 0.22177
4305 | 2004-06-28 | 09:00 | 0.18233 | 0.20032 | 0.054089 | 0.23969 | 0.15212 | 0.33802 | 0.29803 |  | 0.039512 | 0.10305 | 0.1488 | 0.13416 | 0.18487
4306 | 2004-06-28 | 10:00 | 0.17636 | 0.1687 | 0.051542 | 0.19627 | 0.1681 | 0.33555 | 0.20791 |  | 0.028516 | 0.10831 | 0.13306 | 0.13588 | 0.15151
4307 | 2004-06-28 | 11:00 | 0.1693 | 0.22572 | 0.052992 | 0.15701 | 0.18271 | 0.23968 | 0.12354 |  | 0.037031 | 0.11299 | 0.1194 | 0.11015 | 0.12273
4308 | 2004-06-28 | 12:00 | 0.12328 | 0.20046 | 0.034194 | 0.13488 | 0.17474 | 0.12649 | 0.085723 |  | 0.035324 | 0.11041 | 0.1094 | 0.08256 | 0.09467
4309 | 2004-06-28 | 13:00 | 0.098291 | 0.11534 | 0.021931 | 0.096587 | 0.13587 | 0.094366 | 0.11062 |  | 0.14792 | 0.10866 | 0.10396 | 0.077665 | 0.077446
4310 | 2004-06-28 | 14:00 | 0.080617 | 0.070155 | 0.060635 | 0.091352 | 0.10623 | 0.074773 | 0.13964 |  | 0.11737 | 0.13065 | 0.097714 | 0.08735 | 0.060747
4311 | 2004-06-28 | 15:00 | 0.091294 | 0.037203 | 0.094949 | 0.091025 | 0.094272 | 0.073132 | 0.17132 |  | 0.14178 | 0.16796 | 0.088801 | 0.080804 | 0.053722
4312 | 2004-06-28 | 16:00 | 0.1319 | 0.050318 | 0.10449 | 0.1069 | 0.10572 | 0.081085 | 0.20941 |  | 0.24468 | 0.20128 | 0.071591 | 0.070712 | 0.043664
4313 | 2004-06-28 | 17:00 | 0.20185 | 0.05019 | 0.10757 | 0.13319 | 0.1064 | 0.07014 | 0.22353 |  | 0.20321 | 0.22173 | 0.049292 | 0.065034 | 0.036615
4314 | 2004-06-28 | 18:00 | 0.22903 | 0.085155 | 0.12194 | 0.18435 | 0.11297 | 0.078985 | 0.20661 |  | 0.20308 | 0.19102 | 0.047788 | 0.060132 | 0.022427
4315 | 2004-06-28 | 19:00 | 0.22686 | 0.18277 | 0.14165 | 0.23777 | 0.12526 | 0.09018 | 0.21508 |  | 0.164 | 0.16063 | 0.04958 | 0.060547 | 0.016475
4316 | 2004-06-28 | 20:00 | 0.24525 | 0.25249 | 0.13376 | 0.27458 | 0.13155 | 0.095527 | 0.189 |  | 0.16818 | 0.14735 | 0.049412 | 0.065774 | 0.028269
4317 | 2004-06-28 | 21:00 | 0.25946 | 0.38529 | 0.15628 | 0.29958 | 0.13836 | 0.11171 | 0.15968 |  | 0.11674 | 0.12587 | 0.050267 | 0.078602 | 0.050233
4318 | 2004-06-28 | 22:00 | 0.22633 | 0.35219 | 0.15532 | 0.29125 | 0.15087 | 0.10534 | 0.15183 |  | 0.15994 | 0.12897 | 0.055934 | 0.089922 | 0.078368
4319 | 2004-06-28 | 23:00 | 0.18824 | 0.36301 | 0.19631 | 0.27416 | 0.14743 | 0.10548 | 0.15243 |  | 0.13727 | 0.13106 | 0.070404 | 0.10582 | 0.11884
4320 | 2004-06-29 | 00:00 | 0.18673 | 0.39165 | 0.20052 | 0.26792 | 0.14499 | 0.1537 | 0.20466 |  | 0.16102 | 0.13712 | 0.091919 | 0.11989 | 0.19485
4321 | 2004-06-29 | 01:00 | 0.19485 | 0.42386 | 0.1177 | 0.25615 | 0.16049 | 0.184 | 0.20478 |  | 0.17811 | 0.17945 | 0.073433 | 0.16777 | 0.25636
4322 | 2004-06-29 | 02:00 | 0.1869 | 0.42063 | 0.13237 | 0.31361 | 0.16639 | 0.22152 | 0.17908 |  | 0.19737 | 0.20139 | 0.066102 | 0.19376 | 0.46204
4323 | 2004-06-29 | 03:00 | 0.16157 | 0.41136 | 0.18569 | 0.31279 | 0.1751 | 0.26696 | 0.15694 |  | 0.18197 | 0.21227 | 0.075634 | 0.2169 | 0.60201
4324 | 2004-06-29 | 04:00 | 0.16788 | 0.31402 | 0.24872 | 0.26764 | 0.20506 | 0.28107 | 0.14427 |  | 0.19062 | 0.24288 | 0.0789 | 0.18647 | 0.59218
4325 | 2004-06-29 | 05:00 | 0.19449 | 0.31582 | 0.30029 | 0.27727 | 0.2441 | 0.29677 | 0.16198 |  | 0.23213 | 0.23265 | 0.098431 | 0.18618 | 0.53427
4326 | 2004-06-29 | 06:00 | 0.19929 | 0.3704 | 0.30901 | 0.28701 | 0.30449 | 0.3493 | 0.18872 |  | 0.26403 | 0.19811 | 0.11682 | 0.19066 | 0.50195
4327 | 2004-06-29 | 07:00 | 0.21446 | 0.38192 | 0.31095 | 0.2838 | 0.36074 | 0.40191 | 0.19405 |  | 0.26517 | 0.18429 | 0.12447 | 0.15927 | 0.44429
4328 | 2004-06-29 | 08:00 | 0.22665 | 0.4034 | 0.30544 | 0.28239 | 0.41642 | 0.38642 | 0.17858 |  | 0.29447 | 0.17604 | 0.13093 | 0.14407 | 0.41535
4329 | 2004-06-29 | 09:00 | 0.23072 | 0.46182 | 0.29215 | 0.27671 | 0.45244 | 0.34756 | 0.14003 |  | 0.20769 | 0.14777 | 0.1262 | 0.12645 | 0.3807
4330 | 2004-06-29 | 10:00 | 0.25981 | 0.5606 | 0.25555 | 0.27982 | 0.49545 | 0.31023 | 0.1021 |  | 0.12716 | 0.11008 | 0.13106 | 0.1145 | 0.33015
4331 | 2004-06-29 | 11:00 | 0.25221 | 0.46489 | 0.16834 | 0.29256 | 0.504 | 0.19829 | 0.075619 |  | 0.09307 | 0.081037 | 0.11781 | 0.11031 | 0.27493
4332 | 2004-06-29 | 12:00 | 0.27441 | 0.35697 | 0.081301 | 0.2943 | 0.45613 | 0.13188 | 0.071491 |  | 0.055855 | 0.060142 | 0.10127 | 0.10379 | 0.22079
4333 | 2004-06-29 | 13:00 | 0.24109 | 0.24965 | 0.064563 | 0.25683 | 0.36806 | 0.14093 | 0.059078 |  | 0.034339 | 0.042433 | 0.087477 | 0.088712 | 0.20152
4334 | 2004-06-29 | 14:00 | 0.24765 | 0.20538 | 0.072583 | 0.19182 | 0.28961 | 0.21908 | 0.061092 |  | 0.029562 | 0.03949 | 0.081443 | 0.079026 | 0.17535
4335 | 2004-06-29 | 15:00 | 0.27253 | 0.18732 | 0.083209 | 0.16105 | 0.24531 | 0.32027 | 0.069181 |  | 0.075102 | 0.067102 | 0.074111 | 0.056856 | 0.12993
4336 | 2004-06-29 | 16:00 | 0.31476 | 0.1332 | 0.1079 | 0.16291 | 0.22767 | 0.39129 | 0.095481 |  | 0.097427 | 0.09549 | 0.061399 | 0.057191 | 0.099522
4337 | 2004-06-29 | 17:00 | 0.32279 | 0.086066 | 0.13511 | 0.18672 | 0.2 | 0.47666 | 0.12637 |  | 0.063784 | 0.11857 | 0.045678 | 0.081334 | 0.073416
4338 | 2004-06-29 | 18:00 | 0.28276 | 0.12927 | 0.15843 | 0.1812 | 0.17129 | 0.57564 | 0.13059 |  | 0.074471 | 0.15159 | 0.042668 | 0.13011 | 0.055188
4339 | 2004-06-29 | 19:00 | 0.25284 | 0.20302 | 0.16975 | 0.14657 | 0.15417 | 0.61876 | 0.12978 |  | 0.11884 | 0.16575 | 0.046978 | 0.15762 | 0.046301
4340 | 2004-06-29 | 20:00 | 0.20539 | 0.27068 | 0.18178 | 0.12494 | 0.1559 | 0.64394 | 0.16402 |  | 0.10361 | 0.18393 | 0.05101 | 0.16601 | 0.046509
4341 | 2004-06-29 | 21:00 | 0.18537 | 0.3997 | 0.17827 | 0.10582 | 0.17136 | 0.67575 | 0.1591 |  | 0.10973 | 0.19404 | 0.051212 | 0.17372 | 0.055889
4342 | 2004-06-29 | 22:00 | 0.165 | 0.46451 | 0.16109 | 0.12643 | 0.20007 | 0.64537 | 0.1792 |  | 0.073543 | 0.20359 | 0.053413 | 0.18688 | 0.075285
4343 | 2004-06-29 | 23:00 | 0.1285 | 0.41011 | 0.15272 | 0.11941 | 0.21454 | 0.61545 | 0.21988 |  | 0.051126 | 0.22576 | 0.065732 | 0.20023 | 0.09138
4344 | 2004-06-30 | 00:00 | 0.11699 | 0.36892 | 0.18933 | 0.10076 | 0.22885 | 0.6434 | 0.30232 |  | 0.051505 | 0.23537 | 0.091881 | 0.22592 | 0.12878
4345 | 2004-06-30 | 01:00 | 0.10985 | 0.11689 | 0.24102 | 0.12488 | 0.22676 | 0.62425 | 0.36446 |  | 0.057676 | 0.26783 | 0.10482 | 0.24682 | 0.16204
4346 | 2004-06-30 | 02:00 | 0.10438 | 0.084305 | 0.30253 | 0.18262 | 0.25783 | 0.62904 | 0.41945 |  | 0.06965 | 0.30184 | 0.12055 | 0.26263 | 0.20598
4347 | 2004-06-30 | 03:00 | 0.09823 | 0.056303 | 0.2808 | 0.20069 | 0.32744 | 0.61403 | 0.44471 |  | 0.06925 | 0.31623 | 0.10797 | 0.2787 | 0.26279
4348 | 2004-06-30 | 04:00 | 0.10719 | 0.042027 | 0.33143 | 0.18255 | 0.4592 | 0.62716 | 0.49346 |  | 0.046166 | 0.37916 | 0.12031 | 0.29944 | 0.3047
4349 | 2004-06-30 | 05:00 | 0.13954 | 0.16537 | 0.37658 | 0.20567 | 0.56808 | 0.5175 | 0.47929 |  | 0.032958 | 0.37604 | 0.14195 | 0.30049 | 0.32278
4350 | 2004-06-30 | 06:00 | 0.14925 | 0.096304 | 0.32364 | 0.20432 | 0.57423 | 0.40028 | 0.4146 |  | 0.027515 | 0.30278 | 0.13774 | 0.27198 | 0.34302
4351 | 2004-06-30 | 07:00 | 0.1256 | 0.03357 | 0.25636 | 0.1932 | 0.50929 | 0.28002 | 0.38744 |  | 0.015714 | 0.22383 | 0.12554 | 0.21857 | 0.25978
4352 | 2004-06-30 | 08:00 | 0.11744 | 0.045704 | 0.19545 | 0.19299 | 0.46325 | 0.21214 | 0.36134 |  | 0.012984 | 0.17199 | 0.13059 | 0.21414 | 0.20348
4353 | 2004-06-30 | 09:00 | 0.12261 | 0.097692 | 0.16038 | 0.21887 | 0.48019 | 0.16745 | 0.3154 |  | 0.013429 | 0.14379 | 0.13068 | 0.20791 | 0.15693
4354 | 2004-06-30 | 10:00 | 0.12877 | 0.21384 | 0.11038 | 0.21882 | 0.51806 | 0.10597 | 0.22686 |  | 0.016916 | 0.14088 | 0.12093 | 0.21218 | 0.14111
4355 | 2004-06-30 | 11:00 | 0.11174 | 0.16672 | 0.050708 | 0.19787 | 0.46763 | 0.054528 | 0.11621 |  | 0.013236 | 0.11852 | 0.11172 | 0.20762 | 0.14761
4356 | 2004-06-30 | 12:00 | 0.072794 | 0.10777 | 0.02512 | 0.17526 | 0.37819 | 0.040744 | 0.10065 |  | 0.005221 | 0.09346 | 0.1083 | 0.19484 | 0.14808
4357 | 2004-06-30 | 13:00 | 0.047281 | 0.1066 | 0.021165 | 0.14611 | 0.28621 | 0.045204 | 0.11753 |  | 0.007884 | 0.053562 | 0.10087 | 0.17884 | 0.14303
4358 | 2004-06-30 | 14:00 | 0.028434 | 0.032268 | 0.033699 | 0.092655 | 0.24021 | 0.060884 | 0.13324 |  | 0.009178 | 0.033759 | 0.097958 | 0.14484 | 0.11152
4359 | 2004-06-30 | 15:00 | 0.039647 | 0.020349 | 0.061437 | 0.059335 | 0.20367 | 0.11522 | 0.15816 |  | 0.039117 | 0.028239 | 0.086884 | 0.085947 | 0.11059
4360 | 2004-06-30 | 16:00 | 0.065949 | 0 | 0.078956 | 0.06044 | 0.17644 | 0.17587 | 0.18448 |  | 0.064603 | 0.031667 | 0.0723 | 0.048514 | 0.10059
4361 | 2004-06-30 | 17:00 | 0.092007 | 0.014132 | 0.083824 | 0.087079 | 0.18517 | 0.23352 | 0.20369 |  | 0.051271 | 0.042318 | 0.052383 | 0.040647 | 0.073876
4362 | 2004-06-30 | 18:00 | 0.10433 | 0 | 0.077852 | 0.13395 | 0.16811 | 0.28072 | 0.18827 |  | 0.046427 | 0.086403 | 0.045283 | 0.037696 | 0.05593
4363 | 2004-06-30 | 19:00 | 0.10915 | 0 | 0.088591 | 0.1681 | 0.14589 | 0.21677 | 0.15764 |  | 0.076367 | 0.12627 | 0.050967 | 0.032502 | 0.049808
4364 | 2004-06-30 | 20:00 | 0.11751 | 0.018075 | 0.08042 | 0.17722 | 0.15558 | 0.20888 | 0.15024 |  | 0.088352 | 0.16071 | 0.055043 | 0.029453 | 0.043409
4365 | 2004-06-30 | 21:00 | 0.13554 | 0.013413 | 0.085508 | 0.16512 | 0.18566 | 0.15282 | 0.12524 |  | 0.092186 | 0.17816 | 0.05951 | 0.036427 | 0.041074
4366 | 2004-06-30 | 22:00 | 0.15464 | 0.016531 | 0.12108 | 0.16918 | 0.22888 | 0.1295 | 0.11891 |  | 0.06883 | 0.23804 | 0.072851 | 0.04919 | 0.046818
4367 | 2004-06-30 | 23:00 | 0.16184 | 0.017303 | 0.16808 | 0.17884 | 0.25658 | 0.10966 | 0.1078 |  | 0.061437 | 0.27812 | 0.084251 | 0.067711 | 0.061754
4368 | 2004-07-01 | 00:00 | 0.15637 | 0.026977 | 0.15408 | 0.18684 | 0.2849 | 0.13083 | 0.1138 |  | 0.075093 | 0.29689 | 0.08869 | 0.081903 | 0.087701
4369 | 2004-07-01 | 01:00 | 0.17336 | 0.032798 | 0.15241 | 0.19936 | 0.29497 | 0.17912 | 0.11938 |  | 0.090267 | 0.22784 | 0.10431 | 0.12321 | 0.12954
4370 | 2004-07-01 | 02:00 | 0.2056 | 0.025116 | 0.17672 | 0.2282 | 0.29232 | 0.26814 | 0.13771 |  | 0.090516 | 0.20577 | 0.12177 | 0.1697 | 0.1609
4371 | 2004-07-01 | 03:00 | 0.24444 | 0.037277 | 0.18848 | 0.26378 | 0.32447 | 0.36299 | 0.13861 |  | 0.10935 | 0.21732 | 0.13554 | 0.21033 | 0.20638
4372 | 2004-07-01 | 04:00 | 0.25927 | 0.027366 | 0.18338 | 0.30695 | 0.35992 | 0.417 | 0.16972 |  | 0.11354 | 0.25535 | 0.14652 | 0.23093 | 0.25251
4373 | 2004-07-01 | 05:00 | 0.25636 | 0.03288 | 0.1935 | 0.3324 | 0.36551 | 0.48044 | 0.17726 |  | 0.2303 | 0.28794 | 0.17266 | 0.21215 | 0.31033
4374 | 2004-07-01 | 06:00 | 0.23089 | 0.14751 | 0.21779 | 0.28798 | 0.3481 | 0.51181 | 0.17535 |  | 0.082219 | 0.29806 | 0.19084 | 0.19927 | 0.32039
4375 | 2004-07-01 | 07:00 | 0.20137 | 0.26112 | 0.23094 | 0.25638 | 0.31393 | 0.52689 | 0.18225 |  | 0.11196 | 0.30089 | 0.18632 | 0.20014 | 0.29298
4376 | 2004-07-01 | 08:00 | 0.16658 | 0.23448 | 0.19861 | 0.19617 | 0.28292 | 0.50538 | 0.17523 |  | 0.049342 | 0.29757 | 0.1678 | 0.17911 | 0.26521
4377 | 2004-07-01 | 09:00 | 0.1505 | 0.24137 | 0.11818 | 0.14132 | 0.26996 | 0.45049 | 0.15595 |  | 0.024486 | 0.28507 | 0.15216 | 0.15148 | 0.23355
4378 | 2004-07-01 | 10:00 | 0.1439 | 0.20551 | 0.0716 | 0.089324 | 0.27019 | 0.44361 | 0.14856 |  | 0.011006 | 0.28326 | 0.12304 | 0.12888 | 0.1936
4379 | 2004-07-01 | 11:00 | 0.10876 | 0.14743 | 0.036733 | 0.071831 | 0.24791 | 0.33517 | 0.097463 |  | 0.013848 | 0.26377 | 0.10357 | 0.11566 | 0.14158
4380 | 2004-07-01 | 12:00 | 0.057645 | 0.13676 | 0.00662 | 0.054771 | 0.19668 | 0.20458 | 0.067276 |  | 0.005411 | 0.21992 | 0.087996 | 0.10756 | 0.10496
4381 | 2004-07-01 | 13:00 | 0.038375 | 0.20098 | 0.015392 | 0.022875 | 0.11856 | 0.17692 | 0.07378 |  | 0.015116 | 0.20568 | 0.078788 | 0.088089 | 0.087505
4382 | 2004-07-01 | 14:00 | 0.056548 | 0.10581 | 0.04682 | 0.016222 | 0.079083 | 0.2512 | 0.097188 |  | 0.011462 | 0.19906 | 0.081796 | 0.072019 | 0.070679
4383 | 2004-07-01 | 15:00 | 0.068807 | 0.06176 | 0.086938 | 0.023929 | 0.060764 | 0.32042 | 0.12777 |  | 0.067076 | 0.18419 | 0.092364 | 0.04308 | 0.062885
4384 | 2004-07-01 | 16:00 | 0.062356 | 0.014093 | 0.13937 | 0.02787 | 0.051036 | 0.42196 | 0.16431 |  | 0.067026 | 0.20339 | 0.08293 | 0.021743 | 0.057503
4385 | 2004-07-01 | 17:00 | 0.067203 | 0.044947 | 0.12892 | 0.027332 | 0.051964 | 0.49691 | 0.21421 |  | 0.083903 | 0.24851 | 0.065897 | 0.019069 | 0.061191
4386 | 2004-07-01 | 18:00 | 0.057789 | 0.028439 | 0.15842 | 0.035384 | 0.076036 | 0.55274 | 0.26765 |  | 0.097803 | 0.31388 | 0.053881 | 0.019266 | 0.053982
4387 | 2004-07-01 | 19:00 | 0.049268 | 0.047656 | 0.18084 | 0.038707 | 0.11251 | 0.58843 | 0.32431 |  | 0.12168 | 0.36882 | 0.045224 | 0.017069 | 0.050215
4388 | 2004-07-01 | 20:00 | 0.04317 | 0.048148 | 0.16043 | 0.054687 | 0.18136 | 0.56485 | 0.34875 |  | 0.1381 | 0.34114 | 0.045494 | 0.017543 | 0.056019
4389 | 2004-07-01 | 21:00 | 0.049417 | 0.057402 | 0.15168 | 0.048517 | 0.20285 | 0.48028 | 0.36787 |  | 0.1136 | 0.29983 | 0.048821 | 0.024136 | 0.074208
4390 | 2004-07-01 | 22:00 | 0.050393 | 0.069916 | 0.16361 | 0.045955 | 0.20529 | 0.38996 | 0.40074 |  | 0.14804 | 0.28319 | 0.051406 | 0.037641 | 0.094232
4391 | 2004-07-01 | 23:00 | 0.066319 | 0.087639 | 0.14962 | 0.042964 | 0.24449 | 0.28402 | 0.44414 |  | 0.19597 | 0.2692 | 0.076214 | 0.061621 | 0.10295
4392 | 2004-07-02 | 00:00 | 0.083814 | 0.11403 | 0.1515 | 0.052807 | 0.28479 | 0.34382 | 0.51477 |  | 0.24611 | 0.23926 | 0.07306 | 0.086559 | 0.12138
4393 | 2004-07-02 | 01:00 | 0.098567 | 0.13973 | 0.17966 | 0.064851 | 0.28243 | 0.43675 | 0.52443 |  | 0.27087 | 0.22713 | 0.059514 | 0.17243 | 0.15618
4394 | 2004-07-02 | 02:00 | 0.10766 | 0.11524 | 0.20768 | 0.12402 | 0.28336 | 0.45952 | 0.46288 |  | 0.20289 | 0.22069 | 0.057238 | 0.19687 | 0.25599
4395 | 2004-07-02 | 03:00 | 0.11854 | 0.091393 | 0.24178 | 0.18976 | 0.32034 | 0.39855 | 0.33733 |  | 0.18079 | 0.22141 | 0.086133 | 0.19373 | 0.33892
4396 | 2004-07-02 | 04:00 | 0.12731 | 0.087176 | 0.16916 | 0.29625 | 0.36066 | 0.32288 | 0.26286 |  | 0.18646 | 0.24177 | 0.10076 | 0.17264 | 0.37006
4397 | 2004-07-02 | 05:00 | 0.11733 | 0.11796 | 0.11289 | 0.34418 | 0.38338 | 0.21942 | 0.26533 |  | 0.15686 | 0.22676 | 0.12772 | 0.13755 | 0.40262
4398 | 2004-07-02 | 06:00 | 0.1251 | 0.12343 | 0.079085 | 0.30662 | 0.34872 | 0.1905 | 0.2564 |  | 0.11769 | 0.2348 | 0.16371 | 0.13479 | 0.43134
4399 | 2004-07-02 | 07:00 | 0.12498 | 0.094995 | 0.049107 | 0.25466 | 0.32848 | 0.18713 | 0.24334 |  | 0.16635 | 0.25511 | 0.17555 | 0.12806 | 0.43695
4400 | 2004-07-02 | 08:00 | 0.12321 | 0.057515 | 0.061526 | 0.2282 | 0.29157 | 0.15181 | 0.23367 |  | 0.16168 | 0.2533 | 0.1812 | 0.13418 | 0.44808
4401 | 2004-07-02 | 09:00 | 0.14766 | 0.2803 | 0.069106 | 0.25352 | 0.2696 | 0.12149 | 0.1973 |  | 0.10091 | 0.26635 | 0.14582 | 0.1285 | 0.45917
4402 | 2004-07-02 | 10:00 | 0.17015 | 0.3327 | 0.049723 | 0.31299 | 0.27692 | 0.077401 | 0.1419 |  | 0.09255 | 0.2562 | 0.12779 | 0.094377 | 0.43826
4403 | 2004-07-02 | 11:00 | 0.16518 | 0.27023 | 0.022386 | 0.29954 | 0.26939 | 0.04393 | 0.072874 |  | 0.046515 | 0.22967 | 0.12918 | 0.092046 | 0.36067
4404 | 2004-07-02 | 12:00 | 0.083813 | 0.24971 | 0.012719 | 0.21892 | 0.22687 | 0.036142 | 0.09822 |  | 0.026333 | 0.20728 | 0.13127 | 0.11393 | 0.31294
4405 | 2004-07-02 | 13:00 | 0.045055 | 0.21278 | 0.021502 | 0.11631 | 0.17043 | 0.042567 | 0.13113 |  | 0.026774 | 0.17371 | 0.14101 | 0.12942 | 0.22438
4406 | 2004-07-02 | 14:00 | 0.040019 | 0.17005 | 0.030395 | 0.089989 | 0.13704 | 0.077337 | 0.18177 |  | 0.03436 | 0.15126 | 0.13927 | 0.12177 | 0.14735
4407 | 2004-07-02 | 15:00 | 0.042217 | 0.12352 | 0.046164 | 0.090127 | 0.1306 | 0.14326 | 0.3205 |  | 0.076248 | 0.13307 | 0.14128 | 0.10054 | 0.10548
4408 | 2004-07-02 | 16:00 | 0.045187 | 0.11293 | 0.060231 | 0.11974 | 0.16117 | 0.17526 | 0.35072 |  | 0.11539 | 0.13048 | 0.12798 | 0.078129 | 0.080277
4409 | 2004-07-02 | 17:00 | 0.057378 | 0.16206 | 0.089437 | 0.1292 | 0.21249 | 0.21623 | 0.35563 |  | 0.17511 | 0.14397 | 0.094094 | 0.072701 | 0.076543
4410 | 2004-07-02 | 18:00 | 0.064319 | 0.094061 | 0.12157 | 0.15493 | 0.24164 | 0.25752 | 0.34879 |  | 0.13605 | 0.17097 | 0.093231 | 0.06184 | 0.058202
4411 | 2004-07-02 | 19:00 | 0.078551 | 0.19535 | 0.14048 | 0.21027 | 0.30393 | 0.2225 | 0.25867 |  | 0.093979 | 0.19352 | 0.11099 | 0.054161 | 0.040094
4412 | 2004-07-02 | 20:00 | 0.10803 | 0.12181 | 0.1412 | 0.21961 | 0.34862 | 0.1665 | 0.23133 |  | 0.16819 | 0.20919 | 0.11278 | 0.053263 | 0.029171
4413 | 2004-07-02 | 21:00 | 0.14966 | 0.12785 | 0.13485 | 0.2182 | 0.36416 | 0.12348 | 0.21587 |  | 0.22465 | 0.20552 | 0.11407 | 0.072205 | 0.032335
4414 | 2004-07-02 | 22:00 | 0.18885 | 0.10271 | 0.14625 | 0.29042 | 0.33893 | 0.080039 | 0.18833 |  | 0.20088 | 0.19713 | 0.14328 | 0.10222 | 0.046485
4415 | 2004-07-02 | 23:00 | 0.22062 | 0.10306 | 0.14111 | 0.39844 | 0.31375 | 0.085992 | 0.20192 |  | 0.15877 | 0.22637 | 0.18743 | 0.10188 | 0.065404
4416 | 2004-07-03 | 00:00 | 0.24303 | 0.19866 | 0.17001 | 0.51102 | 0.29795 | 0.11741 | 0.25506 |  | 0.069658 | 0.27629 | 0.21819 | 0.10498 | 0.078469
4417 | 2004-07-03 | 01:00 | 0.29229 | 0.18558 | 0.22669 | 0.537 | 0.27642 | 0.14961 | 0.31713 |  | 0.074776 | 0.28603 | 0.21994 | 0.11598 | 0.091365
4418 | 2004-07-03 | 02:00 | 0.37512 | 0.24256 | 0.22457 | 0.51814 | 0.27409 | 0.14286 | 0.30519 |  | 0.089214 | 0.25278 | 0.27141 | 0.11833 | 0.099015
4419 | 2004-07-03 | 03:00 | 0.44768 | 0.30447 | 0.22259 | 0.50705 | 0.29587 | 0.13194 | 0.30162 |  | 0.10952 | 0.24525 | 0.27421 | 0.10915 | 0.12348
4420 | 2004-07-03 | 04:00 | 0.46499 | 0.39857 | 0.236 | 0.52998 | 0.33225 | 0.15448 | 0.32801 |  | 0.099094 | 0.24594 | 0.23889 | 0.13259 | 0.22307
4421 | 2004-07-03 | 05:00 | 0.41876 | 0.29788 | 0.24357 | 0.52899 | 0.3294 | 0.18833 | 0.37496 |  | 0.12234 | 0.25933 | 0.2284 | 0.15051 | 0.43369
4422 | 2004-07-03 | 06:00 | 0.36433 | 0.34871 | 0.26409 | 0.48217 | 0.29328 | 0.15915 | 0.35163 |  | 0.12217 | 0.2711 | 0.2158 | 0.14188 | 0.5541
4423 | 2004-07-03 | 07:00 | 0.36447 | 0.36236 | 0.27201 | 0.46319 | 0.24465 | 0.12857 | 0.33099 |  | 0.11597 | 0.31357 | 0.21909 | 0.12421 | 0.55888
4424 | 2004-07-03 | 08:00 | 0.37734 | 0.45798 | 0.28643 | 0.48044 | 0.21559 | 0.10556 | 0.30429 |  | 0.093987 | 0.34336 | 0.20662 | 0.10157 | 0.50971
4425 | 2004-07-03 | 09:00 | 0.40753 | 0.43817 | 0.31656 | 0.50235 | 0.19434 | 0.068311 | 0.24133 |  | 0.06897 | 0.34687 | 0.20175 | 0.090059 | 0.46687
4426 | 2004-07-03 | 10:00 | 0.40593 | 0.49634 | 0.29506 | 0.49995 | 0.17908 | 0.050157 | 0.16688 |  | 0.051512 | 0.34246 | 0.16173 | 0.087257 | 0.4686
4427 | 2004-07-03 | 11:00 | 0.32788 | 0.49788 | 0.18258 | 0.47275 | 0.14217 | 0.03724 | 0.069033 |  | 0.041574 | 0.34624 | 0.13208 | 0.10249 | 0.47764
4428 | 2004-07-03 | 12:00 | 0.21531 | 0.50072 | 0.11826 | 0.34834 | 0.10246 | 0.019842 | 0.071545 |  | 0.036528 | 0.33317 | 0.11989 | 0.11698 | 0.48105
4429 | 2004-07-03 | 13:00 | 0.19073 | 0.43481 | 0.09053 | 0.24867 | 0.082397 | 0.013908 | 0.068161 |  | 0.040654 | 0.24958 | 0.10863 | 0.12856 | 0.44274
4430 | 2004-07-03 | 14:00 | 0.2245 | 0.43242 | 0.067073 | 0.25269 | 0.060656 | 0.01159 | 0.089818 |  | 0.052618 | 0.21696 | 0.10529 | 0.14487 | 0.41359
4431 | 2004-07-03 | 15:00 | 0.25608 | 0.43195 | 0.05902 | 0.26862 | 0.048236 | 0.017563 | 0.1407 |  | 0.072212 | 0.21892 | 0.1161 | 0.14208 | 0.39072
4432 | 2004-07-03 | 16:00 | 0.31572 | 0.37562 | 0.054818 | 0.3341 | 0.052262 | 0.021262 | 0.16964 |  | 0.07354 | 0.23522 | 0.10755 | 0.085167 | 0.36626
4433 | 2004-07-03 | 17:00 | 0.37772 | 0.35964 | 0.06554 | 0.44114 | 0.058496 | 0.022587 | 0.16914 |  | 0.10304 | 0.26454 | 0.082203 | 0.076764 | 0.28954
4434 | 2004-07-03 | 18:00 | 0.41067 | 0.43904 | 0.079866 | 0.5189 | 0.064517 | 0.020846 | 0.14901 |  | 0.17404 | 0.30099 | 0.07193 | 0.083547 | 0.16001
4435 | 2004-07-03 | 19:00 | 0.40744 | 0.47914 | 0.083566 | 0.56382 | 0.07551 | 0.022249 | 0.14317 |  | 0.1764 | 0.32297 | 0.07444 | 0.090731 | 0.064834
4436 | 2004-07-03 | 20:00 | 0.49516 | 0.49275 | 0.12095 | 0.54868 | 0.10186 | 0.038759 | 0.12333 |  | 0.1842 | 0.31383 | 0.084017 | 0.097929 | 0.038805
4437 | 2004-07-03 | 21:00 | 0.548 | 0.52582 | 0.17372 | 0.54393 | 0.14622 | 0.058835 | 0.10202 |  | 0.18489 | 0.30227 | 0.099433 | 0.10385 | 0.03865
4438 | 2004-07-03 | 22:00 | 0.59918 | 0.55649 | 0.19168 | 0.51679 | 0.16957 | 0.071093 | 0.10159 |  | 0.17838 | 0.32331 | 0.11938 | 0.11593 | 0.058412
4439 | 2004-07-03 | 23:00 | 0.60355 | 0.55774 | 0.20599 | 0.50906 | 0.18218 | 0.094228 | 0.1039 |  | 0.17035 | 0.33397 | 0.14048 | 0.1263 | 0.075989
4440 | 2004-07-04 | 00:00 | 0.65134 | 0.56886 | 0.19732 | 0.50076 | 0.21446 | 0.096027 | 0.10825 |  | 0.15386 | 0.39298 | 0.14725 | 0.14536 | 0.078686
4441 | 2004-07-04 | 01:00 | 0.67605 | 0.57492 | 0.24566 | 0.57365 | 0.20924 | 0.15665 | 0.10841 |  | 0.16058 | 0.44412 | 0.1831 | 0.17242 | 0.087045
4442 | 2004-07-04 | 02:00 | 0.66715 | 0.4621 | 0.27865 | 0.57377 | 0.22867 | 0.20427 | 0.12193 |  | 0.19539 | 0.47031 | 0.21101 | 0.18288 | 0.10589
4443 | 2004-07-04 | 03:00 | 0.66895 | 0.35973 | 0.29074 | 0.56259 | 0.22751 | 0.24074 | 0.13114 |  | 0.21914 | 0.4992 | 0.24442 | 0.17526 | 0.13402
4444 | 2004-07-04 | 04:00 | 0.68632 | 0.61544 | 0.27961 | 0.55462 | 0.18607 | 0.2666 | 0.12457 |  | 0.24076 | 0.56161 | 0.2421 | 0.19234 | 0.2376
4445 | 2004-07-04 | 05:00 | 0.64004 | 0.52469 | 0.28241 | 0.56793 | 0.20705 | 0.28817 | 0.11551 |  | 0.23186 | 0.60808 | 0.18591 | 0.20143 | 0.38276
4446 | 2004-07-04 | 06:00 | 0.60153 | 0.39091 | 0.30038 | 0.50862 | 0.21173 | 0.38538 | 0.096186 |  | 0.19837 | 0.63637 | 0.17029 | 0.21263 | 0.47084
4447 | 2004-07-04 | 07:00 | 0.60089 | 0.308 | 0.29026 | 0.44224 | 0.20238 | 0.44924 | 0.076487 |  | 0.19249 | 0.66092 | 0.17195 | 0.23925 | 0.50726
4448 | 2004-07-04 | 08:00 | 0.56844 | 0.31309 | 0.26512 | 0.46436 | 0.17976 | 0.48847 | 0.053356 |  | 0.18 | 0.67357 | 0.17183 | 0.26606 | 0.47486
4449 | 2004-07-04 | 09:00 | 0.51646 | 0.35118 | 0.23291 | 0.48099 | 0.19157 | 0.50203 | 0.043093 |  | 0.17263 | 0.65066 | 0.18403 | 0.26989 | 0.43913
4450 | 2004-07-04 | 10:00 | 0.47346 | 0.40832 | 0.21886 | 0.45142 | 0.1634 | 0.48082 | 0.053449 |  | 0.1838 | 0.55753 | 0.15516 | 0.2682 | 0.39775
4451 | 2004-07-04 | 11:00 | 0.40229 | 0.38057 | 0.13817 | 0.40864 | 0.15768 | 0.38269 | 0.045307 |  | 0.15102 | 0.49164 | 0.12698 | 0.3082 | 0.36501
4452 | 2004-07-04 | 12:00 | 0.34116 | 0.31832 | 0.10953 | 0.33332 | 0.1508 | 0.27235 | 0.037153 |  | 0.10377 | 0.44488 | 0.11074 | 0.32997 | 0.32543
4453 | 2004-07-04 | 13:00 | 0.3478 | 0.30122 | 0.12781 | 0.33448 | 0.13777 | 0.23686 | 0.037864 |  | 0.079771 | 0.30321 | 0.10498 | 0.3218 | 0.27496
4454 | 2004-07-04 | 14:00 | 0.42034 | 0.098057 | 0.16114 | 0.33282 | 0.13586 | 0.25957 | 0.044101 |  | 0.092329 | 0.22843 | 0.10264 | 0.32043 | 0.21582
4455 | 2004-07-04 | 15:00 | 0.58435 | 0.023543 | 0.17815 | 0.41437 | 0.118 | 0.28281 | 0.045522 |  | 0.11371 | 0.21054 | 0.10065 | 0.29074 | 0.15309
4456 | 2004-07-04 | 16:00 | 0.65793 | 0.047565 | 0.25012 | 0.47293 | 0.11277 | 0.27989 | 0.042894 |  | 0.1515 | 0.20929 | 0.088879 | 0.2331 | 0.10604
4457 | 2004-07-04 | 17:00 | 0.66048 | 0.049249 | 0.27955 | 0.50633 | 0.14227 | 0.30009 | 0.045184 |  | 0.19293 | 0.21633 | 0.069902 | 0.17168 | 0.07192
4458 | 2004-07-04 | 18:00 | 0.6898 | 0 | 0.29947 | 0.52635 | 0.19654 | 0.39327 | 0.056446 |  | 0.19613 | 0.25814 | 0.063311 | 0.15568 | 0.036018
4459 | 2004-07-04 | 19:00 | 0.70134 | 0.01712 | 0.39545 | 0.57237 | 0.2379 | 0.51356 | 0.081885 |  | 0.17556 | 0.31757 | 0.059358 | 0.15951 | 0.009953
4460 | 2004-07-04 | 20:00 | 0.6521 | 0.066876 | 0.45152 | 0.54006 | 0.21897 | 0.56145 | 0.10928 |  | 0.21137 | 0.37075 | 0.070139 | 0.19737 | 0.006745
4461 | 2004-07-04 | 21:00 | 0.58654 | 0.24115 | 0.4692 | 0.42315 | 0.22654 | 0.62573 | 0.14279 |  | 0.14816 | 0.42149 | 0.075364 | 0.25676 | 0.01075
4462 | 2004-07-04 | 22:00 | 0.5633 | 0.54879 | 0.55333 | 0.32571 | 0.25165 | 0.60163 | 0.20295 |  | 0.1708 | 0.41974 | 0.1068 | 0.28877 | 0.013153
4463 | 2004-07-04 | 23:00 | 0.52563 | 0.53648 | 0.62257 | 0.26902 | 0.25865 | 0.57281 | 0.2907 |  | 0.14272 | 0.40797 | 0.12644 | 0.29375 | 0.014644
4464 | 2004-07-05 | 00:00 | 0.53364 | 0.54056 | 0.6063 | 0.30071 | 0.26178 | 0.56825 | 0.38346 |  | 0.12573 | 0.45722 | 0.14042 | 0.25153 | 0.022269
4465 | 2004-07-05 | 01:00 | 0.54598 | 0.54482 | 0.55877 | 0.30896 | 0.28926 | 0.60181 | 0.40352 |  | 0.2406 | 0.53697 | 0.11749 | 0.26365 | 0.046099
4466 | 2004-07-05 | 02:00 | 0.53934 | 0.51682 | 0.45876 | 0.32119 | 0.32404 | 0.63505 | 0.4358 |  | 0.3192 | 0.54821 | 0.13536 | 0.30368 | 0.11285
4467 | 2004-07-05 | 03:00 | 0.48516 | 0.48569 | 0.4102 | 0.31775 | 0.35011 | 0.66657 | 0.42038 |  | 0.33563 | 0.55313 | 0.1586 | 0.28584 | 0.17857
4468 | 2004-07-05 | 04:00 | 0.45131 | 0.46893 | 0.45011 | 0.32077 | 0.39842 | 0.70033 | 0.4602 |  | 0.36424 | 0.55258 | 0.16737 | 0.33724 | 0.21318
4469 | 2004-07-05 | 05:00 | 0.46021 | 0.53514 | 0.43967 | 0.32073 | 0.44734 | 0.73985 | 0.47083 |  | 0.41178 | 0.50863 | 0.16678 | 0.35935 | 0.33859
4470 | 2004-07-05 | 06:00 | 0.38565 | 0.52922 | 0.41342 | 0.34924 | 0.41317 | 0.6546 | 0.44836 |  | 0.46045 | 0.50578 | 0.19248 | 0.40382 | 0.51419
4471 | 2004-07-05 | 07:00 | 0.33217 | 0.29526 | 0.33993 | 0.31855 | 0.3346 | 0.62545 | 0.41586 |  | 0.45192 | 0.50972 | 0.18812 | 0.429 | 0.55907
4472 | 2004-07-05 | 08:00 | 0.3325 | 0.19422 | 0.30912 | 0.28317 | 0.33075 | 0.63753 | 0.39189 |  | 0.37848 | 0.56193 | 0.20903 | 0.42732 | 0.5241
4473 | 2004-07-05 | 09:00 | 0.28703 | 0.29972 | 0.24964 | 0.2743 | 0.27621 | 0.59936 | 0.39418 |  | 0.34187 | 0.567 | 0.19795 | 0.38023 | 0.43799
4474 | 2004-07-05 | 10:00 | 0.18567 | 0.23254 | 0.13281 | 0.24371 | 0.23163 | 0.56459 | 0.3538 |  | 0.2946 | 0.55691 | 0.20297 | 0.33403 | 0.33435
4475 | 2004-07-05 | 11:00 | 0.12948 | 0.1868 | 0.071953 | 0.18518 | 0.19616 | 0.51713 | 0.25755 |  | 0.21443 | 0.55194 | 0.19963 | 0.31344 | 0.27772
4476 | 2004-07-05 | 12:00 | 0.10285 | 0.12478 | 0.079251 | 0.10871 | 0.16822 | 0.52365 | 0.33342 |  | 0.11403 | 0.49898 | 0.22095 | 0.30139 | 0.24381
4477 | 2004-07-05 | 13:00 | 0.078991 | 0.074077 | 0.08904 | 0.03813 | 0.15808 | 0.52973 | 0.34812 |  | 0.081803 | 0.39328 | 0.24109 | 0.29805 | 0.21635
4478 | 2004-07-05 | 14:00 | 0.084341 | 0.077251 | 0.11774 | 0.0196 | 0.12984 | 0.54571 | 0.32952 |  | 0.11561 | 0.30416 | 0.25363 | 0.31425 | 0.16055
4479 | 2004-07-05 | 15:00 | 0.11097 | 0.080053 | 0.17936 | 0.021647 | 0.12623 | 0.5985 | 0.29176 |  | 0.16919 | 0.25988 | 0.23361 | 0.27926 | 0.13796
4480 | 2004-07-05 | 16:00 | 0.14235 | 0.10732 | 0.2543 | 0.019589 | 0.14203 | 0.63342 | 0.28252 |  | 0.21034 | 0.24312 | 0.22261 | 0.21758 | 0.11295
4481 | 2004-07-05 | 17:00 | 0.16059 | 0.12724 | 0.29993 | 0.026396 | 0.16196 | 0.69398 | 0.27816 |  | 0.30396 | 0.24445 | 0.21476 | 0.20912 | 0.077022
4482 | 2004-07-05 | 18:00 | 0.14989 | 0.26139 | 0.3026 | 0.043672 | 0.18544 | 0.70546 | 0.32957 |  | 0.32838 | 0.23542 | 0.21208 | 0.19082 | 0.02965
4483 | 2004-07-05 | 19:00 | 0.12069 | 0.33617 | 0.28168 | 0.066504 | 0.21325 | 0.68992 | 0.37302 |  | 0.32566 | 0.241 | 0.2129 | 0.16882 | 0.009064
4484 | 2004-07-05 | 20:00 | 0.09478 | 0.32393 | 0.32783 | 0.11134 | 0.24559 | 0.63916 | 0.39074 |  | 0.36394 | 0.27194 | 0.20304 | 0.16251 | 0.007686
4485 | 2004-07-05 | 21:00 | 0.090477 | 0.28839 | 0.37286 | 0.18747 | 0.2922 | 0.63047 | 0.38348 |  | 0.41147 | 0.28463 | 0.19018 | 0.16027 | 0.013927
4486 | 2004-07-05 | 22:00 | 0.10257 | 0.29474 | 0.37117 | 0.33387 | 0.33571 | 0.63837 | 0.32709 |  | 0.42944 | 0.28378 | 0.18441 | 0.16132 | 0.024739
4487 | 2004-07-05 | 23:00 | 0.11714 | 0.36073 | 0.44691 | 0.40669 | 0.33741 | 0.60568 | 0.29533 |  | 0.38126 | 0.29437 | 0.17641 | 0.14375 | 0.03343
4488 | 2004-07-06 | 00:00 | 0.15746 | 0.32496 | 0.53241 | 0.42604 | 0.37406 | 0.61468 | 0.3149 |  | 0.28766 | 0.31199 | 0.16799 | 0.13682 | 0.04659
4489 | 2004-07-06 | 01:00 | 0.1602 | 0.29592 | 0.54703 | 0.37842 | 0.39863 | 0.58665 | 0.31406 |  | 0.29604 | 0.34681 | 0.15046 | 0.15477 | 0.056266
4490 | 2004-07-06 | 02:00 | 0.19397 | 0.29663 | 0.50379 | 0.40456 | 0.38481 | 0.52448 | 0.28049 |  | 0.29288 | 0.38782 | 0.1279 | 0.14015 | 0.057704
4491 | 2004-07-06 | 03:00 | 0.23017 | 0.32121 | 0.42382 | 0.47399 | 0.36891 | 0.41472 | 0.27623 |  | 0.23688 | 0.43764 | 0.11257 | 0.16179 | 0.057352
4492 | 2004-07-06 | 04:00 | 0.29044 | 0.34165 | 0.4081 | 0.52744 | 0.32618 | 0.37924 | 0.2707 |  | 0.24296 | 0.45043 | 0.09559 | 0.20265 | 0.091921
4493 | 2004-07-06 | 05:00 | 0.30755 | 0.43262 | 0.402 | 0.5143 | 0.26163 | 0.34129 | 0.23933 |  | 0.2541 | 0.48931 | 0.082877 | 0.22182 | 0.21298
4494 | 2004-07-06 | 06:00 | 0.37242 | 0.5607 | 0.40642 | 0.48502 | 0.22462 | 0.31257 | 0.23995 |  | 0.30472 | 0.53846 | 0.074857 | 0.21716 | 0.38504
4495 | 2004-07-06 | 07:00 | 0.3916 | 0.42452 | 0.40671 | 0.46579 | 0.17302 | 0.25213 | 0.26965 |  | 0.30004 | 0.59615 | 0.065971 | 0.22447 | 0.43027
4496 | 2004-07-06 | 08:00 | 0.40097 | 0.40942 | 0.38201 | 0.5004 | 0.15774 | 0.2308 | 0.28479 |  | 0.27452 | 0.58333 | 0.05621 | 0.20435 | 0.42303
4497 | 2004-07-06 | 09:00 | 0.39828 | 0.39044 | 0.3045 | 0.50196 | 0.16484 | 0.2171 | 0.31639 |  | 0.24611 | 0.51905 | 0.050103 | 0.19334 | 0.38594
4498 | 2004-07-06 | 10:00 | 0.36293 | 0.39059 | 0.23542 | 0.44275 | 0.1609 | 0.13178 | 0.26539 |  | 0.24244 | 0.44372 | 0.042956 | 0.17641 | 0.34457
4499 | 2004-07-06 | 11:00 | 0.25718 | 0.38047 | 0.12375 | 0.40397 | 0.14561 | 0.058537 | 0.19276 |  | 0.17727 | 0.34353 | 0.042253 | 0.17332 | 0.32212
4500 | 2004-07-06 | 12:00 | 0.20363 | 0.27113 | 0.042646 | 0.34029 | 0.13888 | 0.038966 | 0.16713 |  | 0.15432 | 0.2635 | 0.040056 | 0.15007 | 0.27489
4501 | 2004-07-06 | 13:00 | 0.20161 | 0.22527 | 0.051842 | 0.32819 | 0.16058 | 0.030257 | 0.15087 |  | 0.1215 | 0.19734 | 0.039553 | 0.15527 | 0.21438
4502 | 2004-07-06 | 14:00 | 0.20052 | 0.12054 | 0.10048 | 0.32482 | 0.16969 | 0.058314 | 0.19336 |  | 0.12374 | 0.18425 | 0.042192 | 0.15371 | 0.15414
4503 | 2004-07-06 | 15:00 | 0.2244 | 0.058349 | 0.16811 | 0.30727 | 0.19703 | 0.10275 | 0.25182 |  | 0.14801 | 0.17708 | 0.047195 | 0.12912 | 0.11853
4504 | 2004-07-06 | 16:00 | 0.28218 | 0.17398 | 0.22418 | 0.2272 | 0.26248 | 0.13372 | 0.27106 |  | 0.15636 | 0.13872 | 0.048256 | 0.1003 | 0.095027
4505 | 2004-07-06 | 17:00 | 0.3682 | 0.24425 | 0.22639 | 0.23509 | 0.31476 | 0.13079 | 0.24057 |  | 0.16301 | 0.14019 | 0.043626 | 0.087955 | 0.071778
4506 | 2004-07-06 | 18:00 | 0.41869 | 0.25893 | 0.21227 | 0.30574 | 0.34028 | 0.10299 | 0.17387 |  | 0.17734 | 0.13571 | 0.039156 | 0.071729 | 0.042099
4507 | 2004-07-06 | 19:00 | 0.43736 | 0.3028 | 0.2027 | 0.38845 | 0.36057 | 0.068449 | 0.11677 |  | 0.12092 | 0.12563 | 0.044368 | 0.057987 | 0.017539
4508 | 2004-07-06 | 20:00 | 0.44015 | 0.38899 | 0.17501 | 0.48166 | 0.39126 | 0.049296 | 0.091813 |  | 0.13769 | 0.13055 | 0.058321 | 0.05205 | 0.015236
4509 | 2004-07-06 | 21:00 | 0.50684 | 0.39031 | 0.1536 | 0.47776 | 0.39255 | 0.037194 | 0.089603 |  | 0.14004 | 0.1497 | 0.076471 | 0.050305 | 0.025354
4510 | 2004-07-06 | 22:00 | 0.50784 | 0.39651 | 0.09055 | 0.43687 | 0.38548 | 0.029689 | 0.090394 |  | 0.1096 | 0.16011 | 0.094314 | 0.051117 | 0.037444
4511 | 2004-07-06 | 23:00 | 0.46541 | 0.34412 | 0.059962 | 0.31871 | 0.36897 | 0.055869 | 0.1183 |  | 0.12472 | 0.15411 | 0.11102 | 0.058761 | 0.042694
4512 | 2004-07-07 | 00:00 | 0.45244 | 0.27243 | 0.10752 | 0.25431 | 0.35091 | 0.076107 | 0.16241 |  | 0.096368 | 0.16426 | 0.12754 | 0.061665 | 0.047418
4513 | 2004-07-07 | 01:00 | 0.45251 | 0.31428 | 0.12333 | 0.21143 | 0.31801 | 0.11911 | 0.17915 |  | 0.13111 | 0.15968 | 0.1468 | 0.066624 | 0.055029
4514 | 2004-07-07 | 02:00 | 0.3996 | 0.31908 | 0.10396 | 0.26048 | 0.29956 | 0.15205 | 0.15945 |  | 0.22436 | 0.15946 | 0.16364 | 0.085919 | 0.069814
4515 | 2004-07-07 | 03:00 | 0.35293 | 0.35108 | 0.097459 | 0.28936 | 0.28745 | 0.20918 | 0.13407 |  | 0.295 | 0.19068 | 0.17 | 0.15255 | 0.10739
4516 | 2004-07-07 | 04:00 | 0.34384 | 0.39828 | 0.13603 | 0.32969 | 0.26887 | 0.35384 | 0.088313 |  | 0.32145 | 0.21745 | 0.1647 | 0.18712 | 0.19126
4517 | 2004-07-07 | 05:00 | 0.3627 | 0.39025 | 0.15229 | 0.34475 | 0.2605 | 0.37615 | 0.054984 |  | 0.43503 | 0.22276 | 0.16834 | 0.22018 | 0.31303
4518 | 2004-07-07 | 06:00 | 0.32086 | 0.29641 | 0.1684 | 0.35509 | 0.26682 | 0.33343 | 0.042315 |  | 0.39082 | 0.24123 | 0.18087 | 0.21696 | 0.4502
4519 | 2004-07-07 | 07:00 | 0.25674 | 0.43503 | 0.22012 | 0.38049 | 0.2827 | 0.28591 | 0.040579 |  | 0.29883 | 0.25882 | 0.19309 | 0.20853 | 0.52122
4520 | 2004-07-07 | 08:00 | 0.27198 | 0.42474 | 0.24787 | 0.38239 | 0.28875 | 0.288 | 0.042724 |  | 0.30141 | 0.25481 | 0.20207 | 0.17073 | 0.52673
4521 | 2004-07-07 | 09:00 | 0.28051 | 0.44171 | 0.25769 | 0.38405 | 0.30398 | 0.30821 | 0.044641 |  | 0.34884 | 0.23697 | 0.21242 | 0.17506 | 0.5104
4522 | 2004-07-07 | 10:00 | 0.23789 | 0.43685 | 0.21099 | 0.38435 | 0.32473 | 0.26884 | 0.040946 |  | 0.31959 | 0.23322 | 0.23355 | 0.17653 | 0.45222
4523 | 2004-07-07 | 11:00 | 0.16368 | 0.4702 | 0.13755 | 0.33019 | 0.3177 | 0.16539 | 0.027213 |  | 0.20736 | 0.30313 | 0.23883 | 0.17465 | 0.37243
4524 | 2004-07-07 | 12:00 | 0.12102 | 0.38805 | 0.067126 | 0.26111 | 0.29673 | 0.075955 | 0.023325 |  | 0.15844 | 0.36969 | 0.24991 | 0.18553 | 0.29989
4525 | 2004-07-07 | 13:00 | 0.16278 | 0.32849 | 0.032485 | 0.17963 | 0.22959 | 0.057292 | 0.024879 |  | 0.10836 | 0.26919 | 0.26955 | 0.19004 | 0.2643
4526 | 2004-07-07 | 14:00 | 0.26587 | 0.23668 | 0.055127 | 0.16914 | 0.18595 | 0.087276 | 0.025388 |  | 0.10954 | 0.21589 | 0.29275 | 0.18782 | 0.24684
4527 | 2004-07-07 | 15:00 | 0.36181 | 0.14528 | 0.13018 | 0.21396 | 0.19451 | 0.12455 | 0.025046 |  | 0.10564 | 0.21976 | 0.30796 | 0.17377 | 0.23626
4528 | 2004-07-07 | 16:00 | 0.45753 | 0.12274 | 0.19274 | 0.28555 | 0.20696 | 0.12418 | 0.026898 |  | 0.13968 | 0.26579 | 0.30078 | 0.20321 | 0.22352
4529 | 2004-07-07 | 17:00 | 0.52548 | 0.22719 | 0.26324 | 0.40017 | 0.20567 | 0.14294 | 0.030043 |  | 0.19337 | 0.3025 | 0.26614 | 0.21567 | 0.19002
4530 | 2004-07-07 | 18:00 | 0.57973 | 0.23718 | 0.29356 | 0.49747 | 0.21593 | 0.19437 | 0.035001 |  | 0.23977 | 0.37654 | 0.25503 | 0.207 | 0.14162
4531 | 2004-07-07 | 19:00 | 0.59003 | 0.22047 | 0.38281 | 0.51238 | 0.2115 | 0.29186 | 0.054852 |  | 0.3254 | 0.47745 | 0.27226 | 0.1906 | 0.093914
4532 | 2004-07-07 | 20:00 | 0.5324 | 0.19313 | 0.41918 | 0.47294 | 0.21206 | 0.38501 | 0.08909 |  | 0.33192 | 0.51343 | 0.29604 | 0.18364 | 0.069326
4533 | 2004-07-07 | 21:00 | 0.50129 | 0.25118 | 0.3938 | 0.41126 | 0.21617 | 0.45325 | 0.12862 |  | 0.30252 | 0.47436 | 0.32918 | 0.18975 | 0.076208
4534 | 2004-07-07 | 22:00 | 0.45594 | 0.26726 | 0.435 | 0.34459 | 0.21624 | 0.3755 | 0.17149 |  | 0.22508 | 0.44383 | 0.37913 | 0.21707 | 0.11389
4535 | 2004-07-07 | 23:00 | 0.38275 | 0.3161 | 0.42068 | 0.26537 | 0.2248 | 0.38565 | 0.2638 |  | 0.18726 | 0.41544 | 0.4171 | 0.24462 | 0.17261
4536 | 2004-07-08 | 00:00 | 0.42859 | 0.45045 | 0.33514 | 0.20475 | 0.25955 | 0.31112 | 0.31489 |  | 0.25926 | 0.43387 | 0.45424 | 0.20979 | 0.26298
4537 | 2004-07-08 | 01:00 | 0.37412 | 0.45414 | 0.28683 | 0.15235 | 0.29153 | 0.28636 | 0.34586 |  | 0.34842 | 0.51848 | 0.40738 | 0.20173 | 0.42014
4538 | 2004-07-08 | 02:00 | 0.3463 | 0.47862 | 0.29421 | 0.13883 | 0.30782 | 0.31834 | 0.35281 |  | 0.40241 | 0.5583 | 0.45644 | 0.23109 | 0.62006
4539 | 2004-07-08 | 03:00 | 0.32733 | 0.50921 | 0.30071 | 0.11706 | 0.34042 | 0.37864 | 0.35365 |  | 0.41932 | 0.59865 | 0.59498 | 0.30103 | 0.72623
4540 | 2004-07-08 | 04:00 | 0.29666 | 0.59597 | 0.32325 | 0.13834 | 0.42211 | 0.39992 | 0.35048 |  | 0.41224 | 0.63979 | 0.6576 | 0.32714 | 0.69133
4541 | 2004-07-08 | 05:00 | 0.26254 | 0.71266 | 0.25014 | 0.16194 | 0.44466 | 0.41738 | 0.35645 |  | 0.36318 | 0.62315 | 0.58829 | 0.34334 | 0.67352
4542 | 2004-07-08 | 06:00 | 0.2403 | 0.76921 | 0.18242 | 0.16371 | 0.42274 | 0.37108 | 0.3605 |  | 0.31793 | 0.61803 | 0.55811 | 0.31278 | 0.6456
4543 | 2004-07-08 | 07:00 | 0.20145 | 0.74956 | 0.14149 | 0.15917 | 0.43689 | 0.31093 | 0.37345 |  | 0.28158 | 0.61333 | 0.5387 | 0.2795 | 0.63829
4544 | 2004-07-08 | 08:00 | 0.19515 | 0.65791 | 0.095252 | 0.15717 | 0.4467 | 0.25782 | 0.37559 |  | 0.18959 | 0.64555 | 0.50284 | 0.25319 | 0.59068
4545 | 2004-07-08 | 09:00 | 0.21631 | 0.5524 | 0.078005 | 0.1478 | 0.4479 | 0.22361 | 0.36151 |  | 0.14175 | 0.6812 | 0.52542 | 0.24156 | 0.51621
4546 | 2004-07-08 | 10:00 | 0.17008 | 0.48459 | 0.054556 | 0.13618 | 0.42694 | 0.19434 | 0.32212 |  | 0.13753 | 0.64463 | 0.53798 | 0.1971 | 0.47202
4547 | 2004-07-08 | 11:00 | 0.10998 | 0.41339 | 0.016515 | 0.11467 | 0.36396 | 0.11489 | 0.25538 |  | 0.10844 | 0.60794 | 0.51777 | 0.16658 | 0.41781
4548 | 2004-07-08 | 12:00 | 0.086937 | 0.37239 | 0.015056 | 0.092086 | 0.29157 | 0.1147 | 0.2623 |  | 0.047033 | 0.55597 | 0.51805 | 0.17924 | 0.40999
4549 | 2004-07-08 | 13:00 | 0.13482 | 0.31863 | 0.042481 | 0.070629 | 0.26603 | 0.12564 | 0.23359 |  | 0.039144 | 0.53308 | 0.4923 | 0.2059 | 0.39879
4550 | 2004-07-08 | 14:00 | 0.28048 | 0.20261 | 0.084524 | 0.056432 | 0.25273 | 0.1468 | 0.23968 |  | 0.059116 | 0.47451 | 0.4962 | 0.2109 | 0.3532
4551 | 2004-07-08 | 15:00 | 0.34796 | 0.11776 | 0.14387 | 0.048925 | 0.23691 | 0.20182 | 0.24428 |  | 0.11496 | 0.41447 | 0.52539 | 0.1771 | 0.29759
4552 | 2004-07-08 | 16:00 | 0.36061 | 0.10901 | 0.20255 | 0.054471 | 0.24144 | 0.31889 | 0.22354 |  | 0.13466 | 0.37905 | 0.47041 | 0.13955 | 0.23078
4553 | 2004-07-08 | 17:00 | 0.38984 | 0.16856 | 0.2435 | 0.054572 | 0.26029 | 0.51127 | 0.22475 |  | 0.12136 | 0.36052 | 0.41852 | 0.1396 | 0.18059
4554 | 2004-07-08 | 18:00 | 0.38835 | 0.25867 | 0.28731 | 0.045551 | 0.27225 | 0.55578 | 0.23034 |  | 0.13976 | 0.40007 | 0.42653 | 0.1172 | 0.13944
4555 | 2004-07-08 | 19:00 | 0.33592 | 0.28222 | 0.28771 | 0.032426 | 0.29806 | 0.59674 | 0.22369 |  | 0.15434 | 0.44636 | 0.42638 | 0.1161 | 0.14432
4556 | 2004-07-08 | 20:00 | 0.28931 | 0.28807 | 0.32228 | 0.023968 | 0.31499 | 0.5766 | 0.20952 |  | 0.18972 | 0.4646 | 0.40281 | 0.12957 | 0.14789
4557 | 2004-07-08 | 21:00 | 0.25763 | 0.33569 | 0.32606 | 0.02245 | 0.29412 | 0.58404 | 0.2239 |  | 0.22192 | 0.4931 | 0.40685 | 0.15269 | 0.18057
4558 | 2004-07-08 | 22:00 | 0.20833 | 0.38071 | 0.28975 | 0.023915 | 0.2733 | 0.54021 | 0.22889 |  | 0.18035 | 0.5214 | 0.43295 | 0.17335 | 0.21472
4559 | 2004-07-08 | 23:00 | 0.15538 | 0.4294 | 0.24895 | 0.031141 | 0.2636 | 0.5048 | 0.22232 |  | 0.2066 | 0.55829 | 0.44134 | 0.18442 | 0.28866
4560 | 2004-07-09 | 00:00 | 0.16703 | 0.48009 | 0.21193 | 0.037044 | 0.31068 | 0.45248 | 0.2294 |  | 0.21553 | 0.61113 | 0.43066 | 0.21568 | 0.35997
4561 | 2004-07-09 | 01:00 | 0.16765 | 0.50025 | 0.24467 | 0.042311 | 0.31888 | 0.40223 | 0.23935 |  | 0.21191 | 0.6644 | 0.40812 | 0.25309 | 0.40703
4562 | 2004-07-09 | 02:00 | 0.16908 | 0.45008 | 0.23557 | 0.07884 | 0.32044 | 0.38933 | 0.18957 |  | 0.19228 | 0.67282 | 0.36428 | 0.3078 | 0.44172
4563 | 2004-07-09 | 03:00 | 0.12035 | 0.40251 | 0.21835 | 0.09887 | 0.36359 | 0.3861 | 0.13711 |  | 0.21762 | 0.70815 | 0.34203 | 0.30713 | 0.47203
4564 | 2004-07-09 | 04:00 | 0.097408 | 0.32425 | 0.22661 | 0.12944 | 0.40972 | 0.38157 | 0.1339 |  | 0.24616 | 0.75572 | 0.28313 | 0.19506 | 0.46095
4565 | 2004-07-09 | 05:00 | 0.095102 | 0.32471 | 0.22792 | 0.15329 | 0.39264 | 0.35531 | 0.13178 |  | 0.25926 | 0.76196 | 0.22685 | 0.13998 | 0.43
4566 | 2004-07-09 | 06:00 | 0.095337 | 0.35727 | 0.17781 | 0.15492 | 0.37409 | 0.34247 | 0.14309 |  | 0.26121 | 0.76274 | 0.20891 | 0.13443 | 0.45144
4567 | 2004-07-09 | 07:00 | 0.10173 | 0.37879 | 0.18535 | 0.17738 | 0.35685 | 0.35485 | 0.1722 |  | 0.21575 | 0.75442 | 0.18125 | 0.10986 | 0.4971
4568 | 2004-07-09 | 08:00 | 0.11447 | 0.3268 | 0.18761 | 0.23875 | 0.35377 | 0.36391 | 0.18408 |  | 0.17379 | 0.74363 | 0.1746 | 0.10203 | 0.51077
4569 | 2004-07-09 | 09:00 | 0.11504 | 0.35816 | 0.15045 | 0.30735 | 0.34573 | 0.31585 | 0.20821 |  | 0.1376 | 0.72318 | 0.19093 | 0.097165 | 0.45364
4570 | 2004-07-09 | 10:00 | 0.10676 | 0.35029 | 0.12629 | 0.33739 | 0.33338 | 0.26465 | 0.20357 |  | 0.094061 | 0.68511 | 0.19665 | 0.081162 | 0.40385
4571 | 2004-07-09 | 11:00 | 0.09466 | 0.35416 | 0.097558 | 0.30305 | 0.31441 | 0.21949 | 0.13173 |  | 0.055798 | 0.65287 | 0.20483 | 0.077239 | 0.37098
4572 | 2004-07-09 | 12:00 | 0.07413 | 0.33812 | 0.1311 | 0.2304 | 0.28226 | 0.20351 | 0.098826 |  | 0.033354 | 0.59756 | 0.22124 | 0.083125 | 0.32403
4573 | 2004-07-09 | 13:00 | 0.074564 | 0.27859 | 0.175 | 0.15853 | 0.22493 | 0.20613 | 0.11051 |  | 0.031422 | 0.45825 | 0.23349 | 0.089643 | 0.30777
4574 | 2004-07-09 | 14:00 | 0.074391 | 0.14979 | 0.22193 | 0.13786 | 0.18901 | 0.25864 | 0.14 |  | 0.060509 | 0.37763 | 0.23948 | 0.084448 | 0.24849
4575 | 2004-07-09 | 15:00 | 0.067924 | 0.058619 | 0.26581 | 0.1024 | 0.1765 | 0.32415 | 0.19426 |  | 0.16795 | 0.33296 | 0.22491 | 0.066768 | 0.19189
4576 | 2004-07-09 | 16:00 | 0.065941 | 0.065243 | 0.29342 | 0.10414 | 0.12957 | 0.36866 | 0.27013 |  | 0.10926 | 0.3023 | 0.19035 | 0.037929 | 0.171
4577 | 2004-07-09 | 17:00 | 0.064256 | 0.14777 | 0.28524 | 0.15266 | 0.11384 | 0.38205 | 0.31378 |  | 0.13635 | 0.28258 | 0.16902 | 0.034085 | 0.12558
4578 | 2004-07-09 | 18:00 | 0.077255 | 0.18664 | 0.30403 | 0.25932 | 0.096303 | 0.37808 | 0.32325 |  | 0.16368 | 0.32617 | 0.19086 | 0.033063 | 0.084949
4579 | 2004-07-09 | 19:00 | 0.091792 | 0.19801 | 0.29206 | 0.25727 | 0.086048 | 0.38801 | 0.32497 |  | 0.19111 | 0.43446 | 0.2037 | 0.038105 | 0.073754
4580 | 2004-07-09 | 20:00 | 0.1324 | 0.24162 | 0.24445 | 0.2838 | 0.093848 | 0.36151 | 0.32688 |  | 0.15951 | 0.51129 | 0.19971 | 0.044784 | 0.076924
4581 | 2004-07-09 | 21:00 | 0.14855 | 0.24736 | 0.2102 | 0.28734 | 0.11377 | 0.35225 | 0.33589 |  | 0.14753 | 0.55827 | 0.25184 | 0.052917 | 0.10325
4582 | 2004-07-09 | 22:00 | 0.21621 | 0.32257 | 0.20775 | 0.26764 | 0.12852 | 0.3188 | 0.3643 |  | 0.12105 | 0.59139 | 0.26247 | 0.070489 | 0.14619
4583 | 2004-07-09 | 23:00 | 0.26622 | 0.33751 | 0.19539 | 0.29259 | 0.14432 | 0.30471 | 0.41143 |  | 0.12801 | 0.5981 | 0.26176 | 0.10954 | 0.21944
4584 | 2004-07-10 | 00:00 | 0.2555 | 0.3482 | 0.24229 | 0.29394 | 0.16119 | 0.31932 | 0.45519 |  | 0.12869 | 0.63306 | 0.26354 | 0.16437 | 0.23555
4585 | 2004-07-10 | 01:00 | 0.25976 | 0.46401 | 0.27138 | 0.16276 | 0.2145 | 0.32786 | 0.44154 |  | 0.19167 | 0.59098 | 0.27004 | 0.21793 | 0.25247
4586 | 2004-07-10 | 02:00 | 0.28068 | 0.52056 | 0.27209 | 0.13697 | 0.24412 | 0.35202 | 0.44292 |  | 0.21136 | 0.54203 | 0.24245 | 0.21897 | 0.25228
4587 | 2004-07-10 | 03:00 | 0.30874 | 0.57569 | 0.25751 | 0.15215 | 0.28471 | 0.3273 | 0.43782 |  | 0.19432 | 0.57942 | 0.20405 | 0.20838 | 0.2455
4588 | 2004-07-10 | 04:00 | 0.38075 | 0.53715 | 0.21475 | 0.14138 | 0.34928 | 0.31619 | 0.38739 |  | 0.2013 | 0.63452 | 0.19119 | 0.25324 | 0.25199
4589 | 2004-07-10 | 05:00 | 0.32919 | 0.49325 | 0.1485 | 0.16655 | 0.39442 | 0.34524 | 0.39681 |  | 0.22799 | 0.71487 | 0.19277 | 0.27458 | 0.23205
4590 | 2004-07-10 | 06:00 | 0.24813 | 0.51899 | 0.12698 | 0.16055 | 0.41434 | 0.33034 | 0.39848 |  | 0.25949 | 0.7071 | 0.20808 | 0.26955 | 0.2214
4591 | 2004-07-10 | 07:00 | 0.20282 | 0.48315 | 0.12163 | 0.14131 | 0.41765 | 0.24907 | 0.32271 |  | 0.22345 | 0.6786 | 0.16806 | 0.22138 | 0.22803
4592 | 2004-07-10 | 08:00 | 0.16533 | 0.42725 | 0.1179 | 0.14182 | 0.37731 | 0.17661 | 0.26791 |  | 0.18281 | 0.66373 | 0.16668 | 0.24145 | 0.23887
4593 | 2004-07-10 | 09:00 | 0.17187 | 0.45818 | 0.10999 | 0.12622 | 0.34101 | 0.12926 | 0.2508 |  | 0.17158 | 0.59588 | 0.16766 | 0.27286 | 0.24121
4594 | 2004-07-10 | 10:00 | 0.18496 | 0.41153 | 0.1032 | 0.10011 | 0.34294 | 0.08411 | 0.18505 |  | 0.14181 | 0.51631 | 0.16609 | 0.26075 | 0.20737
4595 | 2004-07-10 | 11:00 | 0.17291 | 0.34861 | 0.066017 | 0.097984 | 0.37292 | 0.037778 | 0.10125 |  | 0.096938 | 0.44881 | 0.16986 | 0.23416 | 0.18238
4596 | 2004-07-10 | 12:00 | 0.11921 | 0.21499 | 0.062898 | 0.092777 | 0.35857 | 0.049038 | 0.088212 |  | 0.057434 | 0.39431 | 0.18532 | 0.2108 | 0.13908
4597 | 2004-07-10 | 13:00 | 0.11093 | 0.17014 | 0.058128 | 0.059172 | 0.32259 | 0.057238 | 0.081682 |  | 0.05127 | 0.29096 | 0.18386 | 0.20961 | 0.11402
4598 | 2004-07-10 | 14:00 | 0.12034 | 0.094086 | 0.061142 | 0.054336 | 0.29722 | 0.076452 | 0.097351 |  | 0.07277 | 0.24107 | 0.18701 | 0.1804 | 0.095864
4599 | 2004-07-10 | 15:00 | 0.15065 | 0.056755 | 0.070185 | 0.070691 | 0.25509 | 0.082358 | 0.12564 |  | 0.089067 | 0.23703 | 0.17417 | 0.14618 | 0.076
4600 | 2004-07-10 | 16:00 | 0.17789 | 0.034794 | 0.082084 | 0.099085 | 0.24945 | 0.075115 | 0.13664 |  | 0.12362 | 0.22731 | 0.1586 | 0.1113 | 0.060322
4601 | 2004-07-10 | 17:00 | 0.18404 | 0.031177 | 0.090078 | 0.1389 | 0.26172 | 0.083079 | 0.15316 |  | 0.1468 | 0.25216 | 0.13514 | 0.10523 | 0.049326
4602 | 2004-07-10 | 18:00 | 0.15055 | 0.039944 | 0.079827 | 0.13897 | 0.29969 | 0.089063 | 0.14263 |  | 0.19028 | 0.34408 | 0.12224 | 0.092187 | 0.038134
4603 | 2004-07-10 | 19:00 | 0.10984 | 0.050755 | 0.083781 | 0.08056 | 0.35941 | 0.08146 | 0.12638 |  | 0.16561 | 0.47501 | 0.097188 | 0.071276 | 0.039428
4604 | 2004-07-10 | 20:00 | 0.085643 | 0.077979 | 0.099857 | 0.049966 | 0.38904 | 0.078865 | 0.11755 |  | 0.1191 | 0.55749 | 0.086601 | 0.063294 | 0.05334
4605 | 2004-07-10 | 21:00 | 0.068016 | 0.15649 | 0.12479 | 0.044346 | 0.40302 | 0.072454 | 0.095696 |  | 0.11137 | 0.54892 | 0.090925 | 0.063087 | 0.068331
4606 | 2004-07-10 | 22:00 | 0.06671 | 0.23947 | 0.12243 | 0.035915 | 0.44195 | 0.065755 | 0.090169 |  | 0.11092 | 0.5292 | 0.11691 | 0.06922 | 0.077654
4607 | 2004-07-10 | 23:00 | 0.082008 | 0.20866 | 0.1344 | 0.040021 | 0.51032 | 0.072726 | 0.077213 |  | 0.11146 | 0.54256 | 0.13339 | 0.083078 | 0.089262
4608 | 2004-07-11 | 00:00 | 0.10117 | 0.21123 | 0.1863 | 0.053772 | 0.57173 | 0.14479 | 0.14113 |  | 0.13653 | 0.55554 | 0.13604 | 0.12637 | 0.10916
4609 | 2004-07-11 | 01:00 | 0.14081 | 0.21364 | 0.21085 | 0.095239 | 0.58064 | 0.20451 | 0.16579 |  | 0.13018 | 0.60146 | 0.11648 | 0.24334 | 0.14308
4610 | 2004-07-11 | 02:00 | 0.14922 | 0.24059 | 0.16818 | 0.14558 | 0.59542 | 0.20963 | 0.18558 |  | 0.11365 | 0.63107 | 0.12514 | 0.30456 | 0.23171
4611 | 2004-07-11 | 03:00 | 0.14966 | 0.27131 | 0.14053 | 0.1491 | 0.59001 | 0.21464 | 0.19416 |  | 0.11231 | 0.65399 | 0.16565 | 0.31047 | 0.28815
4612 | 2004-07-11 | 04:00 | 0.12193 | 0.17422 | 0.13094 | 0.17637 | 0.58838 | 0.20279 | 0.1614 |  | 0.14481 | 0.7087 | 0.18154 | 0.3418 | 0.29899
4613 | 2004-07-11 | 05:00 | 0.10041 | 0.19384 | 0.13622 | 0.20888 | 0.59212 | 0.15932 | 0.1397 |  | 0.14877 | 0.71889 | 0.19233 | 0.36045 | 0.30523
4614 | 2004-07-11 | 06:00 | 0.089995 | 0.25459 | 0.10653 | 0.18833 | 0.60718 | 0.095463 | 0.13784 |  | 0.12658 | 0.72114 | 0.21982 | 0.27008 | 0.30306
4615 | 2004-07-11 | 07:00 | 0.097249 | 0.2979 | 0.079862 | 0.18261 | 0.58109 | 0.053204 | 0.12028 |  | 0.11737 | 0.74345 | 0.25199 | 0.22695 | 0.27817
4616 | 2004-07-11 | 08:00 | 0.10659 | 0.38302 | 0.055552 | 0.17807 | 0.5448 | 0.022108 | 0.12162 |  | 0.13778 | 0.74894 | 0.23576 | 0.256 | 0.23014
4617 | 2004-07-11 | 09:00 | 0.11983 | 0.46053 | 0.067989 | 0.17016 | 0.48171 | 0.005652 | 0.1191 |  | 0.12571 | 0.68934 | 0.23666 | 0.23323 | 0.21958
4618 | 2004-07-11 | 10:00 | 0.10878 | 0.36283 | 0.07973 | 0.21674 | 0.41104 | 0.002832 | 0.079584 |  | 0.10178 | 0.6039 | 0.24375 | 0.21074 | 0.20103
4619 | 2004-07-11 | 11:00 | 0.092249 | 0.23937 | 0.056231 | 0.27853 | 0.33825 | 0.000513 | 0.030097 |  | 0.050467 | 0.52326 | 0.25755 | 0.18927 | 0.13163
4620 | 2004-07-11 | 12:00 | 0.075438 | 0.1849 | 0.032298 | 0.26022 | 0.26799 | 0.000282 | 0.020546 |  | 0.052286 | 0.44098 | 0.28338 | 0.14565 | 0.074664
4621 | 2004-07-11 | 13:00 | 0.058903 | 0.11662 | 0.038024 | 0.14456 | 0.23105 | 0.000657 | 0.024295 |  | 0.042953 | 0.35744 | 0.27839 | 0.12684 | 0.032098
4622 | 2004-07-11 | 14:00 | 0.064923 | 0.11105 | 0.038522 | 0.087248 | 0.19981 | 0.003266 | 0.043519 |  | 0.037414 | 0.30837 | 0.24167 | 0.10768 | 0.015639
4623 | 2004-07-11 | 15:00 | 0.078414 | 0.10262 | 0.044901 | 0.086873 | 0.17276 | 0.005261 | 0.043285 |  | 0.058879 | 0.32158 | 0.23394 | 0.086566 | 0.006434
4624 | 2004-07-11 | 16:00 | 0.066486 | 0.17853 | 0.06063 | 0.095952 | 0.16052 | 0.009346 | 0.038479 |  | 0.15292 | 0.35388 | 0.2126 | 0.064496 | 0.003058
4625 | 2004-07-11 | 17:00 | 0.072261 | 0.15158 | 0.074193 | 0.11519 | 0.13434 | 0.021145 | 0.044152 |  | 0.19123 | 0.40449 | 0.18186 | 0.062734 | 0.00317
4626 | 2004-07-11 | 18:00 | 0.0734 | 0.082522 | 0.098382 | 0.13134 | 0.132 | 0.02362 | 0.049804 |  | 0.15456 | 0.45544 | 0.19344 | 0.05216 | 0.004673
4627 | 2004-07-11 | 19:00 | 0.0681 | 0.091483 | 0.090902 | 0.16669 | 0.13415 | 0.027039 | 0.047726 |  | 0.11603 | 0.49214 | 0.17773 | 0.047535 | 0.003611
4628 | 2004-07-11 | 20:00 | 0.090556 | 0.085928 | 0.10626 | 0.19251 | 0.14547 | 0.019626 | 0.052755 |  | 0.16774 | 0.515 | 0.18673 | 0.045915 | 0.008164
4629 | 2004-07-11 | 21:00 | 0.10829 | 0.14784 | 0.15768 | 0.2067 | 0.14219 | 0.021633 | 0.049017 |  | 0.195 | 0.52467 | 0.19735 | 0.058478 | 0.017076
4630 | 2004-07-11 | 22:00 | 0.14168 | 0.11835 | 0.1586 | 0.24812 | 0.16174 | 0.026672 | 0.045632 |  | 0.14062 | 0.54867 | 0.21626 | 0.084048 | 0.028408
4631 | 2004-07-11 | 23:00 | 0.16165 | 0.12275 | 0.15431 | 0.37767 | 0.18905 | 0.045422 | 0.057872 |  | 0.095785 | 0.52395 | 0.23067 | 0.13613 | 0.053355
4632 | 2004-07-12 | 00:00 | 0.21786 | 0.14451 | 0.11299 | 0.42508 | 0.20801 | 0.066202 | 0.096171 |  | 0.083388 | 0.52453 | 0.23779 | 0.16753 | 0.077203
4633 | 2004-07-12 | 01:00 | 0.28077 | 0.15854 | 0.14905 | 0.38235 | 0.22731 | 0.11179 | 0.12239 |  | 0.080585 | 0.56564 | 0.23317 | 0.17287 | 0.09022
4634 | 2004-07-12 | 02:00 | 0.28586 | 0.20571 | 0.15303 | 0.39204 | 0.24524 | 0.15622 | 0.12205 |  | 0.090004 | 0.59253 | 0.19908 | 0.19981 | 0.10346
4635 | 2004-07-12 | 03:00 | 0.36288 | 0.27146 | 0.1577 | 0.4459 | 0.29207 | 0.16957 | 0.12097 |  | 0.14911 | 0.60816 | 0.22467 | 0.22115 | 0.11131
4636 | 2004-07-12 | 04:00 | 0.38926 | 0.2651 | 0.17853 | 0.36456 | 0.35857 | 0.25508 | 0.12659 |  | 0.15692 | 0.66774 | 0.20991 | 0.23925 | 0.13517
4637 | 2004-07-12 | 05:00 | 0.33897 | 0.22976 | 0.2068 | 0.33064 | 0.36595 | 0.3449 | 0.1528 |  | 0.14294 | 0.67916 | 0.21513 | 0.26139 | 0.18336
4638 | 2004-07-12 | 06:00 | 0.28545 | 0.25871 | 0.25586 | 0.30827 | 0.36625 | 0.39372 | 0.16886 |  | 0.1481 | 0.63301 | 0.22074 | 0.24677 | 0.19989
4639 | 2004-07-12 | 07:00 | 0.23366 | 0.27053 | 0.28217 | 0.2656 | 0.39552 | 0.44505 | 0.14458 |  | 0.17856 | 0.63869 | 0.19352 | 0.24387 | 0.18536
4640 | 2004-07-12 | 08:00 | 0.21102 | 0.29881 | 0.29197 | 0.24207 | 0.44199 | 0.4549 | 0.12339 |  | 0.14349 | 0.6386 | 0.1667 | 0.21003 | 0.15339
4641 | 2004-07-12 | 09:00 | 0.19644 | 0.34339 | 0.28815 | 0.22152 | 0.38435 | 0.43204 | 0.10874 |  | 0.11738 | 0.63098 | 0.17214 | 0.1866 | 0.12158
4642 | 2004-07-12 | 10:00 | 0.1454 | 0.32699 | 0.26775 | 0.20302 | 0.31384 | 0.40651 | 0.074342 |  | 0.10483 | 0.62267 | 0.20749 | 0.16427 | 0.10152
4643 | 2004-07-12 | 11:00 | 0.11792 | 0.30708 | 0.20744 | 0.16296 | 0.20294 | 0.2744 | 0.042267 |  | 0.090422 | 0.57025 | 0.20255 | 0.14098 | 0.090545
4644 | 2004-07-12 | 12:00 | 0.083702 | 0.34699 | 0.21386 | 0.12384 | 0.15429 | 0.19015 | 0.036532 |  | 0.059915 | 0.5311 | 0.19592 | 0.12551 | 0.080408
4645 | 2004-07-12 | 13:00 | 0.1322 | 0.32278 | 0.22316 | 0.079129 | 0.11611 | 0.1565 | 0.039118 |  | 0.042936 | 0.51351 | 0.1899 | 0.12016 | 0.070729
4646 | 2004-07-12 | 14:00 | 0.19794 | 0.25418 | 0.21982 | 0.075651 | 0.10623 | 0.14462 | 0.045179 |  | 0.049882 | 0.43361 | 0.18782 | 0.11323 | 0.061042
4647 | 2004-07-12 | 15:00 | 0.25201 | 0.18179 | 0.17 | 0.095279 | 0.10134 | 0.1518 | 0.051559 |  | 0.0684 | 0.35293 | 0.18353 | 0.077144 | 0.051192
4648 | 2004-07-12 | 16:00 | 0.32358 | 0.17241 | 0.19878 | 0.10479 | 0.10856 | 0.15216 | 0.045965 |  | 0.10069 | 0.298 | 0.1463 | 0.0558 | 0.04407
4649 | 2004-07-12 | 17:00 | 0.40172 | 0.26161 | 0.2818 | 0.12061 | 0.14171 | 0.11826 | 0.065777 |  | 0.19431 | 0.24349 | 0.12452 | 0.043912 | 0.04034
4650 | 2004-07-12 | 18:00 | 0.42973 | 0.29918 | 0.33404 | 0.14884 | 0.1482 | 0.14973 | 0.098059 |  | 0.20337 | 0.23405 | 0.11943 | 0.031718 | 0.032501
4651 | 2004-07-12 | 19:00 | 0.31921 | 0.30439 | 0.3849 | 0.15874 | 0.17246 | 0.13249 | 0.1189 |  | 0.16867 | 0.22241 | 0.11255 | 0.025643 | 0.023773
4652 | 2004-07-12 | 20:00 | 0.18113 | 0.32088 | 0.44107 | 0.14488 | 0.18318 | 0.18338 | 0.15124 |  | 0.12278 | 0.20291 | 0.11518 | 0.0286 | 0.033736
4653 | 2004-07-12 | 21:00 | 0.11873 | 0.23449 | 0.46568 | 0.10586 | 0.17662 | 0.20958 | 0.16758 |  | 0.18493 | 0.18075 | 0.1248 | 0.035602 | 0.058915
4654 | 2004-07-12 | 22:00 | 0.085225 | 0.11816 | 0.47804 | 0.077033 | 0.19146 | 0.25125 | 0.22265 |  | 0.17931 | 0.17058 | 0.13197 | 0.046218 | 0.083036
4655 | 2004-07-12 | 23:00 | 0.07502 | 0.15818 | 0.43641 | 0.056839 | 0.20572 | 0.30845 | 0.32275 |  | 0.15338 | 0.17729 | 0.13174 | 0.062235 | 0.11362
4656 | 2004-07-13 | 00:00 | 0.13351 | 0.17576 | 0.30191 | 0.05482 | 0.246 | 0.3428 | 0.33377 |  | 0.21792 | 0.21542 | 0.12645 | 0.10013 | 0.13228
4657 | 2004-07-13 | 01:00 | 0.16515 | 0.18904 | 0.25444 | 0.072743 | 0.23128 | 0.39287 | 0.36304 |  | 0.28804 | 0.33223 | 0.12659 | 0.12147 | 0.14389
4658 | 2004-07-13 | 02:00 | 0.1655 | 0.33089 | 0.24535 | 0.10971 | 0.2283 | 0.39964 | 0.3883 |  | 0.32297 | 0.42511 | 0.12166 | 0.15119 | 0.14711
4659 | 2004-07-13 | 03:00 | 0.13004 | 0.48889 | 0.22239 | 0.14476 | 0.22183 | 0.33563 | 0.33435 |  | 0.28379 | 0.47421 | 0.10469 | 0.19575 | 0.16783
4660 | 2004-07-13 | 04:00 | 0.13134 | 0.43069 | 0.221 | 0.1514 | 0.22729 | 0.27916 | 0.29843 |  | 0.31154 | 0.54114 | 0.087132 | 0.19853 | 0.20798
4661 | 2004-07-13 | 05:00 | 0.12305 | 0.40153 | 0.16873 | 0.16618 | 0.25159 | 0.25175 | 0.28486 |  | 0.32643 | 0.56659 | 0.088666 | 0.17197 | 0.29584
4662 | 2004-07-13 | 06:00 | 0.11364 | 0.50079 | 0.14407 | 0.18275 | 0.28389 | 0.23794 | 0.28241 |  | 0.32243 | 0.58097 | 0.095426 | 0.18252 | 0.38682
4663 | 2004-07-13 | 07:00 | 0.097103 | 0.42794 | 0.12501 | 0.19455 | 0.28354 | 0.19534 | 0.27927 |  | 0.3446 | 0.53975 | 0.092046 | 0.19404 | 0.42032
4664 | 2004-07-13 | 08:00 | 0.085429 | 0.43938 | 0.11263 | 0.20657 | 0.30189 | 0.15116 | 0.3181 |  | 0.3246 | 0.45727 | 0.09464 | 0.19414 | 0.35856
4665 | 2004-07-13 | 09:00 | 0.10117 | 0.39447 | 0.093938 | 0.18082 | 0.30331 | 0.1533 | 0.34574 |  | 0.32953 | 0.42655 | 0.097742 | 0.20136 | 0.28396
4666 | 2004-07-13 | 10:00 | 0.11031 | 0.32874 | 0.082849 | 0.11126 | 0.27367 | 0.12773 | 0.30622 |  | 0.17401 | 0.40856 | 0.099439 | 0.20278 | 0.24073
4667 | 2004-07-13 | 11:00 | 0.08908 | 0.27196 | 0.054494 | 0.058959 | 0.24205 | 0.10711 | 0.22162 |  | 0.1574 | 0.34038 | 0.10151 | 0.1792 | 0.23046
4668 | 2004-07-13 | 12:00 | 0.037222 | 0.23108 | 0.036373 | 0.040408 | 0.23234 | 0.067872 | 0.17311 |  | 0.12465 | 0.28026 | 0.11142 | 0.135 | 0.21564
4669 | 2004-07-13 | 13:00 | 0.018846 | 0.25212 | 0.029041 | 0.056561 | 0.1951 | 0.055003 | 0.21322 |  | 0.11782 | 0.22097 | 0.13123 | 0.10561 | 0.22508
4670 | 2004-07-13 | 14:00 | 0.01957 | 0.16958 | 0.036331 | 0.11817 | 0.16685 | 0.045838 | 0.25246 |  | 0.11154 | 0.13759 | 0.16217 | 0.088383 | 0.21273
4671 | 2004-07-13 | 15:00 | 0.047633 | 0.1042 | 0.064655 | 0.22751 | 0.16993 | 0.031191 | 0.20044 |  | 0.12902 | 0.096663 | 0.14272 | 0.046817 | 0.17033
4672 | 2004-07-13 | 16:00 | 0.10574 | 0.088549 | 0.094539 | 0.40212 | 0.18892 | 0.02736 | 0.17035 |  | 0.18588 | 0.083912 | 0.14491 | 0.023639 | 0.11741
4673 | 2004-07-13 | 17:00 | 0.19122 | 0.17532 | 0.079309 | 0.54416 | 0.21856 | 0.032998 | 0.16653 |  | 0.19085 | 0.073943 | 0.10836 | 0.012697 | 0.082422
4674 | 2004-07-13 | 18:00 | 0.28504 | 0.13483 | 0.097813 | 0.59268 | 0.26941 | 0.042267 | 0.15755 |  | 0.15121 | 0.088544 | 0.091099 | 0.016399 | 0.05579
4675 | 2004-07-13 | 19:00 | 0.25716 | 0.18 | 0.096646 | 0.50604 | 0.30183 | 0.071758 | 0.19311 |  | 0.12086 | 0.09158 | 0.093085 | 0.021912 | 0.051128
4676 | 2004-07-13 | 20:00 | 0.23789 | 0.18348 | 0.08091 | 0.34225 | 0.31456 | 0.073483 | 0.25277 |  | 0.15123 | 0.096726 | 0.11092 | 0.030798 | 0.06134
4677 | 2004-07-13 | 21:00 | 0.33337 | 0.28953 | 0.082897 | 0.28446 | 0.31762 | 0.077529 | 0.30878 |  | 0.18153 | 0.11868 | 0.13152 | 0.05006 | 0.086129
4678 | 2004-07-13 | 22:00 | 0.40455 | 0.29076 | 0.074448 | 0.34389 | 0.35406 | 0.080627 | 0.32157 |  | 0.29565 | 0.12426 | 0.16062 | 0.054142 | 0.10765
4679 | 2004-07-13 | 23:00 | 0.4421 | 0.31695 | 0.10457 | 0.45759 | 0.37729 | 0.084881 | 0.35699 |  | 0.28065 | 0.13736 | 0.1593 | 0.083059 | 0.11934
4680 | 2004-07-14 | 00:00 | 0.4816 | 0.38023 | 0.16207 | 0.57377 | 0.39132 | 0.097079 | 0.37037 |  | 0.16125 | 0.15556 | 0.1486 | 0.11569 | 0.14285
4681 | 2004-07-14 | 01:00 | 0.50385 | 0.43088 | 0.21097 | 0.51807 | 0.38792 | 0.10999 | 0.37737 |  | 0.28503 | 0.22305 | 0.092717 | 0.22651 | 0.18704
4682 | 2004-07-14 | 02:00 | 0.46671 | 0.41815 | 0.22616 | 0.57556 | 0.38075 | 0.10666 | 0.31269 |  | 0.27831 | 0.29099 | 0.048287 | 0.29025 | 0.35632
4683 | 2004-07-14 | 03:00 | 0.46516 | 0.40581 | 0.17857 | 0.69197 | 0.34032 | 0.12348 | 0.23424 |  | 0.36839 | 0.36492 | 0.072429 | 0.30924 | 0.5329
4684 | 2004-07-14 | 04:00 | 0.54085 | 0.53137 | 0.12912 | 0.73383 | 0.33447 | 0.14235 | 0.20896 |  | 0.45679 | 0.45043 | 0.10542 | 0.30247 | 0.52095
4685 | 2004-07-14 | 05:00 | 0.58088 | 0.5953 | 0.13007 | 0.75923 | 0.3486 | 0.26602 | 0.19341 |  | 0.41081 | 0.51378 | 0.13158 | 0.28874 | 0.56471
4686 | 2004-07-14 | 06:00 | 0.57525 | 0.61292 | 0.16903 | 0.7322 | 0.31722 | 0.32706 | 0.19356 |  | 0.45978 | 0.54455 | 0.16913 | 0.30817 | 0.65594
4687 | 2004-07-14 | 07:00 | 0.5425 | 0.46293 | 0.22022 | 0.67784 | 0.33088 | 0.35417 | 0.23243 |  | 0.4312 | 0.5056 | 0.17534 | 0.30698 | 0.6547
4688 | 2004-07-14 | 08:00 | 0.59931 | 0.48417 | 0.24383 | 0.6659 | 0.36984 | 0.44977 | 0.26582 |  | 0.36852 | 0.45092 | 0.17268 | 0.30424 | 0.63023
4689 | 2004-07-14 | 09:00 | 0.62603 | 0.48074 | 0.22663 | 0.671 | 0.38035 | 0.47426 | 0.27326 |  | 0.28658 | 0.39748 | 0.16721 | 0.28868 | 0.54471
4690 | 2004-07-14 | 10:00 | 0.60351 | 0.42453 | 0.21369 | 0.62813 | 0.37504 | 0.41648 | 0.30362 |  | 0.23212 | 0.3371 | 0.16888 | 0.2519 | 0.45999
4691 | 2004-07-14 | 11:00 | 0.56174 | 0.33364 | 0.16446 | 0.55541 | 0.32272 | 0.30708 | 0.26512 |  | 0.21798 | 0.30294 | 0.16287 | 0.20388 | 0.38517
4692 | 2004-07-14 | 12:00 | 0.54943 | 0.44386 | 0.15437 | 0.46344 | 0.26248 | 0.28787 | 0.20812 |  | 0.25164 | 0.2335 | 0.15495 | 0.18133 | 0.32215
4693 | 2004-07-14 | 13:00 | 0.47877 | 0.48083 | 0.1543 | 0.33716 | 0.17985 | 0.33253 | 0.17169 |  | 0.27841 | 0.13651 | 0.15263 | 0.16918 | 0.24041
4694 | 2004-07-14 | 14:00 | 0.50759 | 0.39292 | 0.2089 | 0.30875 | 0.14841 | 0.3885 | 0.14459 |  | 0.19778 | 0.088835 | 0.15448 | 0.15257 | 0.17926
4695 | 2004-07-14 | 15:00 | 0.64882 | 0.31057 | 0.27803 | 0.3681 | 0.13266 | 0.49426 | 0.15146 |  | 0.25818 | 0.086152 | 0.16341 | 0.097523 | 0.17492
4696 | 2004-07-14 | 16:00 | 0.76691 | 0.19815 | 0.28733 | 0.50935 | 0.13126 | 0.49833 | 0.16166 |  | 0.42137 | 0.08949 | 0.15212 | 0.061919 | 0.16105
4697 | 2004-07-14 | 17:00 | 0.79385 | 0.15487 | 0.30997 | 0.56769 | 0.13467 | 0.55548 | 0.16851 |  | 0.43323 | 0.091409 | 0.12007 | 0.039737 | 0.12717
4698 | 2004-07-14 | 18:00 | 0.76823 | 0.097024 | 0.31662 | 0.49568 | 0.13617 | 0.61966 | 0.18305 |  | 0.39639 | 0.11428 | 0.087771 | 0.03624 | 0.071387
4699 | 2004-07-14 | 19:00 | 0.72645 | 0.045633 | 0.38758 | 0.39603 | 0.13323 | 0.64628 | 0.2757 |  | 0.48913 | 0.13021 | 0.082092 | 0.04119 | 0.044293
4700 | 2004-07-14 | 20:00 | 0.69464 | 0.03351 | 0.45666 | 0.37082 | 0.11457 | 0.61913 | 0.34393 |  | 0.53381 | 0.13485 | 0.087514 | 0.043761 | 0.037628
4701 | 2004-07-14 | 21:00 | 0.64171 | 0.061469 | 0.41409 | 0.39314 | 0.097844 | 0.60864 | 0.37713 |  | 0.50304 | 0.13827 | 0.090216 | 0.049489 | 0.067194
4702 | 2004-07-14 | 22:00 | 0.59664 | 0.020654 | 0.3687 | 0.35945 | 0.10165 | 0.61646 | 0.44514 |  | 0.50111 | 0.14198 | 0.099274 | 0.061004 | 0.13748
4703 | 2004-07-14 | 23:00 | 0.56814 | 0.029487 | 0.30999 | 0.25007 | 0.12612 | 0.54472 | 0.43889 |  | 0.5533 | 0.16256 | 0.10628 | 0.066193 | 0.21638
4704 | 2004-07-15 | 00:00 | 0.5496 | 0.088789 | 0.27079 | 0.17913 | 0.14072 | 0.49084 | 0.40751 |  | 0.58156 | 0.20506 | 0.11895 | 0.086598 | 0.28268
4705 | 2004-07-15 | 01:00 | 0.51476 | 0.14244 | 0.35797 | 0.204 | 0.16257 | 0.40431 | 0.4057 |  | 0.58462 | 0.26428 | 0.11446 | 0.11218 | 0.28802
4706 | 2004-07-15 | 02:00 | 0.50271 | 0.25637 | 0.43316 | 0.22108 | 0.18296 | 0.41956 | 0.37884 |  | 0.57802 | 0.32871 | 0.12859 | 0.15149 | 0.2964
4707 | 2004-07-15 | 03:00 | 0.49258 | 0.42786 | 0.45746 | 0.21447 | 0.20808 | 0.47531 | 0.36103 |  | 0.59708 | 0.38098 | 0.14534 | 0.20469 | 0.31803
4708 | 2004-07-15 | 04:00 | 0.48304 | 0.42392 | 0.45809 | 0.20496 | 0.23007 | 0.51865 | 0.34851 |  | 0.57203 | 0.42245 | 0.15861 | 0.2842 | 0.36604
4709 | 2004-07-15 | 05:00 | 0.44618 | 0.49429 | 0.41687 | 0.18659 | 0.27207 | 0.4344 | 0.28219 |  | 0.47738 | 0.45222 | 0.17 | 0.27219 | 0.388
4710 | 2004-07-15 | 06:00 | 0.44172 | 0.61024 | 0.37721 | 0.20646 | 0.28632 | 0.41282 | 0.28674 |  | 0.33933 | 0.50581 | 0.17099 | 0.23812 | 0.39787
4711 | 2004-07-15 | 07:00 | 0.41469 | 0.72401 | 0.3973 | 0.29831 | 0.2824 | 0.38678 | 0.29458 |  | 0.32006 | 0.48896 | 0.16929 | 0.19922 | 0.33205
4712 | 2004-07-15 | 08:00 | 0.40123 | 0.7697 | 0.39983 | 0.32346 | 0.28555 | 0.39618 | 0.30556 |  | 0.28949 | 0.4511 | 0.15745 | 0.17975 | 0.27994
4713 | 2004-07-15 | 09:00 | 0.33896 | 0.83288 | 0.36075 | 0.27031 | 0.27992 | 0.41803 | 0.27316 |  | 0.2795 | 0.4312 | 0.15236 | 0.13607 | 0.23808
4714 | 2004-07-15 | 10:00 | 0.28408 | 0.79354 | 0.29428 | 0.15404 | 0.31719 | 0.38374 | 0.16558 |  | 0.24995 | 0.3616 | 0.15878 | 0.11093 | 0.18669
4715 | 2004-07-15 | 11:00 | 0.23543 | 0.72186 | 0.22631 | 0.051591 | 0.34626 | 0.38386 | 0.10669 |  | 0.16905 | 0.3299 | 0.16656 | 0.10586 | 0.15938
4716 | 2004-07-15 | 12:00 | 0.1907 | 0.72865 | 0.20202 | 0.020138 | 0.3517 | 0.37397 | 0.10164 |  | 0.097868 | 0.28558 | 0.16074 | 0.098157 | 0.1342
4717 | 2004-07-15 | 13:00 | 0.2022 | 0.61162 | 0.22219 | 0.01141 | 0.26293 | 0.34847 | 0.10485 |  | 0.072987 | 0.2202 | 0.17376 | 0.080104 | 0.12612
4718 | 2004-07-15 | 14:00 | 0.24324 | 0.32793 | 0.25887 | 0.007641 | 0.19339 | 0.38882 | 0.11523 |  | 0.073348 | 0.13383 | 0.18249 | 0.066564 | 0.101
4719 | 2004-07-15 | 15:00 | 0.30721 | 0.13236 | 0.29892 | 0.002576 | 0.1605 | 0.53036 | 0.1436 |  | 0.12505 | 0.087279 | 0.17578 | 0.04551 | 0.084889
4720 | 2004-07-15 | 16:00 | 0.39108 | 0.090014 | 0.3279 | 0.006732 | 0.17375 | 0.59028 | 0.16067 |  | 0.21303 | 0.077762 | 0.16498 | 0.022043 | 0.082629
4721 | 2004-07-15 | 17:00 | 0.39343 | 0.12092 | 0.37343 | 0.018159 | 0.21934 | 0.61092 | 0.1668 |  | 0.26837 | 0.079383 | 0.1534 | 0.014435 | 0.057353
4722 | 2004-07-15 | 18:00 | 0.40403 | 0.20971 | 0.40529 | 0.034731 | 0.25068 | 0.64844 | 0.16945 |  | 0.30971 | 0.092051 | 0.11954 | 0.006317 | 0.026156
4723 | 2004-07-15 | 19:00 | 0.41781 | 0.29126 | 0.40824 | 0.066582 | 0.29101 | 0.62652 | 0.20181 |  | 0.31779 | 0.11366 | 0.083783 | 0.005723 | 0.009704
4724 | 2004-07-15 | 20:00 | 0.37628 | 0.27454 | 0.39379 | 0.11851 | 0.37694 | 0.60086 | 0.20941 |  | 0.27842 | 0.11965 | 0.060071 | 0.009061 | 0.015313
4725 | 2004-07-15 | 21:00 | 0.32725 | 0.3946 | 0.41703 | 0.11722 | 0.43911 | 0.60442 | 0.21856 |  | 0.26732 | 0.13243 | 0.06248 | 0.014882 | 0.025893
4726 | 2004-07-15 | 22:00 | 0.29976 | 0.37212 | 0.44339 | 0.079931 | 0.46967 | 0.58352 | 0.19363 |  | 0.24948 | 0.15147 | 0.068952 | 0.033526 | 0.039584
4727 | 2004-07-15 | 23:00 | 0.26995 | 0.35088 | 0.48459 | 0.049375 | 0.48261 | 0.54292 | 0.21897 |  | 0.24166 | 0.17089 | 0.060679 | 0.072341 | 0.054476
4728 | 2004-07-16 | 00:00 | 0.25537 | 0.21906 | 0.49395 | 0.034138 | 0.48463 | 0.60577 | 0.29119 |  | 0.17512 | 0.21044 | 0.057695 | 0.079929 | 0.068891
4729 | 2004-07-16 | 01:00 | 0.2837 | 0.23508 | 0.46671 | 0.034848 | 0.39683 | 0.62292 | 0.33721 |  | 0.16772 | 0.25133 | 0.060304 | 0.094025 | 0.085663
4730 | 2004-07-16 | 02:00 | 0.30294 | 0.25812 | 0.45878 | 0.05149 | 0.35408 | 0.62216 | 0.32312 |  | 0.19092 | 0.33187 | 0.064646 | 0.13908 | 0.11409
4731 | 2004-07-16 | 03:00 | 0.27225 | 0.29494 | 0.39886 | 0.066881 | 0.34777 | 0.55331 | 0.25738 |  | 0.20191 | 0.46126 | 0.080032 | 0.17108 | 0.17818
4732 | 2004-07-16 | 04:00 | 0.22613 | 0.31624 | 0.34417 | 0.078153 | 0.34921 | 0.46844 | 0.25322 |  | 0.21828 | 0.52474 | 0.10363 | 0.19155 | 0.25946
4733 | 2004-07-16 | 05:00 | 0.21835 | 0.49408 | 0.31968 | 0.08702 | 0.32472 | 0.43893 | 0.28024 |  | 0.18818 | 0.51187 | 0.13518 | 0.20699 | 0.36627
4734 | 2004-07-16 | 06:00 | 0.21307 | 0.44009 | 0.27559 | 0.086076 | 0.26734 | 0.39354 | 0.27216 |  | 0.17093 | 0.54711 | 0.13073 | 0.1949 | 0.42899
4735 | 2004-07-16 | 07:00 | 0.15243 | 0.50476 | 0.23204 | 0.077205 | 0.22413 | 0.3625 | 0.26076 |  | 0.16197 | 0.58244 | 0.12788 | 0.18998 | 0.43927
4736 | 2004-07-16 | 08:00 | 0.1004 | 0.41468 | 0.259 | 0.06593 | 0.20678 | 0.34594 | 0.22943 |  | 0.17712 | 0.5898 | 0.12666 | 0.16299 | 0.39998
4737 | 2004-07-16 | 09:00 | 0.10284 | 0.31197 | 0.27228 | 0.080005 | 0.21644 | 0.32697 | 0.18242 |  | 0.21956 | 0.54981 | 0.12092 | 0.14852 | 0.36855
4738 | 2004-07-16 | 10:00 | 0.10207 | 0.21933 | 0.23265 | 0.12063 | 0.23538 | 0.31432 | 0.1136 |  | 0.1636 | 0.53506 | 0.10704 | 0.12805 | 0.33763
4739 | 2004-07-16 | 11:00 | 0.075954 | 0.18578 | 0.13539 | 0.16726 | 0.23102 | 0.28897 | 0.049182 |  | 0.11571 | 0.4846 | 0.096499 | 0.11699 | 0.29131
4740 | 2004-07-16 | 12:00 | 0.059751 | 0.25078 | 0.12297 | 0.18347 | 0.19854 | 0.21985 | 0.033242 |  | 0.077753 | 0.36675 | 0.086365 | 0.11372 | 0.22233
4741 | 2004-07-16 | 13:00 | 0.040751 | 0.20238 | 0.10245 | 0.063122 | 0.17241 | 0.20373 | 0.050322 |  | 0.06636 | 0.21492 | 0.097343 | 0.089654 | 0.17448
4742 | 2004-07-16 | 14:00 | 0.046524 | 0.13775 | 0.095417 | 0.034389 | 0.16038 | 0.25725 | 0.10233 |  | 0.062869 | 0.17412 | 0.092182 | 0.070652 | 0.12631
4743 | 2004-07-16 | 15:00 | 0.061737 | 0.099764 | 0.12022 | 0.03782 | 0.16281 | 0.31938 | 0.1269 |  | 0.054335 | 0.16169 | 0.081551 | 0.037413 | 0.095145
4744 | 2004-07-16 | 16:00 | 0.087108 | 0.13217 | 0.15505 | 0.049344 | 0.18619 | 0.35533 | 0.13962 |  | 0.072902 | 0.17101 | 0.062327 | 0.01606 | 0.077885
4745 | 2004-07-16 | 17:00 | 0.10635 | 0.16483 | 0.22166 | 0.077545 | 0.23634 | 0.36783 | 0.1601 |  | 0.094784 | 0.17394 | 0.041437 | 0.009402 | 0.057868
4746 | 2004-07-16 | 18:00 | 0.098172 | 0.15389 | 0.22623 | 0.11449 | 0.32382 | 0.36931 | 0.16756 |  | 0.099673 | 0.17504 | 0.025293 | 0.009746 | 0.037263
4747 | 2004-07-16 | 19:00 | 0.089947 | 0.17746 | 0.16596 | 0.14251 | 0.40797 | 0.39043 | 0.17993 |  | 0.081963 | 0.20002 | 0.020434 | 0.011564 | 0.019826
4748 | 2004-07-16 | 20:00 | 0.10532 | 0.2041 | 0.13746 | 0.16297 | 0.41316 | 0.40125 | 0.1758 |  | 0.083041 | 0.21093 | 0.017654 | 0.015534 | 0.00621
4749 | 2004-07-16 | 21:00 | 0.12065 | 0.11884 | 0.12415 | 0.15759 | 0.37624 | 0.33624 | 0.14824 |  | 0.096559 | 0.25545 | 0.020372 | 0.030067 | 0.005439
4750 | 2004-07-16 | 22:00 | 0.087315 | 0.12589 | 0.093909 | 0.1684 | 0.34915 | 0.27635 | 0.13549 |  | 0.13321 | 0.25776 | 0.02404 | 0.057143 | 0.008416
4751 | 2004-07-16 | 23:00 | 0.080035 | 0.18038 | 0.07344 | 0.20248 | 0.35611 | 0.24769 | 0.12893 |  | 0.15077 | 0.32913 | 0.032639 | 0.089744 | 0.010648
4752 | 2004-07-17 | 00:00 | 0.095021 | 0.12857 | 0.093917 | 0.22139 | 0.35284 | 0.28651 | 0.19762 |  | 0.13834 | 0.37661 | 0.043782 | 0.10697 | 0.012624
4753 | 2004-07-17 | 01:00 | 0.11995 | 0.075395 | 0.15732 | 0.22263 | 0.35788 | 0.3689 | 0.22052 |  | 0.19001 | 0.38861 | 0.040789 | 0.2111 | 0.042092
4754 | 2004-07-17 | 02:00 | 0.14866 | 0.071761 | 0.20805 | 0.2639 | 0.32382 | 0.41115 | 0.23631 |  | 0.21525 | 0.4183 | 0.063228 | 0.28509 | 0.18905
4755 | 2004-07-17 | 03:00 | 0.14666 | 0.075822 | 0.21822 | 0.21785 | 0.31715 | 0.35862 | 0.25295 |  | 0.22129 | 0.42771 | 0.10748 | 0.28073 | 0.41038
4756 | 2004-07-17 | 04:00 | 0.15659 | 0.1116 | 0.21688 | 0.23963 | 0.34242 | 0.30531 | 0.27457 |  | 0.18065 | 0.38343 | 0.11444 | 0.30675 | 0.49471
4757 | 2004-07-17 | 05:00 | 0.1115 | 0.21121 | 0.17522 | 0.23021 | 0.3552 | 0.26892 | 0.27611 |  | 0.16594 | 0.33915 | 0.13706 | 0.32949 | 0.62811
4758 | 2004-07-17 | 06:00 | 0.088767 | 0.28414 | 0.14225 | 0.23731 | 0.34639 | 0.2173 | 0.2367 |  | 0.15426 | 0.30334 | 0.16504 | 0.3661 | 0.71125
4759 | 2004-07-17 | 07:00 | 0.075787 | 0.29444 | 0.11144 | 0.23103 | 0.33577 | 0.1527 | 0.18814 |  | 0.14134 | 0.25901 | 0.16671 | 0.36718 | 0.68904
4760 | 2004-07-17 | 08:00 | 0.095418 | 0.32519 | 0.075131 | 0.23532 | 0.35234 | 0.12174 | 0.15999 |  | 0.16059 | 0.23408 | 0.17264 | 0.31799 | 0.64191
4761 | 2004-07-17 | 09:00 | 0.090244 | 0.27591 | 0.051355 | 0.22251 | 0.34083 | 0.093654 | 0.13241 |  | 0.15839 | 0.21843 | 0.16602 | 0.26636 | 0.58488
4762 | 2004-07-17 | 10:00 | 0.069233 | 0.27613 | 0.025287 | 0.21974 | 0.31869 | 0.051242 | 0.074146 |  | 0.14328 | 0.20588 | 0.1463 | 0.23148 | 0.51488
4763 | 2004-07-17 | 11:00 | 0.0549 | 0.20639 | 0.009883 | 0.24378 | 0.27703 | 0.009842 | 0.02608 |  | 0.10606 | 0.18813 | 0.12107 | 0.27638 | 0.42121
4764 | 2004-07-17 | 12:00 | 0.049641 | 0.22681 | 0.007241 | 0.24806 | 0.22856 | 0.007344 | 0.017647 |  | 0.043204 | 0.16961 | 0.111 | 0.28316 | 0.31861
4765 | 2004-07-17 | 13:00 | 0.041554 | 0.13758 | 0.008039 | 0.1666 | 0.16097 | 0.010697 | 0.019244 |  | 0.036647 | 0.14563 | 0.09783 | 0.27951 | 0.30357
4766 | 2004-07-17 | 14:00 | 0.039364 | 0.063657 | 0.01034 | 0.17496 | 0.11587 | 0.017294 | 0.030367 |  | 0.050386 | 0.11298 | 0.074392 | 0.25696 | 0.30946
4767 | 2004-07-17 | 15:00 | 0.061224 | 0.022086 | 0.021557 | 0.21247 | 0.10915 | 0.02573 | 0.076068 |  | 0.070814 | 0.10249 | 0.05486 | 0.19741 | 0.30462
4768 | 2004-07-17 | 16:00 | 0.097442 | 0.01365 | 0.028857 | 0.21186 | 0.11718 | 0.042389 | 0.10778 |  | 0.12222 | 0.10139 | 0.05044 | 0.17304 | 0.29118
4769 | 2004-07-17 | 17:00 | 0.15672 | 0.01465 | 0.042796 | 0.23918 | 0.1238 | 0.076939 | 0.12262 |  | 0.16082 | 0.10672 | 0.036544 | 0.1668 | 0.25224
4770 | 2004-07-17 | 18:00 | 0.24081 | 0 | 0.075094 | 0.28891 | 0.12426 | 0.11687 | 0.13215 |  | 0.18761 | 0.11956 | 0.030741 | 0.22441 | 0.16224
4771 | 2004-07-17 | 19:00 | 0.32022 | 0 | 0.12538 | 0.3484 | 0.11943 | 0.1417 | 0.11741 |  | 0.23025 | 0.13466 | 0.029052 | 0.27976 | 0.088987
4772 | 2004-07-17 | 20:00 | 0.37071 | 0 | 0.16731 | 0.43993 | 0.12007 | 0.13983 | 0.10762 |  | 0.29219 | 0.15118 | 0.034901 | 0.30303 | 0.042384
4773 | 2004-07-17 | 21:00 | 0.35847 | 0.029457 | 0.21273 | 0.48541 | 0.1145 | 0.10613 | 0.10313 |  | 0.31246 | 0.1624 | 0.041429 | 0.33245 | 0.026071
4774 | 2004-07-17 | 22:00 | 0.33045 | 0.044864 | 0.21955 | 0.47426 | 0.10526 | 0.087822 | 0.095329 |  | 0.25115 | 0.17288 | 0.04964 | 0.26841 | 0.036487
4775 | 2004-07-17 | 23:00 | 0.29309 | 0.13916 | 0.18221 | 0.45105 | 0.10644 | 0.060893 | 0.10466 |  | 0.28359 | 0.18754 | 0.057756 | 0.2025 | 0.056491
4776 | 2004-07-18 | 00:00 | 0.33604 | 0.12298 | 0.22594 | 0.43659 | 0.12027 | 0.069451 | 0.085847 |  | 0.14617 | 0.21299 | 0.053768 | 0.11878 | 0.080973
4777 | 2004-07-18 | 01:00 | 0.36207 | 0.067003 | 0.25738 | 0.36062 | 0.15701 | 0.089966 | 0.14132 |  | 0.12488 | 0.22709 | 0.054172 | 0.061969 | 0.13153
4778 | 2004-07-18 | 02:00 | 0.3295 | 0.082108 | 0.25321 | 0.41933 | 0.18887 | 0.14314 | 0.17275 |  | 0.10598 | 0.25274 | 0.05955 | 0.040365 | 0.16866
4779 | 2004-07-18 | 03:00 | 0.28692 | 0.14004 | 0.24491 | 0.45335 | 0.23844 | 0.1517 | 0.15146 |  | 0.086737 | 0.26143 | 0.076328 | 0.060554 | 0.27287
4780 | 2004-07-18 | 04:00 | 0.29389 | 0.294 | 0.20456 | 0.37468 | 0.32783 | 0.11852 | 0.12509 |  | 0.12627 | 0.2574 | 0.096359 | 0.1278 | 0.44517
4781 | 2004-07-18 | 05:00 | 0.31511 | 0.43473 | 0.14067 | 0.34658 | 0.41358 | 0.073874 | 0.09311 |  | 0.11382 | 0.2616 | 0.11817 | 0.16681 | 0.4904
4782 | 2004-07-18 | 06:00 | 0.31255 | 0.38922 | 0.12704 | 0.34231 | 0.47608 | 0.066082 | 0.066621 |  | 0.12728 | 0.27124 | 0.11905 | 0.14165 | 0.52028
4783 | 2004-07-18 | 07:00 | 0.29466 | 0.38802 | 0.13449 | 0.34256 | 0.49588 | 0.082805 | 0.060941 |  | 0.11366 | 0.26372 | 0.094175 | 0.12884 | 0.49312
4784 | 2004-07-18 | 08:00 | 0.27414 | 0.44933 | 0.14199 | 0.31923 | 0.48402 | 0.11559 | 0.055438 |  | 0.17077 | 0.23146 | 0.073512 | 0.15796 | 0.41206
4785 | 2004-07-18 | 09:00 | 0.27991 | 0.36965 | 0.20423 | 0.28261 | 0.49536 | 0.11654 | 0.066214 |  | 0.13313 | 0.21887 | 0.065058 | 0.22029 | 0.28399
4786 | 2004-07-18 | 10:00 | 0.23991 | 0.30195 | 0.20042 | 0.26052 | 0.50927 | 0.099459 | 0.06472 |  | 0.081995 | 0.23337 | 0.064688 | 0.20446 | 0.21166
4787 | 2004-07-18 | 11:00 | 0.16874 | 0.1919 | 0.12812 | 0.22171 | 0.50497 | 0.04783 | 0.028109 |  | 0.050377 | 0.2397 | 0.067501 | 0.1576 | 0.18338
4788 | 2004-07-18 | 12:00 | 0.087433 | 0.13386 | 0.097479 | 0.1836 | 0.48437 | 0.030217 | 0.018214 |  | 0.042333 | 0.2043 | 0.072285 | 0.14205 | 0.17044
4789 | 2004-07-18 | 13:00 | 0.089068 | 0.01927 | 0.086012 | 0.091761 | 0.37507 | 0.02992 | 0.01733 |  | 0.037232 | 0.15521 | 0.076006 | 0.12221 | 0.13903
4790 | 2004-07-18 | 14:00 | 0.12257 | 0 | 0.077198 | 0.058615 | 0.27823 | 0.025026 | 0.017894 |  | 0.039239 | 0.12703 | 0.076636 | 0.076032 | 0.11273
4791 | 2004-07-18 | 15:00 | 0.14824 | 0 | 0.1069 | 0.056762 | 0.23632 | 0.027594 | 0.030772 |  | 0.081496 | 0.1258 | 0.068265 | 0.044857 | 0.096575
4792 | 2004-07-18 | 16:00 | 0.1898 | 0 | 0.14243 | 0.054602 | 0.24044 | 0.11199 | 0.058505 |  | 0.20483 | 0.14991 | 0.070017 | 0.021956 | 0.074351
4793 | 2004-07-18 | 17:00 | 0.25871 | 0.021743 | 0.15931 | 0.055409 | 0.25075 | 0.10849 | 0.087196 |  | 0.18625 | 0.16283 | 0.068515 | 0.013318 | 0.058895
4794 | 2004-07-18 | 18:00 | 0.27742 | 0.034047 | 0.18951 | 0.065253 | 0.25331 | 0.15039 | 0.13799 |  | 0.19372 | 0.15741 | 0.058173 | 0.008827 | 0.040958
4795 | 2004-07-18 | 19:00 | 0.26334 | 0.075122 | 0.17244 | 0.081532 | 0.23333 | 0.25905 | 0.17916 |  | 0.22715 | 0.15034 | 0.051166 | 0.008941 | 0.028049
4796 | 2004-07-18 | 20:00 | 0.25497 | 0.070534 | 0.21321 | 0.08006 | 0.20826 | 0.17555 | 0.21367 |  | 0.18826 | 0.15168 | 0.054857 | 0.009419 | 0.02728
4797 | 2004-07-18 | 21:00 | 0.24335 | 0.099214 | 0.27935 | 0.06517 | 0.18546 | 0.11999 | 0.24816 |  | 0.15817 | 0.14014 | 0.054953 | 0.011411 | 0.040726
4798 | 2004-07-18 | 22:00 | 0.18567 | 0.09781 | 0.19137 | 0.067464 | 0.18056 | 0.11284 | 0.25108 |  | 0.14127 | 0.13382 | 0.057468 | 0.021326 | 0.061034
4799 | 2004-07-18 | 23:00 | 0.16193 | 0.16411 | 0.11789 | 0.064316 | 0.18693 | 0.092589 | 0.27533 |  | 0.13817 | 0.13711 | 0.069291 | 0.027051 | 0.076068
4800 | 2004-07-19 | 00:00 | 0.21257 | 0.15999 | 0.18944 | 0.06672 | 0.20957 | 0.095995 | 0.3337 |  | 0.26298 | 0.16097 | 0.076144 | 0.068144 | 0.093362
4801 | 2004-07-19 | 01:00 | 0.2063 | 0.22767 | 0.16403 | 0.067756 | 0.248 | 0.108 | 0.31935 |  | 0.30189 | 0.16043 | 0.07262 | 0.079413 | 0.12771
4802 | 2004-07-19 | 02:00 | 0.18158 | 0.25751 | 0.0987 | 0.094352 | 0.30897 | 0.12028 | 0.28884 |  | 0.20665 | 0.18625 | 0.075935 | 0.10115 | 0.17184
4803 | 2004-07-19 | 03:00 | 0.14112 | 0.3004 | 0.060547 | 0.11936 | 0.36584 | 0.11503 | 0.33872 |  | 0.21706 | 0.24413 | 0.091554 | 0.17602 | 0.22471
4804 | 2004-07-19 | 04:00 | 0.097391 | 0.27114 | 0.046208 | 0.12525 | 0.42647 | 0.10331 | 0.37544 |  | 0.1929 | 0.31168 | 0.10419 | 0.22553 | 0.33165
4805 | 2004-07-19 | 05:00 | 0.074305 | 0.35356 | 0.032658 | 0.1426 | 0.47199 | 0.12116 | 0.29919 |  | 0.18636 | 0.39278 | 0.11307 | 0.21107 | 0.47728
4806 | 2004-07-19 | 06:00 | 0.071685 | 0.37809 | 0.043272 | 0.15177 | 0.47486 | 0.11801 | 0.21194 |  | 0.14839 | 0.45014 | 0.10845 | 0.21945 | 0.56987
4807 | 2004-07-19 | 07:00 | 0.056868 | 0.4496 | 0.053562 | 0.16109 | 0.46393 | 0.10664 | 0.18842 |  | 0.11995 | 0.4504 | 0.10428 | 0.28862 | 0.57607
4808 | 2004-07-19 | 08:00 | 0.046863 | 0.45176 | 0.045177 | 0.17078 | 0.40768 | 0.089401 | 0.1836 |  | 0.097023 | 0.42602 | 0.10575 | 0.31742 | 0.55252
4809 | 2004-07-19 | 09:00 | 0.045081 | 0.43074 | 0.041277 | 0.15515 | 0.33589 | 0.072681 | 0.15887 |  | 0.091685 | 0.42143 | 0.09355 | 0.35669 | 0.51968
4810 | 2004-07-19 | 10:00 | 0.040182 | 0.29478 | 0.048142 | 0.12593 | 0.24919 | 0.037655 | 0.09355 |  | 0.087086 | 0.4449 | 0.10592 | 0.36153 | 0.48967
4811 | 2004-07-19 | 11:00 | 0.033004 | 0.27639 | 0.031136 | 0.10984 | 0.17687 | 0.022923 | 0.042286 |  | 0.060864 | 0.42713 | 0.141 | 0.33135 | 0.4554
4812 | 2004-07-19 | 12:00 | 0.033362 | 0.19974 | 0.014625 | 0.12151 | 0.14315 | 0.016771 | 0.023863 |  | 0.028218 | 0.37194 | 0.1502 | 0.29846 | 0.41214
4813 | 2004-07-19 | 13:00 | 0.027877 | 0.18367 | 0.013517 | 0.10388 | 0.14942 | 0.020861 | 0.026354 |  | 0.020242 | 0.3257 | 0.14396 | 0.24281 | 0.37524
4814 | 2004-07-19 | 14:00 | 0.027312 | 0.096066 | 0.021402 | 0.065753 | 0.11111 | 0.031332 | 0.053183 |  | 0.019477 | 0.25587 | 0.13031 | 0.18751 | 0.34958
4815 | 2004-07-19 | 15:00 | 0.042929 | 0.050592 | 0.040647 | 0.072726 | 0.064773 | 0.054712 | 0.083248 |  | 0.045966 | 0.21543 | 0.11318 | 0.17579 | 0.32466
4816 | 2004-07-19 | 16:00 | 0.071367 | 0.018864 | 0.059235 | 0.11093 | 0.063866 | 0.093153 | 0.068194 |  | 0.15874 | 0.23057 | 0.097063 | 0.15636 | 0.29812
4817 | 2004-07-19 | 17:00 | 0.10808 | 0.051971 | 0.074898 | 0.15738 | 0.069056 | 0.11828 | 0.045764 |  | 0.11228 | 0.23077 | 0.086363 | 0.14176 | 0.20772
4818 | 2004-07-19 | 18:00 | 0.12091 | 0.036331 | 0.0924 | 0.21171 | 0.098432 | 0.16169 | 0.043749 |  | 0.095719 | 0.22295 | 0.089485 | 0.12331 | 0.10999
4819 | 2004-07-19 | 19:00 | 0.10917 | 0.027026 | 0.10563 | 0.26818 | 0.12136 | 0.15922 | 0.065412 |  | 0.094068 | 0.24385 | 0.09513 | 0.086502 | 0.075366
4820 | 2004-07-19 | 20:00 | 0.10946 | 0.067204 | 0.097686 | 0.27638 | 0.13499 | 0.19049 | 0.073243 |  | 0.084812 | 0.24844 | 0.11054 | 0.10709 | 0.081255
4821 | 2004-07-19 | 21:00 | 0.1242 | 0.1183 | 0.104 | 0.23216 | 0.11891 | 0.18951 | 0.079922 |  | 0.078145 | 0.24506 | 0.14433 | 0.060347 | 0.10595
4822 | 2004-07-19 | 22:00 | 0.13053 | 0.22022 | 0.088531 | 0.18079 | 0.1073 | 0.14869 | 0.09069 |  | 0.073578 | 0.22641 | 0.16383 | 0.050339 | 0.13964
4823 | 2004-07-19 | 23:00 | 0.13442 | 0.20264 | 0.10469 | 0.16581 | 0.10178 | 0.17456 | 0.11942 |  | 0.061762 | 0.20891 | 0.18033 | 0.048803 | 0.166
4824 | 2004-07-20 | 00:00 | 0.17402 | 0.15075 | 0.13786 | 0.17345 | 0.10512 | 0.19719 | 0.13817 |  | 0.070988 | 0.25146 | 0.2024 | 0.054221 | 0.21063
4825 | 2004-07-20 | 01:00 | 0.22829 | 0.21365 | 0.14447 | 0.18927 | 0.11725 | 0.24693 | 0.16844 |  | 0.089436 | 0.28125 | 0.16746 | 0.07861 | 0.27502
4826 | 2004-07-20 | 02:00 | 0.27839 | 0.40494 | 0.17234 | 0.29063 | 0.12679 | 0.31554 | 0.17882 |  | 0.099502 | 0.33889 | 0.11618 | 0.12904 | 0.4181
4827 | 2004-07-20 | 03:00 | 0.26605 | 0.61316 | 0.1826 | 0.34576 | 0.14671 | 0.3491 | 0.21205 |  | 0.12324 | 0.43147 | 0.14727 | 0.20718 | 0.53849
4828 | 2004-07-20 | 04:00 | 0.31973 | 0.56692 | 0.17192 | 0.43629 | 0.17434 | 0.34642 | 0.14965 |  | 0.15137 | 0.56201 | 0.17902 | 0.27515 | 0.59896
4829 | 2004-07-20 | 05:00 | 0.40929 | 0.51026 | 0.16644 | 0.553 | 0.19216 | 0.38932 | 0.16662 |  | 0.16612 | 0.6306 | 0.21988 | 0.30421 | 0.67524
4830 | 2004-07-20 | 06:00 | 0.42218 | 0.50982 | 0.14991 | 0.56367 | 0.2001 | 0.39541 | 0.16083 |  | 0.12939 | 0.64455 | 0.30108 | 0.33104 | 0.69278
4831 | 2004-07-20 | 07:00 | 0.35071 | 0.46117 | 0.12373 | 0.5064 | 0.21924 | 0.35405 | 0.12245 |  | 0.081334 | 0.62083 | 0.36553 | 0.32778 | 0.65669
4832 | 2004-07-20 | 08:00 | 0.29574 | 0.43681 | 0.087452 | 0.44864 | 0.2429 | 0.31391 | 0.13567 |  | 0.06323 | 0.63027 | 0.39521 | 0.33562 | 0.59185
4833 | 2004-07-20 | 09:00 | 0.23444 | 0.40657 | 0.063706 | 0.4264 | 0.291 | 0.28388 | 0.18137 |  | 0.06326 | 0.62967 | 0.42181 | 0.34427 | 0.55078
4834 | 2004-07-20 | 10:00 | 0.18564 | 0.34083 | 0.041919 | 0.35456 | 0.29162 | 0.27901 | 0.13635 |  | 0.049131 | 0.56952 | 0.43822 | 0.33475 | 0.53438
4835 | 2004-07-20 | 11:00 | 0.13796 | 0.23316 | 0.019258 | 0.27629 | 0.27322 | 0.18491 | 0.051942 |  | 0.026913 | 0.51547 | 0.46895 | 0.32185 | 0.47457
4836 | 2004-07-20 | 12:00 | 0.071214 | 0.13755 | 0.006103 | 0.18495 | 0.24414 | 0.11499 | 0.034973 |  | 0.013706 | 0.44215 | 0.45875 | 0.29262 | 0.44872
4837 | 2004-07-20 | 13:00 | 0.043389 | 0.23484 | 0.001017 | 0.053172 | 0.18172 | 0.079339 | 0.031349 |  | 0.009138 | 0.34144 | 0.44081 | 0.27348 | 0.40524
4838 | 2004-07-20 | 14:00 | 0.062312 | 0.27061 | 0.004 | 0.012689 | 0.12852 | 0.072131 | 0.058174 |  | 0.008331 | 0.27771 | 0.42746 | 0.25538 | 0.35873
4839 | 2004-07-20 | 15:00 | 0.10216 | 0.31926 | 0.019536 | 0.023225 | 0.12176 | 0.1237 | 0.10872 |  | 0.011697 | 0.25253 | 0.39621 | 0.19087 | 0.35341
4840 | 2004-07-20 | 16:00 | 0.12676 | 0.22593 | 0.056674 | 0.044851 | 0.12514 | 0.22096 | 0.16708 |  | 0.025341 | 0.26904 | 0.3656 | 0.15382 | 0.30133
4841 | 2004-07-20 | 17:00 | 0.12967 | 0.16272 | 0.050813 | 0.070137 | 0.12896 | 0.27558 | 0.19315 |  | 0.084752 | 0.3323 | 0.33839 | 0.14363 | 0.21716
4842 | 2004-07-20 | 18:00 | 0.13217 | 0.088761 | 0.04717 | 0.099175 | 0.16603 | 0.26634 | 0.1836 |  | 0.096803 | 0.44027 | 0.31163 | 0.11706 | 0.12362
4843 | 2004-07-20 | 19:00 | 0.13586 | 0.063617 | 0.049817 | 0.1432 | 0.21233 | 0.21308 | 0.18838 |  | 0.09518 | 0.47957 | 0.2763 | 0.091329 | 0.080025
4844 | 2004-07-20 | 20:00 | 0.16237 | 0.16168 | 0.070567 | 0.14802 | 0.28244 | 0.2613 | 0.1716 |  | 0.12415 | 0.51926 | 0.24443 | 0.085713 | 0.055035
4845 | 2004-07-20 | 21:00 | 0.20436 | 0.27613 | 0.11221 | 0.16147 | 0.35289 | 0.25642 | 0.16478 |  | 0.10705 | 0.56054 | 0.2584 | 0.12103 | 0.057874
4846 | 2004-07-20 | 22:00 | 0.21185 | 0.31282 | 0.10712 | 0.21694 | 0.40318 | 0.20547 | 0.16798 |  | 0.024078 | 0.59691 | 0.25313 | 0.14853 | 0.084615
4847 | 2004-07-20 | 23:00 | 0.17694 | 0.36418 | 0.071532 | 0.2635 | 0.43709 | 0.17256 | 0.22213 |  | 0.011535 | 0.62761 | 0.24801 | 0.15343 | 0.12539
4848 | 2004-07-21 | 00:00 | 0.19325 | 0.33677 | 0.12624 | 0.25591 | 0.46868 | 0.25005 | 0.19612 |  | 0.019106 | 0.64594 | 0.27633 | 0.13595 | 0.16668
4849 | 2004-07-21 | 01:00 | 0.1836 | 0.35981 | 0.14388 | 0.23238 | 0.45071 | 0.32106 | 0.24359 |  | 0.035647 | 0.63763 | 0.2668 | 0.15353 | 0.19897
4850 | 2004-07-21 | 02:00 | 0.15772 | 0.357 | 0.12075 | 0.22329 | 0.44643 | 0.36205 | 0.27078 |  | 0.066207 | 0.65365 | 0.29204 | 0.16253 | 0.24186
4851 | 2004-07-21 | 03:00 | 0.19886 | 0.35461 | 0.11347 | 0.25987 | 0.44895 | 0.37623 | 0.27403 |  | 0.040602 | 0.63924 | 0.2808 | 0.1755 | 0.33859
4852 | 2004-07-21 | 04:00 | 0.26027 | 0.34561 | 0.1277 | 0.29008 | 0.44953 | 0.37141 | 0.30591 |  | 0.034874 | 0.65182 | 0.28283 | 0.20101 | 0.45069
4853 | 2004-07-21 | 05:00 | 0.31966 | 0.22422 | 0.13458 | 0.31612 | 0.47467 | 0.32983 | 0.28276 |  | 0.059084 | 0.67978 | 0.26707 | 0.18963 | 0.531
4854 | 2004-07-21 | 06:00 | 0.35019 | 0.32402 | 0.10134 | 0.28855 | 0.46239 | 0.34228 | 0.24378 |  | 0.06984 | 0.72237 | 0.25343 | 0.18045 | 0.59386
4855 | 2004-07-21 | 07:00 | 0.31332 | 0.27942 | 0.066523 | 0.29689 | 0.44717 | 0.29401 | 0.16116 |  | 0.050983 | 0.73946 | 0.27362 | 0.18029 | 0.60581
4856 | 2004-07-21 | 08:00 | 0.26514 | 0.31869 | 0.044297 | 0.3276 | 0.47119 | 0.21454 | 0.10591 |  | 0.055677 | 0.70147 | 0.28926 | 0.17777 | 0.58929
4857 | 2004-07-21 | 09:00 | 0.26458 | 0.26479 | 0.02588 | 0.40441 | 0.43934 | 0.11128 | 0.073086 |  | 0.061972 | 0.66085 | 0.28805 | 0.17433 | 0.56459
4858 | 2004-07-21 | 10:00 | 0.27736 | 0.24542 | 0.012228 | 0.4821 | 0.41155 | 0.031994 | 0.059689 |  | 0.047049 | 0.6116 | 0.28678 | 0.1654 | 0.52203
4859 | 2004-07-21 | 11:00 | 0.23546 | 0.32275 | 0.010119 | 0.40854 | 0.41769 | 0.022819 | 0.036 |  | 0.019361 | 0.55155 | 0.26356 | 0.15604 | 0.49009
4860 | 2004-07-21 | 12:00 | 0.14418 | 0.21263 | 0.011121 | 0.35676 | 0.4033 | 0.021771 | 0.024714 |  | 0.012061 | 0.50475 | 0.24884 | 0.14925 | 0.45854
4861 | 2004-07-21 | 13:00 | 0.13008 | 0.1434 | 0.016378 | 0.25201 | 0.33125 | 0.022531 | 0.022295 |  | 0.010245 | 0.48893 | 0.23448 | 0.14011 | 0.44229
4862 | 2004-07-21 | 14:00 | 0.15145 | 0.13217 | 0.015942 | 0.20738 | 0.33974 | 0.023726 | 0.025209 |  | 0.009333 | 0.45417 | 0.22347 | 0.13259 | 0.42255
4863 | 2004-07-21 | 15:00 | 0.19121 | 0.13194 | 0.022023 | 0.23673 | 0.35729 | 0.03027 | 0.035831 |  | 0.010628 | 0.39436 | 0.20668 | 0.094349 | 0.40298
4864 | 2004-07-21 | 16:00 | 0.29168 | 0.17423 | 0.030978 | 0.28396 | 0.31095 | 0.056469 | 0.048202 |  | 0.047366 | 0.34269 | 0.17034 | 0.06702 | 0.41066
4865 | 2004-07-21 | 17:00 | 0.37194 | 0.1242 | 0.055949 | 0.34516 | 0.2991 | 0.080603 | 0.059392 |  | 0.084237 | 0.35219 | 0.16928 | 0.054387 | 0.38442
4866 | 2004-07-21 | 18:00 | 0.42882 | 0.12857 | 0.11562 | 0.453 | 0.31145 | 0.14587 | 0.069652 |  | 0.05041 | 0.37295 | 0.1679 | 0.053757 | 0.27403
4867 | 2004-07-21 | 19:00 | 0.45695 | 0.19979 | 0.099657 | 0.501 | 0.3538 | 0.11178 | 0.076874 |  | 0.044454 | 0.40365 | 0.16577 | 0.054846 | 0.15748
4868 | 2004-07-21 | 20:00 | 0.53978 | 0.32293 | 0.10733 | 0.56025 | 0.35525 | 0.12246 | 0.075195 |  | 0.057232 | 0.41849 | 0.16584 | 0.049626 | 0.081284
4869 | 2004-07-21 | 21:00 | 0.66287 | 0.32406 | 0.12006 | 0.68224 | 0.36865 | 0.13757 | 0.064202 |  | 0.069221 | 0.41944 | 0.17755 | 0.04686 | 0.057752
4870 | 2004-07-21 | 22:00 | 0.73473 | 0.39448 | 0.12981 | 0.73602 | 0.42884 | 0.11228 | 0.078642 |  | 0.074911 | 0.44454 | 0.19704 | 0.045918 | 0.067347
4871 | 2004-07-21 | 23:00 | 0.7332 | 0.47424 | 0.20235 | 0.73934 | 0.44377 | 0.11048 | 0.10183 |  | 0.077108 | 0.48091 | 0.21171 | 0.051158 | 0.087807
4872 | 2004-07-22 | 00:00 | 0.72843 | 0.59623 | 0.19181 | 0.7267 | 0.424 | 0.15561 | 0.12263 |  | 0.072078 | 0.54104 | 0.22236 | 0.061621 | 0.11481
4873 | 2004-07-22 | 01:00 | 0.74215 | 0.62151 | 0.19177 | 0.67209 | 0.40099 | 0.20003 | 0.14737 |  | 0.089093 | 0.51888 | 0.20809 | 0.069604 | 0.15515
4874 | 2004-07-22 | 02:00 | 0.71758 | 0.65615 | 0.21844 | 0.76603 | 0.386 | 0.27945 | 0.22425 |  | 0.12692 | 0.55114 | 0.19742 | 0.089155 | 0.23407
4875 | 2004-07-22 | 03:00 | 0.63824 | 0.67353 | 0.28354 | 0.76132 | 0.38218 | 0.34761 | 0.30078 |  | 0.14863 | 0.59002 | 0.19711 | 0.1036 | 0.39399
4876 | 2004-07-22 | 04:00 | 0.67941 | 0.57022 | 0.34875 | 0.57989 | 0.38686 | 0.48706 | 0.31716 |  | 0.17338 | 0.56458 | 0.16554 | 0.11856 | 0.4836
4877 | 2004-07-22 | 05:00 | 0.66534 | 0.44723 | 0.38154 | 0.53828 | 0.36073 | 0.55963 | 0.29489 |  | 0.16065 | 0.51763 | 0.15048 | 0.11907 | 0.58603
4878 | 2004-07-22 | 06:00 | 0.60235 | 0.45848 | 0.37539 | 0.52205 | 0.32081 | 0.57183 | 0.26218 |  | 0.13952 | 0.46432 | 0.14859 | 0.094665 | 0.6753
4879 | 2004-07-22 | 07:00 | 0.46648 | 0.5149 | 0.36701 | 0.42503 | 0.26238 | 0.61228 | 0.24104 |  | 0.1474 | 0.42791 | 0.15382 | 0.088405 | 0.6749
4880 | 2004-07-22 | 08:00 | 0.35721 | 0.35063 | 0.35052 | 0.36609 | 0.24396 | 0.61354 | 0.24354 |  | 0.13634 | 0.43533 | 0.15325 | 0.078842 | 0.65083
4881 | 2004-07-22 | 09:00 | 0.30341 | 0.26095 | 0.29569 | 0.34867 | 0.22027 | 0.61396 | 0.2501 |  | 0.12397 | 0.43218 | 0.15283 | 0.068759 | 0.62412
4882 | 2004-07-22 | 10:00 | 0.23174 | 0.27581 | 0.2321 | 0.29333 | 0.20357 | 0.5749 | 0.20379 |  | 0.099386 | 0.43225 | 0.1562 | 0.058433 | 0.5751
4883 | 2004-07-22 | 11:00 | 0.17044 | 0.32252 | 0.19978 | 0.21568 | 0.19404 | 0.4626 | 0.098226 |  | 0.074833 | 0.46328 | 0.15893 | 0.06258 | 0.5234
4884 | 2004-07-22 | 12:00 | 0.1318 | 0.25715 | 0.13284 | 0.18258 | 0.17411 | 0.34231 | 0.076332 |  | 0.07368 | 0.43495 | 0.14228 | 0.080105 | 0.47393
4885 | 2004-07-22 | 13:00 | 0.12473 | 0.1722 | 0.12038 | 0.12114 | 0.14025 | 0.29573 | 0.07638 |  | 0.052781 | 0.3201 | 0.12548 | 0.07921 | 0.43835
4886 | 2004-07-22 | 14:00 | 0.13039 | 0.10631 | 0.16957 | 0.073128 | 0.13054 | 0.32095 | 0.12312 |  | 0.04638 | 0.24532 | 0.11763 | 0.074445 | 0.41072
4887 | 2004-07-22 | 15:00 | 0.17238 | 0.048159 | 0.21133 | 0.05264 | 0.15214 | 0.36569 | 0.18518 |  | 0.061867 | 0.23002 | 0.11222 | 0.050685 | 0.37404
4888 | 2004-07-22 | 16:00 | 0.19064 | 0.038303 | 0.23522 | 0.049282 | 0.18865 | 0.36388 | 0.23851 |  | 0.10437 | 0.26083 | 0.11212 | 0.045809 | 0.33248
4889 | 2004-07-22 | 17:00 | 0.19874 | 0.051321 | 0.26038 | 0.062383 | 0.22954 | 0.47303 | 0.28079 |  | 0.13407 | 0.21814 | 0.10577 | 0.046537 | 0.27291
4890 | 2004-07-22 | 18:00 | 0.2307 | 0.034089 | 0.32363 | 0.10421 | 0.26668 | 0.42272 | 0.35374 |  | 0.16668 | 0.186 | 0.10127 | 0.042452 | 0.19751
4891 | 2004-07-22 | 19:00 | 0.26026 | 0.03448 | 0.34471 | 0.18122 | 0.29197 | 0.3818 | 0.40393 |  | 0.14123 | 0.2332 | 0.1114 | 0.046421 | 0.13815
4892 | 2004-07-22 | 20:00 | 0.26612 | 0.067905 | 0.38561 | 0.27913 | 0.26203 | 0.34781 | 0.40886 |  | 0.15421 | 0.2887 | 0.1228 | 0.061064 | 0.09495
4893 | 2004-07-22 | 21:00 | 0.2588 | 0.048827 | 0.3941 | 0.32076 | 0.28456 | 0.3385 | 0.48474 |  | 0.16672 | 0.28268 | 0.12623 | 0.089248 | 0.07272
4894 | 2004-07-22 | 22:00 | 0.2307 | 0.13379 | 0.39651 | 0.36183 | 0.29222 | 0.35985 | 0.54185 |  | 0.15789 | 0.283 | 0.14019 | 0.12113 | 0.071905
4895 | 2004-07-22 | 23:00 | 0.19815 | 0.27521 | 0.41809 | 0.27441 | 0.27206 | 0.37077 | 0.56518 |  | 0.17728 | 0.28927 | 0.14418 | 0.15275 | 0.079816
4896 | 2004-07-23 | 00:00 | 0.26198 | 0.33888 | 0.34922 | 0.23556 | 0.25467 | 0.39203 | 0.52354 |  | 0.21086 | 0.32201 | 0.14739 | 0.19001 | 0.103
4897 | 2004-07-23 | 01:00 | 0.32338 | 0.34431 | 0.36838 | 0.28237 | 0.30504 | 0.39685 | 0.5251 |  | 0.28239 | 0.39123 | 0.14216 | 0.32802 | 0.18474
4898 | 2004-07-23 | 02:00 | 0.33301 | 0.38349 | 0.32023 | 0.38677 | 0.33194 | 0.39852 | 0.54294 |  | 0.32438 | 0.44475 | 0.16311 | 0.46513 | 0.36208
4899 | 2004-07-23 | 03:00 | 0.36681 | 0.42566 | 0.26438 | 0.4524 | 0.32004 | 0.31883 | 0.48266 |  | 0.27506 | 0.4408 | 0.23331 | 0.48456 | 0.49984
4900 | 2004-07-23 | 04:00 | 0.35218 | 0.45489 | 0.2185 | 0.52826 | 0.31652 | 0.24516 | 0.4204 |  | 0.28378 | 0.48024 | 0.33269 | 0.40654 | 0.61944
4901 | 2004-07-23 | 05:00 | 0.33477 | 0.46094 | 0.16436 | 0.47468 | 0.31919 | 0.24241 | 0.36299 |  | 0.294 | 0.48827 | 0.3163 | 0.37017 | 0.67456
4902 | 2004-07-23 | 06:00 | 0.31417 | 0.3859 | 0.12395 | 0.38775 | 0.32794 | 0.23736 | 0.30787 |  | 0.29141 | 0.50426 | 0.28917 | 0.30872 | 0.73974
4903 | 2004-07-23 | 07:00 | 0.24109 | 0.25604 | 0.080771 | 0.37534 | 0.33881 | 0.2161 | 0.27342 |  | 0.2003 | 0.43742 | 0.26517 | 0.26988 | 0.75243
4904 | 2004-07-23 | 08:00 | 0.24935 | 0.18409 | 0.073794 | 0.32182 | 0.37521 | 0.1488 | 0.24208 |  | 0.13946 | 0.3573 | 0.24157 | 0.23274 | 0.71725
4905 | 2004-07-23 | 09:00 | 0.29994 | 0.1376 | 0.045467 | 0.32585 | 0.38665 | 0.10521 | 0.22498 |  | 0.14368 | 0.28505 | 0.21113 | 0.19405 | 0.6628
4906 | 2004-07-23 | 10:00 | 0.31575 | 0.2163 | 0.040337 | 0.38726 | 0.39202 | 0.093295 | 0.20966 |  | 0.14132 | 0.21634 | 0.18934 | 0.17141 | 0.61232
4907 | 2004-07-23 | 11:00 | 0.26876 | 0.22297 | 0.026908 | 0.39332 | 0.34957 | 0.073268 | 0.14378 |  | 0.094853 | 0.1587 | 0.1806 | 0.16812 | 0.52879
4908 | 2004-07-23 | 12:00 | 0.18514 | 0.19682 | 0.016385 | 0.34933 | 0.30967 | 0.075612 | 0.13662 |  | 0.073009 | 0.13707 | 0.17563 | 0.17853 | 0.47944
4909 | 2004-07-23 | 13:00 | 0.18177 | 0.16778 | 0.009013 | 0.24775 | 0.22812 | 0.10447 | 0.16736 |  | 0.035534 | 0.11534 | 0.16675 | 0.19005 | 0.4645
4910 | 2004-07-23 | 14:00 | 0.18257 | 0.10455 | 0.009574 | 0.24361 | 0.17463 | 0.15006 | 0.20465 |  | 0.059125 | 0.12348 | 0.15126 | 0.17813 | 0.446
4911 | 2004-07-23 | 15:00 | 0.18823 | 0.059095 | 0.015253 | 0.24015 | 0.1594 | 0.20088 | 0.21651 |  | 0.11371 | 0.14388 | 0.13969 | 0.17313 | 0.45579
4912 | 2004-07-23 | 16:00 | 0.22888 | 0.038727 | 0.069244 | 0.22051 | 0.16501 | 0.25332 | 0.21622 |  | 0.12973 | 0.16228 | 0.12081 | 0.17809 | 0.48573
4913 | 2004-07-23 | 17:00 | 0.23346 | 0 | 0.16956 | 0.18584 | 0.16682 | 0.30673 | 0.20828 |  | 0.16116 | 0.18301 | 0.11668 | 0.16847 | 0.4707
4914 | 2004-07-23 | 18:00 | 0.23672 | 0.014568 | 0.18122 | 0.16374 | 0.16636 | 0.25381 | 0.17328 |  | 0.23944 | 0.20179 | 0.12462 | 0.15778 | 0.37869
4915 | 2004-07-23 | 19:00 | 0.24412 | 0.018134 | 0.22488 | 0.16055 | 0.15115 | 0.19626 | 0.16519 |  | 0.2623 | 0.24212 | 0.14456 | 0.14845 | 0.2807
4916 | 2004-07-23 | 20:00 | 0.24705 | 0.056878 | 0.25688 | 0.16424 | 0.1284 | 0.14988 | 0.16451 |  | 0.23828 | 0.30737 | 0.15892 | 0.20141 | 0.19706
4917 | 2004-07-23 | 21:00 | 0.24304 | 0.27985 | 0.25461 | 0.19135 | 0.12064 | 0.13251 | 0.13238 |  | 0.1791 | 0.33766 | 0.16565 | 0.15095 | 0.14828
4918 | 2004-07-23 | 22:00 | 0.2586 | 0.30111 | 0.21552 | 0.22141 | 0.13931 | 0.15703 | 0.11878 |  | 0.16896 | 0.31826 | 0.16432 | 0.15618 | 0.14777
4919 | 2004-07-23 | 23:00 | 0.30875 | 0.35284 | 0.21272 | 0.25328 | 0.1611 | 0.19194 | 0.10901 |  | 0.19401 | 0.31529 | 0.15463 | 0.15795 | 0.16552
4920 | 2004-07-24 | 00:00 | 0.40977 | 0.38551 | 0.25061 | 0.32926 | 0.18914 | 0.24491 | 0.14387 |  | 0.22479 | 0.336 | 0.15973 | 0.15197 | 0.2202
4921 | 2004-07-24 | 01:00 | 0.48621 | 0.38087 | 0.2932 | 0.40035 | 0.21738 | 0.27579 | 0.17043 |  | 0.24042 | 0.35075 | 0.1845 | 0.15411 | 0.26357
4922 | 2004-07-24 | 02:00 | 0.46731 | 0.45897 | 0.32808 | 0.4339 | 0.25349 | 0.27472 | 0.20391 |  | 0.22372 | 0.3535 | 0.18718 | 0.16267 | 0.30284
4923 | 2004-07-24 | 03:00 | 0.41581 | 0.55158 | 0.3396 | 0.44066 | 0.26866 | 0.23858 | 0.23414 |  | 0.24516 | 0.35053 | 0.17808 | 0.25328 | 0.42387
4924 | 2004-07-24 | 04:00 | 0.38213 | 0.5238 | 0.35378 | 0.40272 | 0.27382 | 0.19812 | 0.2271 |  | 0.23342 | 0.33846 | 0.1763 | 0.29745 | 0.55919
4925 | 2004-07-24 | 05:00 | 0.38268 | 0.37629 | 0.34725 | 0.38879 | 0.2886 | 0.18884 | 0.19903 |  | 0.24513 | 0.34542 | 0.16258 | 0.27342 | 0.63459
4926 | 2004-07-24 | 06:00 | 0.40486 | 0.42224 | 0.34305 | 0.40092 | 0.28689 | 0.15036 | 0.17397 |  | 0.25809 | 0.341 | 0.17174 | 0.22062 | 0.67207
4927 | 2004-07-24 | 07:00 | 0.42479 | 0.42634 | 0.31336 | 0.40741 | 0.26647 | 0.11113 | 0.18321 |  | 0.26192 | 0.30567 | 0.1693 | 0.22794 | 0.67829
4928 | 2004-07-24 | 08:00 | 0.42495 | 0.38964 | 0.32858 | 0.39454 | 0.24895 | 0.15305 | 0.24163 |  | 0.25299 | 0.28281 | 0.16183 | 0.21023 | 0.67732
4929 | 2004-07-24 | 09:00 | 0.41404 | 0.44248 | 0.34032 | 0.39676 | 0.23115 | 0.16653 | 0.30196 |  | 0.25093 | 0.25527 | 0.15504 | 0.1971 | 0.65689
4930 | 2004-07-24 | 10:00 | 0.37158 | 0.41363 | 0.2912 | 0.42057 | 0.21589 | 0.13164 | 0.25946 |  | 0.23122 | 0.20189 | 0.14555 | 0.2294 | 0.62032
4931 | 2004-07-24 | 11:00 | 0.28423 | 0.31068 | 0.17232 | 0.40671 | 0.20508 | 0.060539 | 0.16388 |  | 0.13411 | 0.18029 | 0.13248 | 0.19551 | 0.59394
4932 | 2004-07-24 | 12:00 | 0.20234 | 0.25831 | 0.096465 | 0.35251 | 0.17082 | 0.039058 | 0.13944 |  | 0.037793 | 0.16757 | 0.12206 | 0.12477 | 0.57489
4933 | 2004-07-24 | 13:00 | 0.17662 | 0.23219 | 0.14625 | 0.29186 | 0.11979 | 0.036935 | 0.12282 |  | 0.037782 | 0.17733 | 0.10641 | 0.12095 | 0.54101
4934 | 2004-07-24 | 14:00 | 0.16408 | 0.20398 | 0.26025 | 0.23209 | 0.095105 | 0.068339 | 0.18288 |  | 0.08158 | 0.19395 | 0.095162 | 0.10928 | 0.51095
4935 | 2004-07-24 | 15:00 | 0.1484 | 0.20848 | 0.29927 | 0.17164 | 0.081047 | 0.12394 | 0.28548 |  | 0.1262 | 0.18968 | 0.085913 | 0.086219 | 0.48646
4936 | 2004-07-24 | 16:00 | 0.12717 | 0.12831 | 0.27863 | 0.10673 | 0.083183 | 0.15417 | 0.29805 |  | 0.15723 | 0.19718 | 0.067089 | 0.074058 | 0.43439
4937 | 2004-07-24 | 17:00 | 0.14176 | 0.15744 | 0.23494 | 0.093514 | 0.092044 | 0.1711 | 0.22508 |  | 0.16883 | 0.24165 | 0.064947 | 0.063916 | 0.37231
4938 | 2004-07-24 | 18:00 | 0.17006 | 0.18596 | 0.17451 | 0.12697 | 0.092891 | 0.15774 | 0.16666 |  | 0.21123 | 0.27853 | 0.067074 | 0.050518 | 0.25767
4939 | 2004-07-24 | 19:00 | 0.20709 | 0.18648 | 0.13992 | 0.14888 | 0.099872 | 0.14537 | 0.14236 |  | 0.1925 | 0.32494 | 0.072789 | 0.048039 | 0.18854
4940 | 2004-07-24 | 20:00 | 0.25845 | 0.33063 | 0.14157 | 0.1265 | 0.095235 | 0.13581 | 0.12759 |  | 0.26804 | 0.3742 | 0.080379 | 0.050858 | 0.13101
4941 | 2004-07-24 | 21:00 | 0.27061 | 0.42679 | 0.1733 | 0.13153 | 0.095198 | 0.14237 | 0.11901 |  | 0.22547 | 0.38597 | 0.089492 | 0.063509 | 0.10791
4942 | 2004-07-24 | 22:00 | 0.25159 | 0.44106 | 0.20567 | 0.17538 | 0.093056 | 0.16415 | 0.13163 |  | 0.18481 | 0.38747 | 0.10327 | 0.083425 | 0.10968
4943 | 2004-07-24 | 23:00 | 0.25943 | 0.38079 | 0.27367 | 0.2181 | 0.097236 | 0.20303 | 0.18772 |  | 0.17093 | 0.37715 | 0.1215 | 0.10894 | 0.13107
4944 | 2004-07-25 | 00:00 | 0.31232 | 0.36648 | 0.32294 | 0.26077 | 0.095461 | 0.23927 | 0.24307 |  | 0.20317 | 0.3775 | 0.12889 | 0.12813 | 0.17069
4945 | 2004-07-25 | 01:00 | 0.39647 | 0.36737 | 0.387 | 0.32341 | 0.10804 | 0.27584 | 0.28738 |  | 0.21484 | 0.44815 | 0.14501 | 0.12656 | 0.22581
4946 | 2004-07-25 | 02:00 | 0.4224 | 0.3756 | 0.38532 | 0.37575 | 0.12995 | 0.24848 | 0.284 |  | 0.27923 | 0.45528 | 0.15196 | 0.16057 | 0.29782
4947 | 2004-07-25 | 03:00 | 0.39487 | 0.40695 | 0.364 | 0.4279 | 0.15812 | 0.21008 | 0.26684 |  | 0.3201 | 0.41993 | 0.15185 | 0.15977 | 0.42629
4948 | 2004-07-25 | 04:00 | 0.37041 | 0.38864 | 0.35308 | 0.41762 | 0.21547 | 0.20624 | 0.26788 |  | 0.26558 | 0.41059 | 0.15718 | 0.17184 | 0.52738
4949 | 2004-07-25 | 05:00 | 0.33538 | 0.53795 | 0.30837 | 0.41507 | 0.27048 | 0.21971 | 0.28328 |  | 0.28294 | 0.3485 | 0.16475 | 0.20923 | 0.60238
4950 | 2004-07-25 | 06:00 | 0.33428 | 0.55009 | 0.27745 | 0.39917 | 0.27692 | 0.23101 | 0.26671 |  | 0.2953 | 0.28757 | 0.17841 | 0.22368 | 0.64841
4951 | 2004-07-25 | 07:00 | 0.35074 | 0.50288 | 0.29331 | 0.38978 | 0.26286 | 0.25595 | 0.28811 |  | 0.31895 | 0.26133 | 0.15141 | 0.17125 | 0.65178
4952 | 2004-07-25 | 08:00 | 0.36858 | 0.455 | 0.26129 | 0.36575 | 0.24174 | 0.26487 | 0.31384 |  | 0.39248 | 0.23006 | 0.13498 | 0.1233 | 0.63782
4953 | 2004-07-25 | 09:00 | 0.37757 | 0.39345 | 0.23314 | 0.33096 | 0.23042 | 0.23552 | 0.30219 |  | 0.36072 | 0.20413 | 0.12816 | 0.11775 | 0.61279
4954 | 2004-07-25 | 10:00 | 0.33602 | 0.35678 | 0.20532 | 0.33484 | 0.22615 | 0.1914 | 0.28914 |  | 0.29793 | 0.2124 | 0.12548 | 0.10552 | 0.5795
4955 | 2004-07-25 | 11:00 | 0.23284 | 0.35981 | 0.10781 | 0.29792 | 0.217 | 0.1037 | 0.19821 |  | 0.20369 | 0.18907 | 0.12406 | 0.075679 | 0.54562
4956 | 2004-07-25 | 12:00 | 0.13198 | 0.40939 | 0.039018 | 0.2294 | 0.20062 | 0.019139 | 0.12264 |  | 0.11535 | 0.14665 | 0.1171 | 0.069869 | 0.51569
4957 | 2004-07-25 | 13:00 | 0.09119 | 0.35663 | 0.046774 | 0.11617 | 0.16235 | 0.004426 | 0.099791 |  | 0.10821 | 0.16501 | 0.11458 | 0.075739 | 0.48273
4958 | 2004-07-25 | 14:00 | 0.077619 | 0.24809 | 0.085347 | 0.056668 | 0.10804 | 0.007284 | 0.083399 |  | 0.066688 | 0.16395 | 0.11203 | 0.048321 | 0.44481
4959 | 2004-07-25 | 15:00 | 0.079792 | 0.13885 | 0.0769 | 0.060575 | 0.080066 | 0.014031 | 0.086896 |  | 0.052719 | 0.14842 | 0.1156 | 0.04329 | 0.4051
4960 | 2004-07-25 | 16:00 | 0.090369 | 0.093193 | 0.058051 | 0.081857 | 0.088563 | 0.016067 | 0.077543 |  | 0.055257 | 0.12165 | 0.10996 | 0.06567 | 0.35305
4961 | 2004-07-25 | 17:00 | 0.10409 | 0.072985 | 0.056827 | 0.096663 | 0.11708 | 0.019041 | 0.066601 |  | 0.054567 | 0.098873 | 0.095378 | 0.062511 | 0.27681
4962 | 2004-07-25 | 18:00 | 0.093464 | 0.069614 | 0.074386 | 0.10174 | 0.13702 | 0.021216 | 0.05263 |  | 0.066479 | 0.08601 | 0.086427 | 0.05977 | 0.1641
4963 | 2004-07-25 | 19:00 | 0.083206 | 0.12633 | 0.089242 | 0.09694 | 0.14515 | 0.017993 | 0.04456 |  | 0.077102 | 0.07372 | 0.083308 | 0.076041 | 0.07785
4964 | 2004-07-25 | 20:00 | 0.11282 | 0.20198 | 0.14529 | 0.08001 | 0.14454 | 0.024005 | 0.04851 |  | 0.12552 | 0.068796 | 0.078333 | 0.065822 | 0.026417
4965 | 2004-07-25 | 21:00 | 0.17184 | 0.23851 | 0.19992 | 0.08879 | 0.13509 | 0.043797 | 0.059046 |  | 0.11198 | 0.066195 | 0.079531 | 0.067236 | 0.015145
4966 | 2004-07-25 | 22:00 | 0.22166 | 0.30049 | 0.18679 | 0.13742 | 0.13457 | 0.064496 | 0.055297 |  | 0.10953 | 0.066905 | 0.093746 | 0.07618 | 0.025887
4967 | 2004-07-25 | 23:00 | 0.23293 | 0.47028 | 0.16928 | 0.16634 | 0.14377 | 0.088619 | 0.056086 |  | 0.19446 | 0.073849 | 0.11946 | 0.083484 | 0.041709
4968 | 2004-07-26 | 00:00 | 0.18918 | 0.51956 | 0.20971 | 0.18605 | 0.15867 | 0.077262 | 0.06731 |  | 0.18026 | 0.086218 | 0.13473 | 0.091292 | 0.069596
4969 | 2004-07-26 | 01:00 | 0.20772 | 0.54427 | 0.23023 | 0.23698 | 0.19325 | 0.10018 | 0.062095 |  | 0.20175 | 0.11345 | 0.098571 | 0.085693 | 0.1105
4970 | 2004-07-26 | 02:00 | 0.23833 | 0.46715 | 0.18099 | 0.28147 | 0.24945 | 0.12359 | 0.045842 |  | 0.19522 | 0.12371 | 0.088063 | 0.067189 | 0.18861
4971 | 2004-07-26 | 03:00 | 0.21434 | 0.38882 | 0.13815 | 0.30497 | 0.32494 | 0.095766 | 0.038904 |  | 0.16952 | 0.12694 | 0.12543 | 0.078178 | 0.30019
4972 | 2004-07-26 | 04:00 | 0.18872 | 0.40373 | 0.13155 | 0.29375 | 0.39463 | 0.091023 | 0.037793 |  | 0.16939 | 0.13932 | 0.14839 | 0.099524 | 0.42103
4973 | 2004-07-26 | 05:00 | 0.19976 | 0.41308 | 0.10713 | 0.24577 | 0.43073 | 0.087291 | 0.054311 |  | 0.13145 | 0.13597 | 0.18216 | 0.13318 | 0.56288
4974 | 2004-07-26 | 06:00 | 0.22682 | 0.44263 | 0.10017 | 0.21903 | 0.46136 | 0.080715 | 0.069793 |  | 0.105 | 0.13697 | 0.22207 | 0.13644 | 0.61871
4975 | 2004-07-26 | 07:00 | 0.22297 | 0.48229 | 0.093748 | 0.22106 | 0.49805 | 0.066656 | 0.08277 |  | 0.085246 | 0.1548 | 0.21921 | 0.1305 | 0.5776
4976 | 2004-07-26 | 08:00 | 0.21054 | 0.48343 | 0.08039 | 0.21349 | 0.48228 | 0.066053 | 0.094531 |  | 0.08636 | 0.15869 | 0.21503 | 0.13618 | 0.51825
4977 | 2004-07-26 | 09:00 | 0.22565 | 0.43249 | 0.068456 | 0.19739 | 0.45164 | 0.09033 | 0.10465 |  | 0.11548 | 0.14437 | 0.21933 | 0.12439 | 0.45078
4978 | 2004-07-26 | 10:00 | 0.20627 | 0.48614 | 0.046824 | 0.20116 | 0.44484 | 0.10221 | 0.11565 |  | 0.15672 | 0.13522 | 0.24841 | 0.11715 | 0.36508
4979 | 2004-07-26 | 11:00 | 0.16957 | 0.5003 | 0.025529 | 0.17752 | 0.41878 | 0.087215 | 0.085758 |  | 0.13081 | 0.13478 | 0.28559 | 0.12051 | 0.2566
4980 | 2004-07-26 | 12:00 | 0.097134 | 0.44669 | 0.083748 | 0.13471 | 0.37838 | 0.049604 | 0.054157 |  | 0.097447 | 0.12287 | 0.29213 | 0.11912 | 0.16065
4981 | 2004-07-26 | 13:00 | 0.076422 | 0.36157 | 0.10175 | 0.087732 | 0.32738 | 0.032737 | 0.043589 |  | 0.095694 | 0.1041 | 0.27984 | 0.11683 | 0.085174
4982 | 2004-07-26 | 14:00 | 0.083688 | 0.27014 | 0.099679 | 0.044482 | 0.24501 | 0.050982 | 0.037984 |  | 0.10632 | 0.080439 | 0.25895 | 0.11144 | 0.057509
4983 | 2004-07-26 | 15:00 | 0.10347 | 0.17301 | 0.11104 | 0.030832 | 0.21411 | 0.065367 | 0.037468 |  | 0.17369 | 0.082226 | 0.24047 | 0.098716 | 0.036708
4984 | 2004-07-26 | 16:00 | 0.1402 | 0.078765 | 0.15093 | 0.031133 | 0.22572 | 0.069433 | 0.040505 |  | 0.18503 | 0.090357 | 0.2078 | 0.080661 | 0.035143
4985 | 2004-07-26 | 17:00 | 0.1496 | 0.092676 | 0.18666 | 0.042773 | 0.26261 | 0.060482 | 0.046533 |  | 0.22647 | 0.097547 | 0.15375 | 0.064848 | 0.035491
4986 | 2004-07-26 | 18:00 | 0.12831 | 0.064157 | 0.23339 | 0.047797 | 0.29904 | 0.07601 | 0.052017 |  | 0.23596 | 0.11452 | 0.12224 | 0.063581 | 0.030906
4987 | 2004-07-26 | 19:00 | 0.12472 | 0.050985 | 0.26306 | 0.044108 | 0.31333 | 0.10758 | 0.051908 |  | 0.25646 | 0.13774 | 0.12078 | 0.062194 | 0.033705
4988 | 2004-07-26 | 20:00 | 0.14975 | 0.086619 | 0.23358 | 0.048223 | 0.31821 | 0.12538 | 0.050701 |  | 0.29411 | 0.13821 | 0.12721 | 0.061245 | 0.041171
4989 | 2004-07-26 | 21:00 | 0.17378 | 0.077245 | 0.22248 | 0.055175 | 0.31846 | 0.16726 | 0.044861 |  | 0.31618 | 0.13076 | 0.142 | 0.064081 | 0.057868
4990 | 2004-07-26 | 22:00 | 0.17255 | 0.15465 | 0.21839 | 0.057079 | 0.3228 | 0.26201 | 0.048362 |  | 0.37573 | 0.13425 | 0.17042 | 0.069771 | 0.075703
4991 | 2004-07-26 | 23:00 | 0.18037 | 0.21157 | 0.21922 | 0.05477 | 0.35532 | 0.27716 | 0.067446 |  | 0.40622 | 0.13513 | 0.21005 | 0.082661 | 0.081694
4992 | 2004-07-27 | 00:00 | 0.20533 | 0.21183 | 0.24648 | 0.066253 | 0.40627 | 0.24666 | 0.089795 |  | 0.39002 | 0.14882 | 0.26097 | 0.10841 | 0.090009
4993 | 2004-07-27 | 01:00 | 0.26969 | 0.19233 | 0.24014 | 0.076685 | 0.48143 | 0.26548 | 0.10079 |  | 0.4079 | 0.20494 | 0.23047 | 0.14298 | 0.087882
4994 | 2004-07-27 | 02:00 | 0.25192 | 0.24658 | 0.18873 | 0.080226 | 0.5214 | 0.27812 | 0.091076 |  | 0.37892 | 0.25228 | 0.28252 | 0.19573 | 0.088139
4995 | 2004-07-27 | 03:00 | 0.19442 | 0.35455 | 0.17936 | 0.064014 | 0.54898 | 0.24373 | 0.092088 |  | 0.39152 | 0.28682 | 0.31878 | 0.27762 | 0.11177
4996 | 2004-07-27 | 04:00 | 0.15914 | 0.29234 | 0.21668 | 0.054347 | 0.58722 | 0.301 | 0.11342 |  | 0.31282 | 0.35864 | 0.39475 | 0.35361 | 0.18748
4997 | 2004-07-27 | 05:00 | 0.12674 | 0.38677 | 0.2484 | 0.069566 | 0.60263 | 0.31278 | 0.10939 |  | 0.25474 | 0.47196 | 0.39452 | 0.3799 | 0.32948
4998 | 2004-07-27 | 06:00 | 0.14504 | 0.41594 | 0.25305 | 0.08497 | 0.62416 | 0.27861 | 0.087645 |  | 0.20284 | 0.53251 | 0.39011 | 0.38382 | 0.38651
4999 | 2004-07-27 | 07:00 | 0.19055 | 0.41323 | 0.23494 | 0.098201 | 0.62357 | 0.20284 | 0.07341 |  | 0.16851 | 0.56802 | 0.43937 | 0.39501 | 0.33577
5000 | 2004-07-27 | 08:00 | 0.19748 | 0.32984 | 0.23147 | 0.10398 | 0.61455 | 0.16467 | 0.055699 |  | 0.16069 | 0.5535 | 0.41139 | 0.40248 | 0.26216
5001 | 2004-07-27 | 09:00 | 0.17194 | 0.29365 | 0.189 | 0.093437 | 0.5985 | 0.15293 | 0.052057 |  | 0.13475 | 0.52169 | 0.35926 | 0.40452 | 0.16863
5002 | 2004-07-27 | 10:00 | 0.13618 | 0.23669 | 0.16661 | 0.076055 | 0.59799 | 0.19926 | 0.068634 |  | 0.10756 | 0.50126 | 0.32385 | 0.38762 | 0.10808
5003 | 2004-07-27 | 11:00 | 0.09237 | 0.24456 | 0.10127 | 0.051813 | 0.59147 | 0.18163 | 0.056034 |  | 0.082096 | 0.47752 | 0.31258 | 0.36565 | 0.073622
5004 | 2004-07-27 | 12:00 | 0.046066 | 0.16808 | 0.13065 | 0.039098 | 0.559 | 0.1429 | 0.041815 |  | 0.040235 | 0.44702 | 0.33181 | 0.35522 | 0.052554
5005 | 2004-07-27 | 13:00 | 0.048165 | 0.063468 | 0.14329 | 0.018002 | 0.48195 | 0.1506 | 0.045811 |  | 0.12909 | 0.39465 | 0.35375 | 0.35249 | 0.046802
5006 | 2004-07-27 | 14:00 | 0.05456 | 0.046048 | 0.13689 | 0.010119 | 0.4371 | 0.16129 | 0.066488 |  | 0.27338 | 0.32099 | 0.33759 | 0.34561 | 0.04463
5007 | 2004-07-27 | 15:00 | 0.05896 | 0.033974 | 0.11198 | 0.010198 | 0.44279 | 0.15581 | 0.066341 |  | 0.29875 | 0.30131 | 0.33605 | 0.29677 | 0.041807
5008 | 2004-07-27 | 16:00 | 0.066387 | 0.013992 | 0.092493 | 0.009466 | 0.48667 | 0.144 | 0.064066 |  | 0.34039 | 0.39263 | 0.30511 | 0.20952 | 0.031668
5009 | 2004-07-27 | 17:00 | 0.097023 | 0 | 0.12951 | 0.006008 | 0.52647 | 0.14308 | 0.068298 |  | 0.33657 | 0.4444 | 0.25531 | 0.19031 | 0.023162
5010 | 2004-07-27 | 18:00 | 0.12848 | 0 | 0.12478 | 0.009641 | 0.56077 | 0.14352 | 0.082877 |  | 0.32311 | 0.46917 | 0.26223 | 0.17825 | 0.01476
5011 | 2004-07-27 | 19:00 | 0.14616 | 0 | 0.109 | 0.020518 | 0.58031 | 0.13689 | 0.090625 |  | 0.32796 | 0.49514 | 0.26067 | 0.16083 | 0.007865
5012 | 2004-07-27 | 20:00 | 0.15594 | 0 | 0.15843 | 0.01373 | 0.59497 | 0.15552 | 0.10698 |  | 0.32843 | 0.47651 | 0.26309 | 0.15105 | 0.006611
5013 | 2004-07-27 | 21:00 | 0.14643 | 0 | 0.23758 | 0.013933 | 0.55025 | 0.19937 | 0.12477 |  | 0.31068 | 0.4553 | 0.26839 | 0.16559 | 0.008844
5014 | 2004-07-27 | 22:00 | 0.14784 | 0.044665 | 0.26362 | 0.013762 | 0.5129 | 0.21904 | 0.15879 |  | 0.3606 | 0.43801 | 0.27871 | 0.15676 | 0.017024
5015 | 2004-07-27 | 23:00 | 0.15008 | 0.20561 | 0.26402 | 0.024885 | 0.52664 | 0.25638 | 0.1812 |  | 0.38071 | 0.45273 | 0.30081 | 0.15753 | 0.023745
5016 | 2004-07-28 | 00:00 | 0.14791 | 0.13197 | 0.30584 | 0.035832 | 0.5601 | 0.25845 | 0.1935 |  | 0.3825 | 0.52145 | 0.28706 | 0.16622 | 0.028712
5017 | 2004-07-28 | 01:00 | 0.1643 | 0.08258 | 0.23368 | 0.034424 | 0.57639 | 0.25247 | 0.21262 |  | 0.38798 | 0.54074 | 0.29345 | 0.19703 | 0.046209
5018 | 2004-07-28 | 02:00 | 0.17179 | 0.12837 | 0.13946 | 0.053613 | 0.55616 | 0.22085 | 0.21877 |  | 0.38454 | 0.57303 | 0.2614 | 0.24933 | 0.085651
5019 | 2004-07-28 | 03:00 | 0.13593 | 0.22928 | 0.15037 | 0.074231 | 0.55542 | 0.15927 | 0.18822 |  | 0.33151 | 0.56401 | 0.24804 | 0.31774 | 0.14294
5020 | 2004-07-28 | 04:00 | 0.1004 | 0.2612 | 0.19062 | 0.06998 | 0.58656 | 0.1542 | 0.17098 |  | 0.33514 | 0.5842 | 0.21374 | 0.39198 | 0.28516
5021 | 2004-07-28 | 05:00 | 0.08654 | 0.31039 | 0.14267 | 0.084681 | 0.58945 | 0.14462 | 0.16625 |  | 0.35362 | 0.63387 | 0.18596 | 0.38957 | 0.43891
5022 | 2004-07-28 | 06:00 | 0.070995 | 0.3653 | 0.12557 | 0.1014 | 0.61005 | 0.11077 | 0.16012 |  | 0.31641 | 0.64307 | 0.18493 | 0.3833 | 0.5771
5023 | 2004-07-28 | 07:00 | 0.075463 | 0.34151 | 0.09896 | 0.12388 | 0.61407 | 0.07814 | 0.12305 |  | 0.32199 | 0.59534 | 0.16259 | 0.37884 | 0.59851
5024 | 2004-07-28 | 08:00 | 0.076999 | 0.34621 | 0.078863 | 0.14339 | 0.57385 | 0.073902 | 0.10131 |  | 0.32965 | 0.51731 | 0.15847 | 0.35542 | 0.59613
5025 | 2004-07-28 | 09:00 | 0.063801 | 0.34471 | 0.054616 | 0.15953 | 0.5541 | 0.071225 | 0.096136 |  | 0.30987 | 0.4326 | 0.16139 | 0.34821 | 0.57913
5026 | 2004-07-28 | 10:00 | 0.05727 | 0.37089 | 0.041371 | 0.16523 | 0.57133 | 0.077098 | 0.070803 |  | 0.27797 | 0.41244 | 0.17578 | 0.35474 | 0.55995
5027 | 2004-07-28 | 11:00 | 0.035141 | 0.39135 | 0.027134 | 0.17028 | 0.54402 | 0.050465 | 0.038182 |  | 0.17269 | 0.39243 | 0.1655 | 0.35435 | 0.53128
5028 | 2004-07-28 | 12:00 | 0.021341 | 0.33795 | 0.036265 | 0.14794 | 0.47339 | 0.038283 | 0.029782 |  | 0.060095 | 0.33441 | 0.15929 | 0.35477 | 0.50912
5029 | 2004-07-28 | 13:00 | 0.019112 | 0.30734 | 0.046014 | 0.076871 | 0.42611 | 0.04243 | 0.030566 |  | 0.1606 | 0.2911 | 0.16215 | 0.3469 | 0.4793
5030 | 2004-07-28 | 14:00 | 0.018097 | 0.28716 | 0.04693 | 0.039761 | 0.42692 | 0.051224 | 0.031812 |  | 0.24492 | 0.22096 | 0.16892 | 0.37175 | 0.44685
5031 | 2004-07-28 | 15:00 | 0.017411 | 0.26423 | 0.062503 | 0.037586 | 0.41296 | 0.070034 | 0.034365 |  | 0.26976 | 0.19558 | 0.16814 | 0.3571 | 0.41404
5032 | 2004-07-28 | 16:00 | 0.020847 | 0.21953 | 0.062609 | 0.053274 | 0.4154 | 0.080761 | 0.040105 |  | 0.25844 | 0.20509 | 0.15776 | 0.28197 | 0.37347
5033 | 2004-07-28 | 17:00 | 0.017766 | 0.21799 | 0.059078 | 0.066569 | 0.40763 | 0.092282 | 0.037652 |  | 0.24288 | 0.18788 | 0.14794 | 0.25112 | 0.32753
5034 | 2004-07-28 | 18:00 | 0.019672 | 0.16594 | 0.10375 | 0.09726 | 0.40573 | 0.11817 | 0.03933 |  | 0.24584 | 0.19811 | 0.15065 | 0.22709 | 0.23191
5035 | 2004-07-28 | 19:00 | 0.017264 | 0.15373 | 0.10661 | 0.13072 | 0.44182 | 0.14802 | 0.055552 |  | 0.15607 | 0.2268 | 0.15466 | 0.20556 | 0.14109
5036 | 2004-07-28 | 20:00 | 0.013977 | 0.17833 | 0.078297 | 0.12583 | 0.51244 | 0.1844 | 0.065642 |  | 0.079513 | 0.31488 | 0.16617 | 0.17129 | 0.065836
5037 | 2004-07-28 | 21:00 | 0.012587 | 0.23057 | 0.071862 | 0.1313 | 0.57708 | 0.18864 | 0.07523 |  | 0.055093 | 0.41677 | 0.18705 | 0.15239 | 0.043355
5038 | 2004-07-28 | 22:00 | 0.012875 | 0.17507 | 0.070793 | 0.18248 | 0.57516 | 0.13831 | 0.070232 |  | 0.063839 | 0.43686 | 0.20946 | 0.14517 | 0.045967
5039 | 2004-07-28 | 23:00 | 0.019912 | 0.16238 | 0.07762 | 0.23858 | 0.5565 | 0.13005 | 0.072383 |  | 0.1002 | 0.42101 | 0.20887 | 0.12103 | 0.066374
5040 | 2004-07-29 | 00:00 | 0.033536 | 0.2024 | 0.1147 | 0.29005 | 0.51602 | 0.12248 | 0.091909 |  | 0.1913 | 0.39312 | 0.21402 | 0.11333 | 0.10929
5041 | 2004-07-29 | 01:00 | 0.05193 | 0.2504 | 0.14285 | 0.32375 | 0.5243 | 0.1886 | 0.12224 |  | 0.17323 | 0.41511 | 0.1933 | 0.15853 | 0.20987
5042 | 2004-07-29 | 02:00 | 0.071465 | 0.30809 | 0.15829 | 0.33559 | 0.49216 | 0.2724 | 0.14319 |  | 0.14492 | 0.42292 | 0.21321 | 0.17366 | 0.43565
5043 | 2004-07-29 | 03:00 | 0.1054 | 0.37612 | 0.15255 | 0.34244 | 0.40112 | 0.32672 | 0.12365 |  | 0.15331 | 0.38566 | 0.24575 | 0.24772 | 0.63813
5044 | 2004-07-29 | 04:00 | 0.16614 | 0.42418 | 0.15874 | 0.41248 | 0.31237 | 0.35328 | 0.1431 |  | 0.11408 | 0.37766 | 0.23048 | 0.31291 | 0.66202
5045 | 2004-07-29 | 05:00 | 0.17083 | 0.66455 | 0.14197 | 0.52932 | 0.25354 | 0.34193 | 0.16385 |  | 0.11382 | 0.31956 | 0.2062 | 0.3232 | 0.70957
5046 | 2004-07-29 | 06:00 | 0.15388 | 0.54209 | 0.12553 | 0.55971 | 0.2192 | 0.34553 | 0.16784 |  | 0.13105 | 0.24343 | 0.15318 | 0.28097 | 0.78392
5047 | 2004-07-29 | 07:00 | 0.14001 | 0.49071 | 0.068605 | 0.51076 | 0.19661 | 0.26104 | 0.21142 |  | 0.16493 | 0.16129 | 0.10721 | 0.28307 | 0.78359
5048 | 2004-07-29 | 08:00 | 0.14606 | 0.42411 | 0.049109 | 0.48373 | 0.16344 | 0.21581 | 0.24542 |  | 0.20091 | 0.14322 | 0.071174 | 0.30395 | 0.75542
5049 | 2004-07-29 | 09:00 | 0.15962 | 0.30963 | 0.029576 | 0.45664 | 0.14025 | 0.18063 | 0.23849 |  | 0.23061 | 0.14316 | 0.061529 | 0.26636 | 0.72285
5050 | 2004-07-29 | 10:00 | 0.16842 | 0.38005 | 0.009525 | 0.41872 | 0.13691 | 0.14241 | 0.16643 |  | 0.21262 | 0.15136 | 0.059382 | 0.2587 | 0.68931
5051 | 2004-07-29 | 11:00 | 0.19867 | 0.44188 | 0.001124 | 0.38131 | 0.13742 | 0.065228 | 0.064684 |  | 0.14804 | 0.1659 | 0.063661 | 0.26848 | 0.65697
5052 | 2004-07-29 | 12:00 | 0.12224 | 0.43913 | 0.006414 | 0.31615 | 0.13938 | 0.01617 | 0.035383 |  | 0.1028 | 0.15599 | 0.060564 | 0.27952 | 0.61792
5053 | 2004-07-29 | 13:00 | 0.051737 | 0.34804 | 0.022682 | 0.19874 | 0.1375 | 0.00556 | 0.026866 |  | 0.13186 | 0.11894 | 0.059012 | 0.26806 | 0.54587
5054 | 2004-07-29 | 14:00 | 0.040697 | 0.24265 | 0.025198 | 0.145 | 0.11134 | 0.009768 | 0.045445 |  | 0.18382 | 0.12017 | 0.060317 | 0.21842 | 0.52478
5055 | 2004-07-29 | 15:00 | 0.055683 | 0.14063 | 0.026888 | 0.17913 | 0.088866 | 0.022362 | 0.08033 |  | 0.26068 | 0.13854 | 0.057934 | 0.1648 | 0.50612
5056 | 2004-07-29 | 16:00 | 0.076277 | 0.25844 | 0.030279 | 0.2098 | 0.089217 | 0.025863 | 0.12116 |  | 0.23267 | 0.14433 | 0.04988 | 0.11983 | 0.49318
5057 | 2004-07-29 | 17:00 | 0.082362 | 0.15675 | 0.033021 | 0.21181 | 0.092927 | 0.031593 | 0.16656 |  | 0.23032 | 0.14448 | 0.035352 | 0.11367 | 0.43178
5058 | 2004-07-29 | 18:00 | 0.084982 | 0.073022 | 0.037062 | 0.21919 | 0.098441 | 0.028548 | 0.17915 |  | 0.22123 | 0.16361 | 0.031474 | 0.097434 | 0.27748
5059 | 2004-07-29 | 19:00 | 0.094954 | 0.061962 | 0.05392 | 0.24198 | 0.11323 | 0.014207 | 0.18307 |  | 0.2357 | 0.144 | 0.034864 | 0.091652 | 0.1814
5060 | 2004-07-29 | 20:00 | 0.13142 | 0.15008 | 0.091091 | 0.24132 | 0.13067 | 0.01008 | 0.17058 |  | 0.21383 | 0.11275 | 0.045747 | 0.10589 | 0.13981
5061 | 2004-07-29 | 21:00 | 0.16853 | 0.26158 | 0.12469 | 0.24403 | 0.14907 | 0.00734 | 0.15072 |  | 0.20741 | 0.11516 | 0.061687 | 0.11893 | 0.096514
5062 | 2004-07-29 | 22:00 | 0.15035 | 0.30827 | 0.13526 | 0.25211 | 0.161 | 0.011591 | 0.15638 |  | 0.20427 | 0.10572 | 0.081163 | 0.11509 | 0.085489
5063 | 2004-07-29 | 23:00 | 0.13414 | 0.25726 | 0.17077 | 0.21482 | 0.17456 | 0.025055 | 0.18216 |  | 0.21213 | 0.11832 | 0.099898 | 0.10534 | 0.093743
5064 | 2004-07-30 | 00:00 | 0.1167 | 0.28282 | 0.17528 | 0.18066 | 0.18319 | 0.048698 | 0.2072 |  | 0.17583 | 0.11531 | 0.10585 | 0.10053 | 0.11861
5065 | 2004-07-30 | 01:00 | 0.12691 | 0.27525 | 0.2021 | 0.27192 | 0.19526 | 0.090237 | 0.22635 |  | 0.18266 | 0.12914 | 0.12395 | 0.10439 | 0.14078
5066 | 2004-07-30 | 02:00 | 0.13825 | 0.28196 | 0.20984 | 0.28357 | 0.22154 | 0.11753 | 0.26265 |  | 0.1488 | 0.14152 | 0.10514 | 0.084607 | 0.20003
5067 | 2004-07-30 | 03:00 | 0.14473 | 0.29023 | 0.21061 | 0.23562 | 0.27038 | 0.15168 | 0.29058 |  | 0.14455 | 0.15198 | 0.090709 | 0.088375 | 0.31677
5068 | 2004-07-30 | 04:00 | 0.17483 | 0.27722 | 0.24184 | 0.22479 | 0.34342 | 0.15854 | 0.31031 |  | 0.15161 | 0.16363 | 0.078071 | 0.12543 | 0.41096
5069 | 2004-07-30 | 05:00 | 0.17192 | 0.21916 | 0.25908 | 0.26618 | 0.39789 | 0.20304 | 0.32043 |  | 0.17745 | 0.15644 | 0.064818 | 0.13493 | 0.50861
5070 | 2004-07-30 | 06:00 | 0.1408 | 0.21343 | 0.28601 | 0.25602 | 0.38823 | 0.28561 | 0.29166 |  | 0.22003 | 0.18216 | 0.056893 | 0.12187 | 0.58733
5071 | 2004-07-30 | 07:00 | 0.13437 | 0.3719 | 0.29335 | 0.19116 | 0.37734 | 0.41762 | 0.23084 |  | 0.27124 | 0.25297 | 0.04904 | 0.1311 | 0.58527
5072 | 2004-07-30 | 08:00 | 0.1394 | 0.34545 | 0.27277 | 0.16304 | 0.36867 | 0.49148 | 0.20057 |  | 0.30877 | 0.31592 | 0.043977 | 0.119 | 0.55088
5073 | 2004-07-30 | 09:00 | 0.1241 | 0.17877 | 0.26569 | 0.15172 | 0.35244 | 0.47036 | 0.17878 |  | 0.34644 | 0.32242 | 0.046004 | 0.11758 | 0.52595
5074 | 2004-07-30 | 10:00 | 0.10979 | 0.264 | 0.2476 | 0.1243 | 0.33343 | 0.4253 | 0.10876 |  | 0.37212 | 0.29919 | 0.045842 | 0.1015 | 0.47884
5075 | 2004-07-30 | 11:00 | 0.083161 | 0.22138 | 0.1551 | 0.10999 | 0.28751 | 0.29448 | 0.040156 |  | 0.32548 | 0.28597 | 0.044713 | 0.091102 | 0.43367
5076 | 2004-07-30 | 12:00 | 0.05221 | 0.27707 | 0.09532 | 0.10076 | 0.2293 | 0.17284 | 0.025582 |  | 0.2905 | 0.28615 | 0.048072 | 0.086427 | 0.39245
5077 | 2004-07-30 | 13:00 | 0.049298 | 0.11864 | 0.078836 | 0.1227 | 0.14154 | 0.12867 | 0.030254 |  | 0.35911 | 0.22697 | 0.05551 | 0.076037 | 0.3583
5078 | 2004-07-30 | 14:00 | 0.055298 | 0.05464 | 0.077781 | 0.1207 | 0.1165 | 0.10643 | 0.039078 |  | 0.33241 | 0.18254 | 0.062831 | 0.083408 | 0.33946
5079 | 2004-07-30 | 15:00 | 0.074588 | 0 | 0.076868 | 0.093126 | 0.10249 | 0.087788 | 0.050462 |  | 0.3099 | 0.16604 | 0.073708 | 0.090969 | 0.35603
5080 | 2004-07-30 | 16:00 | 0.10118 | 0.031884 | 0.12593 | 0.079639 | 0.11471 | 0.097259 | 0.065721 |  | 0.28749 | 0.19485 | 0.0738 | 0.054685 | 0.32885
5081 | 2004-07-30 | 17:00 | 0.10972 | 0.028808 | 0.14863 | 0.070752 | 0.11451 | 0.14999 | 0.073294 |  | 0.33559 | 0.21742 | 0.05873 | 0.050848 | 0.26294
5082 | 2004-07-30 | 18:00 | 0.1155 | 0.13192 | 0.16758 | 0.12426 | 0.11622 | 0.15779 | 0.092192 |  | 0.35366 | 0.2082 | 0.052925 | 0.058 | 0.15604
5083 | 2004-07-30 | 19:00 | 0.13559 | 0.20348 | 0.26534 | 0.17132 | 0.12269 | 0.21646 | 0.11984 |  | 0.36539 | 0.19364 | 0.058506 | 0.073837 | 0.079356
5084 | 2004-07-30 | 20:00 | 0.11589 | 0.27819 | 0.36005 | 0.14107 | 0.12957 | 0.18759 | 0.14075 |  | 0.39485 | 0.17886 | 0.076921 | 0.090763 | 0.031992
5085 | 2004-07-30 | 21:00 | 0.14111 | 0.33027 | 0.41354 | 0.081505 | 0.13403 | 0.23063 | 0.16523 |  | 0.42259 | 0.18302 | 0.095315 | 0.10778 | 0.022697
5086 | 2004-07-30 | 22:00 | 0.18265 | 0.40029 | 0.50191 | 0.06932 | 0.12182 | 0.26415 | 0.2036 |  | 0.42317 | 0.22119 | 0.11229 | 0.12127 | 0.029879
5087 | 2004-07-30 | 23:00 | 0.18167 | 0.42009 | 0.53086 | 0.073076 | 0.11429 | 0.30429 | 0.26007 |  | 0.5006 | 0.24779 | 0.12835 | 0.10781 | 0.042918
5088 | 2004-07-31 | 00:00 | 0.18875 | 0.45136 | 0.55038 | 0.063272 | 0.10827 | 0.32525 | 0.23371 |  | 0.42441 | 0.26295 | 0.13354 | 0.096876 | 0.058726
5089 | 2004-07-31 | 01:00 | 0.19767 | 0.49906 | 0.58324 | 0.081978 | 0.10684 | 0.34072 | 0.30605 |  | 0.47716 | 0.31057 | 0.13758 | 0.085201 | 0.081807
5090 | 2004-07-31 | 02:00 | 0.17951 | 0.46406 | 0.52214 | 0.10537 | 0.12232 | 0.34816 | 0.38126 |  | 0.47048 | 0.34532 | 0.14257 | 0.072205 | 0.12399
5091 | 2004-07-31 | 03:00 | 0.18348 | 0.44041 | 0.45989 | 0.11959 | 0.15273 | 0.34156 | 0.40575 |  | 0.47106 | 0.33892 | 0.11976 | 0.083802 | 0.18005
5092 | 2004-07-31 | 04:00 | 0.19123 | 0.40918 | 0.43241 | 0.14053 | 0.19623 | 0.361 | 0.43969 |  | 0.45592 | 0.35182 | 0.11428 | 0.11109 | 0.25171
5093 | 2004-07-31 | 05:00 | 0.20231 | 0.32339 | 0.42744 | 0.18538 | 0.24397 | 0.49486 | 0.4651 |  | 0.43546 | 0.34027 | 0.13223 | 0.13283 | 0.40021
5094 | 2004-07-31 | 06:00 | 0.20439 | 0.29658 | 0.37737 | 0.19001 | 0.27009 | 0.53338 | 0.4651 |  | 0.45103 | 0.37771 | 0.15438 | 0.15166 | 0.48295
5095 | 2004-07-31 | 07:00 | 0.18817 | 0.29838 | 0.34845 | 0.15767 | 0.27658 | 0.60514 | 0.4503 |  | 0.5347 | 0.41547 | 0.17441 | 0.16245 | 0.47189
5096 | 2004-07-31 | 08:00 | 0.17799 | 0.38363 | 0.3502 | 0.13957 | 0.2781 | 0.66909 | 0.40234 |  | 0.54861 | 0.44259 | 0.19743 | 0.17197 | 0.44396
5097 | 2004-07-31 | 09:00 | 0.16639 | 0.36365 | 0.37221 | 0.14699 | 0.29052 | 0.71824 | 0.33954 |  | 0.51297 | 0.50476 | 0.21148 | 0.16805 | 0.41218
5098 | 2004-07-31 | 10:00 | 0.14655 | 0.32188 | 0.36831 | 0.16334 | 0.31792 | 0.68589 | 0.30332 |  | 0.4328 | 0.53153 | 0.23355 | 0.17265 | 0.33984
5099 | 2004-07-31 | 11:00 | 0.12237 | 0.21271 | 0.29572 | 0.1559 | 0.34343 | 0.62095 | 0.23686 |  | 0.3719 | 0.5216 | 0.24438 | 0.15881 | 0.26749
5100 | 2004-07-31 | 12:00 | 0.11061 | 0.13157 | 0.25157 | 0.13148 | 0.3323 | 0.62096 | 0.21579 |  | 0.25382 | 0.49329 | 0.23685 | 0.14803 | 0.20417
5101 | 2004-07-31 | 13:00 | 0.11321 | 0.079641 | 0.29068 | 0.06813 | 0.3302 | 0.66207 | 0.22736 |  | 0.27135 | 0.36874 | 0.22242 | 0.14663 | 0.14839
5102 | 2004-07-31 | 14:00 | 0.10173 | 0.13112 | 0.38615 | 0.036209 | 0.26546 | 0.7981 | 0.32414 |  | 0.31673 | 0.29451 | 0.20989 | 0.14106 | 0.093738
5103 | 2004-07-31 | 15:00 | 0.16359 | 0.21145 | 0.42878 | 0.067059 | 0.22649 | 0.85275 | 0.4072 |  | 0.26166 | 0.26474 | 0.19179 | 0.11441 | 0.06392
5104 | 2004-07-31 | 16:00 | 0.23482 | 0.23454 | 0.41353 | 0.14415 | 0.23307 | 0.85257 | 0.46184 |  | 0.21067 | 0.31197 | 0.1595 | 0.067885 | 0.048362
5105 | 2004-07-31 | 17:00 | 0.25333 | 0.19374 | 0.41321 | 0.23684 | 0.27625 | 0.78541 | 0.49488 |  | 0.22258 | 0.36984 | 0.11679 | 0.068354 | 0.034057
5106 | 2004-07-31 | 18:00 | 0.2473 | 0.2596 | 0.41619 | 0.26159 | 0.31099 | 0.74145 | 0.5188 |  | 0.25649 | 0.42699 | 0.1051 | 0.067878 | 0.025065
5107 | 2004-07-31 | 19:00 | 0.25374 | 0.39944 | 0.4648 | 0.2249 | 0.33467 | 0.67005 | 0.56172 |  | 0.26616 | 0.44363 | 0.12392 | 0.071286 | 0.014351
5108 | 2004-07-31 | 20:00 | 0.2165 | 0.34672 | 0.51006 | 0.20637 | 0.3642 | 0.65187 | 0.61187 |  | 0.32011 | 0.40649 | 0.16231 | 0.078409 | 0.014327
5109 | 2004-07-31 | 21:00 | 0.18483 | 0.34238 | 0.56882 | 0.16023 | 0.38275 | 0.66647 | 0.63783 |  | 0.33358 | 0.38137 | 0.19158 | 0.090494 | 0.023332
5110 | 2004-07-31 | 22:00 | 0.20872 | 0.41347 | 0.5606 | 0.11875 | 0.40162 | 0.6091 | 0.62338 |  | 0.37108 | 0.37805 | 0.21361 | 0.11196 | 0.036566
5111 | 2004-07-31 | 23:00 | 0.23345 | 0.45739 | 0.52095 | 0.091854 | 0.41067 | 0.54931 | 0.56525 |  | 0.35772 | 0.41207 | 0.23216 | 0.10344 | 0.043819
5112 | 2004-08-01 | 00:00 | 0.19718 | 0.43554 | 0.40969 | 0.089117 | 0.4264 | 0.59034 | 0.55583 |  | 0.26623 | 0.48171 | 0.2302 | 0.069959 | 0.059844
5113 | 2004-08-01 | 01:00 | 0.19081 | 0.35914 | 0.32645 | 0.043635 | 0.42862 | 0.58327 | 0.51338 |  | 0.25023 | 0.49202 | 0.19674 | 0.074004 | 0.12649
5114 | 2004-08-01 | 02:00 | 0.19274 | 0.40714 | 0.26584 | 0.043111 | 0.42581 | 0.57595 | 0.4658 |  | 0.23199 | 0.52547 | 0.14455 | 0.11417 | 0.38788
5115 | 2004-08-01 | 03:00 | 0.16934 | 0.4882 | 0.17015 | 0.061796 | 0.46577 | 0.54946 | 0.4564 |  | 0.19702 | 0.5999 | 0.19932 | 0.17261 | 0.60996
5116 | 2004-08-01 | 04:00 | 0.14309 | 0.50969 | 0.1403 | 0.10549 | 0.48615 | 0.50045 | 0.46246 |  | 0.18797 | 0.68457 | 0.23192 | 0.24709 | 0.57056
5117 | 2004-08-01 | 05:00 | 0.10057 | 0.4725 | 0.11182 | 0.2107 | 0.52342 | 0.43328 | 0.4869 |  | 0.20406 | 0.74459 | 0.20976 | 0.26444 | 0.53598
5118 | 2004-08-01 | 06:00 | 0.076996 | 0.53429 | 0.094601 | 0.27269 | 0.57029 | 0.35916 | 0.42852 |  | 0.2556 | 0.7385 | 0.1959 | 0.27251 | 0.55732
5119 | 2004-08-01 | 07:00 | 0.054807 | 0.48272 | 0.093662 | 0.32479 | 0.57495 | 0.25732 | 0.35389 |  | 0.25733 | 0.74033 | 0.18112 | 0.26998 | 0.50167
5120 | 2004-08-01 | 08:00 | 0.032622 | 0.4159 | 0.078446 | 0.34355 | 0.55522 | 0.20595 | 0.3004 |  | 0.23591 | 0.72292 | 0.17573 | 0.28823 | 0.44541
5121 | 2004-08-01 | 09:00 | 0.028818 | 0.4391 | 0.062186 | 0.27683 | 0.51611 | 0.15345 | 0.25491 |  | 0.2243 | 0.6695 | 0.17226 | 0.23605 | 0.35204
5122 | 2004-08-01 | 10:00 | 0.02586 | 0.2739 | 0.051353 | 0.24199 | 0.46241 | 0.11147 | 0.23679 |  | 0.21649 | 0.62794 | 0.18725 | 0.21875 | 0.29828
5123 | 2004-08-01 | 11:00 | 0.02427 | 0.16577 | 0.030583 | 0.21485 | 0.3865 | 0.047095 | 0.17304 |  | 0.18196 | 0.59858 | 0.18832 | 0.26083 | 0.26878
5124 | 2004-08-01 | 12:00 | 0.022402 | 0.13183 | 0.01944 | 0.16652 | 0.29733 | 0.022591 | 0.19923 |  | 0.10304 | 0.55584 | 0.17688 | 0.26665 | 0.23303
5125 | 2004-08-01 | 13:00 | 0.014561 | 0.079864 | 0.013401 | 0.12642 | 0.19708 | 0.025449 | 0.22871 |  | 0.11462 | 0.53496 | 0.1772 | 0.24803 | 0.18506
5126 | 2004-08-01 | 14:00 | 0.018486 | 0.063482 | 0.029696 | 0.087939 | 0.15287 | 0.073367 | 0.21502 |  | 0.13384 | 0.47781 | 0.19415 | 0.22499 | 0.14572
5127 | 2004-08-01 | 15:00 | 0.036282 | 0.066372 | 0.075728 | 0.099114 | 0.1358 | 0.11443 | 0.22536 |  | 0.19162 | 0.40594 | 0.20766 | 0.17804 | 0.11593
5128 | 2004-08-01 | 16:00 | 0.064259 | 0.095532 | 0.066816 | 0.1505 | 0.1534 | 0.12831 | 0.26858 |  | 0.24493 | 0.40283 | 0.18405 | 0.093282 | 0.083432
5129 | 2004-08-01 | 17:00 | 0.062429 | 0.11923 | 0.062363 | 0.17977 | 0.16286 | 0.13047 | 0.25412 |  | 0.25428 | 0.41118 | 0.16181 | 0.070549 | 0.054867
5130 | 2004-08-01 | 18:00 | 0.06356 | 0.29026 | 0.051312 | 0.14072 | 0.17218 | 0.1186 | 0.22513 |  | 0.23724 | 0.40163 | 0.1563 | 0.066084 | 0.04049
5131 | 2004-08-01 | 19:00 | 0.063636 | 0.35629 | 0.047099 | 0.12065 | 0.20916 | 0.12466 | 0.2117 |  | 0.22173 | 0.38751 | 0.15926 | 0.077098 | 0.040896
5132 | 2004-08-01 | 20:00 | 0.067921 | 0.27791 | 0.064134 | 0.15474 | 0.25158 | 0.13181 | 0.19494 |  | 0.25098 | 0.34203 | 0.17228 | 0.10125 | 0.047759
5133 | 2004-08-01 | 21:00 | 0.087071 | 0.2806 | 0.1372 | 0.22496 | 0.30281 | 0.12485 | 0.20041 |  | 0.24279 | 0.33539 | 0.19221 | 0.13275 | 0.08166
5134 | 2004-08-01 | 22:00 | 0.091316 | 0.35226 | 0.11257 | 0.29384 | 0.33825 | 0.13807 | 0.20616 |  | 0.25533 | 0.33679 | 0.21653 | 0.15551 | 0.14311
5135 | 2004-08-01 | 23:00 | 0.085446 | 0.32582 | 0.095838 | 0.34182 | 0.35435 | 0.17053 | 0.22577 |  | 0.2804 | 0.33752 | 0.25527 | 0.17714 | 0.21535
5136 | 2004-08-02 | 00:00 | 0.0928 | 0.29403 | 0.057504 | 0.4047 | 0.32606 | 0.16407 | 0.26552 |  | 0.2043 | 0.36884 | 0.25836 | 0.19755 | 0.27366
5137 | 2004-08-02 | 01:00 | 0.10249 | 0.3087 | 0.064633 | 0.38005 | 0.33366 | 0.19029 | 0.27019 |  | 0.23502 | 0.41315 | 0.25654 | 0.20819 | 0.32633
5138 | 2004-08-02 | 02:00 | 0.11848 | 0.28795 | 0.084354 | 0.33927 | 0.33796 | 0.23023 | 0.28836 |  | 0.22582 | 0.50777 | 0.25573 | 0.26119 | 0.32616
5139 | 2004-08-02 | 03:00 | 0.15736 | 0.27608 | 0.091102 | 0.294 | 0.35249 | 0.23757 | 0.33939 |  | 0.24832 | 0.5889 | 0.25325 | 0.35574 | 0.31222
5140 | 2004-08-02 | 04:00 | 0.18269 | 0.31487 | 0.11704 | 0.32843 | 0.35829 | 0.20335 | 0.29433 |  | 0.19361 | 0.63746 | 0.25162 | 0.39211 | 0.30666
5141 | 2004-08-02 | 05:00 | 0.20762 | 0.37859 | 0.10238 | 0.41206 | 0.32456 | 0.1995 | 0.23482 |  | 0.2067 | 0.64531 | 0.23609 | 0.37622 | 0.32167
5142 | 2004-08-02 | 06:00 | 0.19338 | 0.34868 | 0.11725 | 0.51301 | 0.3177 | 0.19403 | 0.20301 |  | 0.24429 | 0.64636 | 0.23925 | 0.36244 | 0.31691
5143 | 2004-08-02 | 07:00 | 0.18878 | 0.30647 | 0.1314 | 0.51343 | 0.33136 | 0.1622 | 0.17012 |  | 0.24412 | 0.64158 | 0.234 | 0.35626 | 0.29026
5144 | 2004-08-02 | 08:00 | 0.21863 | 0.39888 | 0.11703 | 0.45886 | 0.30084 | 0.13268 | 0.15963 |  | 0.19679 | 0.62461 | 0.21185 | 0.33398 | 0.25771
5145 | 2004-08-02 | 09:00 | 0.24732 | 0.35379 | 0.11822 | 0.45594 | 0.29288 | 0.1254 | 0.13747 |  | 0.19434 | 0.58777 | 0.2205 | 0.33373 | 0.22706
5146 | 2004-08-02 | 10:00 | 0.23263 | 0.20714 | 0.10628 | 0.4733 | 0.32694 | 0.078751 | 0.11664 |  | 0.16091 | 0.54138 | 0.227 | 0.33136 | 0.19431
5147 | 2004-08-02 | 11:00 | 0.17951 | 0.14095 | 0.078475 | 0.46675 | 0.31809 | 0.031825 | 0.062358 |  | 0.11339 | 0.49754 | 0.17238 | 0.31609 | 0.16447
5148 | 2004-08-02 | 12:00 | 0.11748 | 0.12002 | 0.069382 | 0.43491 | 0.25686 | 0.006314 | 0.042198 |  | 0.067285 | 0.4193 | 0.16014 | 0.29423 | 0.13951
5149 | 2004-08-02 | 13:00 | 0.094259 | 0.11261 | 0.075289 | 0.19424 | 0.15221 | 0.004588 | 0.048999 |  | 0.091652 | 0.31933 | 0.1804 | 0.26971 | 0.12358
5150 | 2004-08-02 | 14:00 | 0.10864 | 0.1037 | 0.08191 | 0.11294 | 0.12186 | 0.009242 | 0.079169 |  | 0.13481 | 0.25972 | 0.20967 | 0.26818 | 0.10627
5151 | 2004-08-02 | 15:00 | 0.15552 | 0.096579 | 0.11223 | 0.13045 | 0.1267 | 0.039027 | 0.13701 |  | 0.1994 | 0.22429 | 0.24341 | 0.22535 | 0.091407
5152 | 2004-08-02 | 16:00 | 0.19316 | 0.089701 | 0.12565 | 0.17515 | 0.14263 | 0.04492 | 0.14328 |  | 0.31338 | 0.24342 | 0.1982 | 0.15399 | 0.075346
5153 | 2004-08-02 | 17:00 | 0.20388 | 0.098196 | 0.1044 | 0.24204 | 0.15792 | 0.041227 | 0.11016 |  | 0.31288 | 0.26674 | 0.15042 | 0.13122 | 0.060595
5154 | 2004-08-02 | 18:00 | 0.20575 | 0.18575 | 0.09229 | 0.32495 | 0.20772 | 0.046985 | 0.095705 |  | 0.36818 | 0.23518 | 0.12274 | 0.12448 | 0.049893
5155 | 2004-08-02 | 19:00 | 0.19273 | 0.18202 | 0.08976 | 0.40589 | 0.22137 | 0.036594 | 0.095916 |  | 0.36531 | 0.23621 | 0.13578 | 0.12307 | 0.054664
5156 | 2004-08-02 | 20:00 | 0.17363 | 0.19679 | 0.11274 | 0.38552 | 0.19938 | 0.030567 | 0.095685 |  | 0.38625 | 0.28875 | 0.15686 | 0.1153 | 0.065573
5157 | 2004-08-02 | 21:00 | 0.18991 | 0.22831 | 0.15332 | 0.37884 | 0.1829 | 0.034669 | 0.067996 |  | 0.38149 | 0.33062 | 0.17595 | 0.11311 | 0.089143
5158 | 2004-08-02 | 22:00 | 0.20927 | 0.20696 | 0.13629 | 0.44567 | 0.18011 | 0.04309 | 0.075069 |  | 0.32944 | 0.33687 | 0.16329 | 0.095574 | 0.12913
5159 | 2004-08-02 | 23:00 | 0.22755 | 0.23193 | 0.11906 | 0.46907 | 0.20932 | 0.07279 | 0.094072 |  | 0.26855 | 0.33319 | 0.18511 | 0.095356 | 0.16604
5160 | 2004-08-03 | 00:00 | 0.25372 | 0.25155 | 0.13502 | 0.51117 | 0.24693 | 0.16116 | 0.13813 |  | 0.2705 | 0.36298 | 0.19525 | 0.12056 | 0.18842
5161 | 2004-08-03 | 01:00 | 0.27337 | 0.23989 | 0.16237 | 0.45826 | 0.2554 | 0.32169 | 0.18079 |  | 0.27153 | 0.44601 | 0.2138 | 0.15098 | 0.20958
5162 | 2004-08-03 | 02:00 | 0.29679 | 0.22952 | 0.22817 | 0.41958 | 0.26805 | 0.38062 | 0.19466 |  | 0.28286 | 0.49408 | 0.23742 | 0.20402 | 0.19614
5163 | 2004-08-03 | 03:00 | 0.329 | 0.24367 | 0.21632 | 0.47043 | 0.29052 | 0.44297 | 0.25499 |  | 0.36911 | 0.55163 | 0.2136 | 0.26291 | 0.17945
5164 | 2004-08-03 | 04:00 | 0.3513 | 0.30015 | 0.18252 | 0.54319 | 0.32516 | 0.47919 | 0.27713 |  | 0.35457 | 0.62998 | 0.1956 | 0.31138 | 0.20001
5165 | 2004-08-03 | 05:00 | 0.40206 | 0.35476 | 0.16966 | 0.58205 | 0.34232 | 0.46262 | 0.25019 |  | 0.2954 | 0.66317 | 0.20345 | 0.31382 | 0.24804
5166 | 2004-08-03 | 06:00 | 0.32714 | 0.40497 | 0.12287 | 0.5533 | 0.36498 | 0.49423 | 0.20346 |  | 0.31451 | 0.6659 | 0.2081 | 0.31027 | 0.31727
5167 | 2004-08-03 | 07:00 | 0.2066 | 0.41829 | 0.092823 | 0.4227 | 0.36213 | 0.4822 | 0.19028 |  | 0.38495 | 0.66286 | 0.18951 | 0.30351 | 0.31327
5168 | 2004-08-03 | 08:00 | 0.12424 | 0.44055 | 0.10351 | 0.27821 | 0.3657 | 0.43112 | 0.27633 |  | 0.37561 | 0.65199 | 0.18916 | 0.3151 | 0.25094
5169 | 2004-08-03 | 09:00 | 0.1197 | 0.38946 | 0.14272 | 0.24949 | 0.39816 | 0.33287 | 0.32399 |  | 0.33615 | 0.61537 | 0.20154 | 0.30286 | 0.16846
5170 | 2004-08-03 | 10:00 | 0.11072 | 0.40168 | 0.11492 | 0.29432 | 0.41602 | 0.22213 | 0.28782 |  | 0.24048 | 0.58635 | 0.21507 | 0.28373 | 0.15142
5171 | 2004-08-03 | 11:00 | 0.091975 | 0.2786 | 0.061821 | 0.29639 | 0.38581 | 0.1015 | 0.21235 |  | 0.1846 | 0.53817 | 0.23131 | 0.26645 | 0.14015
5172 | 2004-08-03 | 12:00 | 0.068174 | 0.22903 | 0.060779 | 0.23136 | 0.33502 | 0.029015 | 0.12088 |  | 0.071221 | 0.45555 | 0.23509 | 0.2623 | 0.12492
5173 | 2004-08-03 | 13:00 | 0.06523 | 0.1975 | 0.062356 | 0.1292 | 0.26311 | 0.023091 | 0.1293 |  | 0.08161 | 0.41749 | 0.2294 | 0.26438 | 0.10845
5174 | 2004-08-03 | 14:00 | 0.082983 | 0.10177 | 0.071127 | 0.090911 | 0.23889 | 0.04179 | 0.16762 |  | 0.17121 | 0.37587 | 0.21083 | 0.2511 | 0.086897
5175 | 2004-08-03 | 15:00 | 0.1088 | 0.052972 | 0.088775 | 0.084975 | 0.24244 | 0.071473 | 0.19901 |  | 0.27978 | 0.31871 | 0.18935 | 0.20062 | 0.07849
5176 | 2004-08-03 | 16:00 | 0.13406 | 0.10824 | 0.11358 | 0.081747 | 0.268 | 0.16431 | 0.24866 |  | 0.31737 | 0.32971 | 0.17664 | 0.11402 | 0.074894
5177 | 2004-08-03 | 17:00 | 0.14912 | 0.13228 | 0.101 | 0.081805 | 0.29761 | 0.2309 | 0.25211 |  | 0.34116 | 0.36013 | 0.13849 | 0.095641 | 0.069718
5178 | 2004-08-03 | 18:00 | 0.15984 | 0.10782 | 0.15352 | 0.093987 | 0.36219 | 0.29091 | 0.20689 |  | 0.36608 | 0.42178 | 0.10351 | 0.097587 | 0.06309
5179 | 2004-08-03 | 19:00 | 0.11361 | 0.14876 | 0.19926 | 0.11126 | 0.42584 | 0.32902 | 0.21049 |  | 0.33566 | 0.48833 | 0.092475 | 0.10621 | 0.063059
5180 | 2004-08-03 | 20:00 | 0.081166 | 0.25383 | 0.17142 | 0.10937 | 0.46175 | 0.2762 | 0.22403 |  | 0.33625 | 0.50557 | 0.088706 | 0.1238 | 0.06575
5181 | 2004-08-03 | 21:00 | 0.069532 | 0.265 | 0.14732 | 0.10621 | 0.5394 | 0.24975 | 0.23405 |  | 0.35276 | 0.5106 | 0.089841 | 0.13062 | 0.091591
5182 | 2004-08-03 | 22:00 | 0.074436 | 0.17885 | 0.14295 | 0.13029 | 0.57039 | 0.217 | 0.25671 |  | 0.39266 | 0.50503 | 0.10805 | 0.1364 | 0.11403
5183 | 2004-08-03 | 23:00 | 0.089549 | 0.21392 | 0.14127 | 0.154 | 0.59554 | 0.20705 | 0.3088 |  | 0.39573 | 0.52384 | 0.14094 | 0.15572 | 0.12017
5184 | 2004-08-04 | 00:00 | 0.10334 | 0.25471 | 0.16037 | 0.18102 | 0.55495 | 0.25226 | 0.29229 |  | 0.37395 | 0.57513 | 0.1693 | 0.17451 | 0.13512
5185 | 2004-08-04 | 01:00 | 0.14212 | 0.27003 | 0.16402 | 0.24889 | 0.47451 | 0.27689 | 0.29546 |  | 0.35798 | 0.58508 | 0.11411 | 0.2058 | 0.14416
5186 | 2004-08-04 | 02:00 | 0.16485 | 0.28277 | 0.16629 | 0.29481 | 0.45356 | 0.2537 | 0.23719 |  | 0.30783 | 0.57985 | 0.14266 | 0.20568 | 0.22122
5187 | 2004-08-04 | 03:00 | 0.19027 | 0.32118 | 0.15621 | 0.37075 | 0.48401 | 0.21565 | 0.19836 |  | 0.22963 | 0.57826 | 0.24267 | 0.23788 | 0.30276
5188 | 2004-08-04 | 04:00 | 0.27772 | 0.35796 | 0.13845 | 0.49715 | 0.48411 | 0.20026 | 0.1626 |  | 0.17324 | 0.5433 | 0.29813 | 0.29463 | 0.33959
5189 | 2004-08-04 | 05:00 | 0.33444 | 0.34521 | 0.13079 | 0.60378 | 0.48744 | 0.1829 | 0.17295 |  | 0.15577 | 0.51085 | 0.33617 | 0.31747 | 0.36839
5190 | 2004-08-04 | 06:00 | 0.35606 | 0.29835 | 0.13661 | 0.662 | 0.47641 | 0.16912 | 0.22334 |  | 0.12309 | 0.47931 | 0.36828 | 0.32507 | 0.2822
5191 | 2004-08-04 | 07:00 | 0.34915 | 0.32995 | 0.12493 | 0.69325 | 0.42985 | 0.1266 | 0.23804 |  | 0.098115 | 0.39344 | 0.39723 | 0.28539 | 0.20565
5192 | 2004-08-04 | 08:00 | 0.41004 | 0.33082 | 0.11388 | 0.73102 | 0.39771 | 0.07614 | 0.20268 |  | 0.10943 | 0.36362 | 0.33866 | 0.2958 | 0.14503
5193 | 2004-08-04 | 09:00 | 0.52116 | 0.25983 | 0.14654 | 0.74528 | 0.41911 | 0.046856 | 0.19454 |  | 0.11143 | 0.35112 | 0.32444 | 0.32443 | 0.11476
5194 | 2004-08-04 | 10:00 | 0.53645 | 0.15901 | 0.18063 | 0.78022 | 0.43006 | 0.043073 | 0.17782 |  | 0.10333 | 0.3436 | 0.27243 | 0.31847 | 0.075514
5195 | 2004-08-04 | 11:00 | 0.48858 | 0.07112 | 0.12992 | 0.73576 | 0.37343 | 0.027524 | 0.099997 |  | 0.08367 | 0.2987 | 0.23697 | 0.35071 | 0.067625
5196 | 2004-08-04 | 12:00 | 0.43494 | 0.082682 | 0.069258 | 0.63891 | 0.32232 | 0.017344 | 0.057944 |  | 0.04396 | 0.28074 | 0.22511 | 0.38841 | 0.051947
5197 | 2004-08-04 | 13:00 | 0.42096 | 0.095581 | 0.04536 | 0.58609 | 0.26496 | 0.019298 | 0.060465 |  | 0.035386 | 0.2349 | 0.22806 | 0.42863 | 0.044238
5198 | 2004-08-04 | 14:00 | 0.48037 | 0.050409 | 0.038484 | 0.64661 | 0.21906 | 0.023615 | 0.10524 |  | 0.03379 | 0.22544 | 0.22185 | 0.37008 | 0.038447
5199 | 2004-08-04 | 15:00 | 0.49844 | 0.020759 | 0.038576 | 0.64947 | 0.1883 | 0.023591 | 0.13154 |  | 0.052255 | 0.21754 | 0.20822 | 0.323 | 0.032657
5200 | 2004-08-04 | 16:00 | 0.49479 | 0.023432 | 0.053341 | 0.65599 | 0.19697 | 0.031597 | 0.16557 |  | 0.061317 | 0.21585 | 0.1672 | 0.29614 | 0.028844
5201 | 2004-08-04 | 17:00 | 0.56094 | 0.015523 | 0.083957 | 0.68682 | 0.21945 | 0.059842 | 0.19048 |  | 0.088102 | 0.24494 | 0.11609 | 0.30826 | 0.030428
5202 | 2004-08-04 | 18:00 | 0.60637 | 0 | 0.18556 | 0.69803 | 0.24277 | 0.12092 | 0.18539 |  | 0.10377 | 0.29642 | 0.10136 | 0.22862 | 0.026844
5203 | 2004-08-04 | 19:00 | 0.62678 | 0.022282 | 0.13887 | 0.69008 | 0.26589 | 0.17183 | 0.17689 |  | 0.10336 | 0.36016 | 0.10622 | 0.19884 | 0.02388
5204 | 2004-08-04 | 20:00 | 0.65736 | 0.1371 | 0.090014 | 0.67383 | 0.30128 | 0.14716 | 0.13347 |  | 0.10884 | 0.4724 | 0.10781 | 0.16973 | 0.028371
5205 | 2004-08-04 | 21:00 | 0.64175 | 0.18937 | 0.13922 | 0.65346 | 0.30878 | 0.12172 | 0.10168 |  | 0.16153 | 0.51402 | 0.11747 | 0.13398 | 0.042734
5206 | 2004-08-04 | 22:00 | 0.60922 | 0.17791 | 0.17298 | 0.62767 | 0.28447 | 0.1352 | 0.11553 |  | 0.22984 | 0.48731 | 0.12333 | 0.10979 | 0.067111
5207 | 2004-08-04 | 23:00 | 0.5743 | 0.18938 | 0.26915 | 0.59824 | 0.28363 | 0.19318 | 0.14013 |  | 0.30034 | 0.44929 | 0.12574 | 0.10833 | 0.10091
5208 | 2004-08-05 | 00:00 | 0.45365 | 0.1268 | 0.3329 | 0.58221 | 0.3094 | 0.1897 | 0.18932 |  | 0.3387 | 0.47617 | 0.14092 | 0.12768 | 0.12436
5209 | 2004-08-05 | 01:00 | 0.44223 | 0.12984 | 0.32966 | 0.65725 | 0.35103 | 0.18651 | 0.20933 |  | 0.38576 | 0.47841 | 0.14933 | 0.15633 | 0.16675
5210 | 2004-08-05 | 02:00 | 0.51005 | 0.12 | 0.25315 | 0.6556 | 0.37325 | 0.19347 | 0.25349 |  | 0.41227 | 0.4953 | 0.17787 | 0.15025 | 0.205
5211 | 2004-08-05 | 03:00 | 0.54503 | 0.1141 | 0.24349 | 0.66252 | 0.3704 | 0.13087 | 0.24964 |  | 0.41107 | 0.4742 | 0.18606 | 0.19268 | 0.24471
5212 | 2004-08-05 | 04:00 | 0.46654 | 0.12717 | 0.25785 | 0.66583 | 0.40793 | 0.11191 | 0.22708 |  | 0.41336 | 0.46253 | 0.18893 | 0.25183 | 0.2973
5213 | 2004-08-05 | 05:00 | 0.43507 | 0.11624 | 0.2454 | 0.61394 | 0.43676 | 0.14354 | 0.21357 |  | 0.43207 | 0.40051 | 0.19991 | 0.28885 | 0.34313
5214 | 2004-08-05 | 06:00 | 0.45969 | 0.083823 | 0.21352 | 0.60008 | 0.42479 | 0.22459 | 0.21353 |  | 0.3975 | 0.35296 | 0.19865 | 0.30771 | 0.36343
5215 | 2004-08-05 | 07:00 | 0.46453 | 0.029697 | 0.2068 | 0.56806 | 0.39701 | 0.36169 | 0.19361 |  | 0.35584 | 0.28609 | 0.19842 | 0.32832 | 0.35561
5216 | 2004-08-05 | 08:00 | 0.49988 | 0.020982 | 0.24023 | 0.52579 | 0.36665 | 0.43516 | 0.1637 |  | 0.3598 | 0.24741 | 0.19163 | 0.3182 | 0.32111
5217 | 2004-08-05 | 09:00 | 0.46261 | 0.020529 | 0.22287 | 0.50361 | 0.34757 | 0.40523 | 0.12584 |  | 0.30851 | 0.24086 | 0.20086 | 0.31484 | 0.28777
5218 | 2004-08-05 | 10:00 | 0.32574 | 0.32066 | 0.15805 | 0.45879 | 0.33196 | 0.3102 | 0.093496 |  | 0.23705 | 0.23166 | 0.21415 | 0.30583 | 0.24788
5219 | 2004-08-05 | 11:00 | 0.25789 | 0.023998 | 0.093434 | 0.40408 | 0.29908 | 0.21361 | 0.063807 |  | 0.16533 | 0.21451 | 0.23418 | 0.26992 | 0.22106
5220 | 2004-08-05 | 12:00 | 0.19029 | 0.024318 | 0.10425 | 0.41434 | 0.28569 | 0.15232 | 0.1104 |  | 0.13827 | 0.20097 | 0.24109 | 0.16658 | 0.19803
5221 | 2004-08-05 | 13:00 | 0.17078 | 0.064111 | 0.12188 | 0.31494 | 0.26448 | 0.13451 | 0.1143 |  | 0.13544 | 0.18285 | 0.24335 | 0.1173 | 0.18601
5222 | 2004-08-05 | 14:00 | 0.17626 | 0.070266 | 0.14294 | 0.2716 | 0.23301 | 0.14156 | 0.12322 |  | 0.10204 | 0.15857 | 0.28427 | 0.107 | 0.16639
5223 | 2004-08-05 | 15:00 | 0.22625 | 0.082427 | 0.18388 | 0.21579 | 0.22517 | 0.20845 | 0.15342 |  | 0.13528 | 0.15076 | 0.29852 | 0.098785 | 0.14993
5224 | 2004-08-05 | 16:00 | 0.29728 | 0.12422 | 0.25205 | 0.27655 | 0.24163 | 0.2795 | 0.18946 |  | 0.25085 | 0.14503 | 0.26413 | 0.10159 | 0.12912
5225 | 2004-08-05 | 17:00 | 0.36981 | 0.013668 | 0.30923 | 0.37236 | 0.25849 | 0.34258 | 0.21965 |  | 0.29864 | 0.15075 | 0.21753 | 0.10859 | 0.096266
5226 | 2004-08-05 | 18:00 | 0.36596 | 0.040815 | 0.28973 | 0.40998 | 0.2846 | 0.3643 | 0.21483 |  | 0.31394 | 0.16418 | 0.22194 | 0.1392 | 0.059538
5227 | 2004-08-05 | 19:00 | 0.3616 | 0.059605 | 0.31772 | 0.40975 | 0.31763 | 0.35368 | 0.20716 |  | 0.33196 | 0.18197 | 0.25059 | 0.16979 | 0.056532
5228 | 2004-08-05 | 20:00 | 0.34718 | 0.076091 | 0.2888 | 0.37037 | 0.341 | 0.32705 | 0.18071 |  | 0.32956 | 0.22614 | 0.26293 | 0.21222 | 0.063812
5229 | 2004-08-05 | 21:00 | 0.30592 | 0.067584 | 0.23903 | 0.32538 | 0.35214 | 0.26856 | 0.14275 |  | 0.3661 | 0.30027 | 0.30072 | 0.21696 | 0.088078
5230 | 2004-08-05 | 22:00 | 0.29529 | 0.079536 | 0.28737 | 0.25486 | 0.36894 | 0.27041 | 0.16486 |  | 0.40286 | 0.35671 | 0.33383 | 0.23167 | 0.13759
5231 | 2004-08-05 | 23:00 | 0.34615 | 0.056843 | 0.38189 | 0.20255 | 0.40181 | 0.33582 | 0.21348 |  | 0.42305 | 0.40649 | 0.35808 | 0.34637 | 0.18456
5232 | 2004-08-06 | 00:00 | 0.42473 | 0.040212 | 0.39037 | 0.224 | 0.43764 | 0.44572 | 0.22354 |  | 0.40363 | 0.43017 | 0.42137 | 0.36047 | 0.22199
5233 | 2004-08-06 | 01:00 | 0.46618 | 0.022408 | 0.39539 | 0.28874 | 0.44133 | 0.47773 | 0.26624 |  | 0.48599 | 0.49091 | 0.41874 | 0.39088 | 0.2298
5234 | 2004-08-06 | 02:00 | 0.47348 | 0.014696 | 0.43179 | 0.35963 | 0.46803 | 0.38858 | 0.29812 |  | 0.51162 | 0.52286 | 0.37666 | 0.35402 | 0.24926
5235 | 2004-08-06 | 03:00 | 0.42595 | 0.0073993 | 0.43126 | 0.36635 | 0.52803 | 0.31208 | 0.30288 |  | 0.47897 | 0.54422 | 0.37526 | 0.28769 | 0.29418
5236 | 2004-08-06 | 04:00 | 0.35415 | 0.097894 | 0.38351 | 0.26564 | 0.5928 | 0.31033 | 0.31389 |  | 0.44999 | 0.57081 | 0.38288 | 0.30835 | 0.31027
5237 | 2004-08-06 | 05:00 | 0.33663 | 0.17204 | 0.34684 | 0.1724 | 0.64641 | 0.23834 | 0.31845 |  | 0.39065 | 0.57573 | 0.41455 | 0.39143 | 0.33287
5238 | 2004-08-06 | 06:00 | 0.33548 | 0.43502 | 0.33787 | 0.1614 | 0.67045 | 0.18144 | 0.2631 |  | 0.35393 | 0.59518 | 0.42337 | 0.47624 | 0.36217
5239 | 2004-08-06 | 07:00 | 0.31136 | 0.43382 | 0.32352 | 0.19244 | 0.66755 | 0.13832 | 0.22597 |  | 0.3379 | 0.59652 | 0.41202 | 0.52662 | 0.35829
5240 | 2004-08-06 | 08:00 | 0.32273 | 0.43453 | 0.31955 | 0.25231 | 0.65654 | 0.090767 | 0.20166 |  | 0.41625 | 0.57156 | 0.423 | 0.50609 | 0.2951
5241 | 2004-08-06 | 09:00 | 0.29028 | 0.40109 | 0.31202 | 0.31825 | 0.61548 | 0.070554 | 0.18891 |  | 0.42051 | 0.58333 | 0.4191 | 0.44906 | 0.25962
5242 | 2004-08-06 | 10:00 | 0.18454 | 0.31783 | 0.26853 | 0.32629 | 0.58099 | 0.057806 | 0.16426 |  | 0.39271 | 0.56845 | 0.40868 | 0.44024 | 0.27081
5243 | 2004-08-06 | 11:00 | 0.11126 | 0.28659 | 0.18404 | 0.27682 | 0.54861 | 0.047137 | 0.1011 |  | 0.47363 | 0.48859 | 0.40206 | 0.47223 | 0.23269
5244 | 2004-08-06 | 12:00 | 0.091587 | 0.23186 | 0.088069 | 0.2045 | 0.55342 | 0.047838 | 0.058883 |  | 0.42719 | 0.40998 | 0.39093 | 0.42049 | 0.15354
5245 | 2004-08-06 | 13:00 | 0.083804 | 0.12555 | 0.062862 | 0.086519 | 0.49624 | 0.065672 | 0.035321 |  | 0.40026 | 0.29551 | 0.36866 | 0.32969 | 0.14258
5246 | 2004-08-06 | 14:00 | 0.10316 | 0.11716 | 0.076292 | 0.021658 | 0.44188 | 0.09081 | 0.033597 |  | 0.35861 | 0.29063 | 0.33093 | 0.30746 | 0.1318
5247 | 2004-08-06 | 15:00 | 0.11986 | 0.10368 | 0.16959 | 0.029572 | 0.40239 | 0.16834 | 0.061478 |  | 0.39512 | 0.32788 | 0.31023 | 0.29826 | 0.11811
5248 | 2004-08-06 | 16:00 | 0.15499 | 0.21917 | 0.28408 | 0.055025 | 0.39993 | 0.26466 | 0.077998 |  | 0.4998 | 0.3523 | 0.25496 | 0.28467 | 0.10906
5249 | 2004-08-06 | 17:00 | 0.16059 | 0.20685 | 0.33977 | 0.041842 | 0.39915 | 0.29703 | 0.090419 |  | 0.56037 | 0.3738 | 0.1936 | 0.22835 | 0.08616
5250 | 2004-08-06 | 18:00 | 0.13653 | 0.13111 | 0.30649 | 0.038185 | 0.3988 | 0.27398 | 0.1042 |  | 0.54658 | 0.39929 | 0.16564 | 0.24556 | 0.050058
5251 | 2004-08-06 | 19:00 | 0.13089 | 0.036395 | 0.26223 | 0.026296 | 0.3912 | 0.23945 | 0.10356 |  | 0.51859 | 0.37872 | 0.15698 | 0.27736 | 0.040167
5252 | 2004-08-06 | 20:00 | 0.15078 | 0.16859 | 0.20255 | 0.020987 | 0.36779 | 0.15099 | 0.10004 |  | 0.49914 | 0.37107 | 0.17658 | 0.2295 | 0.057077
5253 | 2004-08-06 | 21:00 | 0.11504 | 0.14538 | 0.19485 | 0.030422 | 0.34675 | 0.15049 | 0.094873 |  | 0.46226 | 0.37897 | 0.21317 | 0.16594 | 0.096134
5254 | 2004-08-06 | 22:00 | 0.080865 | 0.12727 | 0.17696 | 0.035375 | 0.35368 | 0.13393 | 0.1122 |  | 0.43047 | 0.39691 | 0.24033 | 0.155 | 0.13781
5255 | 2004-08-06 | 23:00 | 0.095504 | 0.069892 | 0.21151 | 0.031426 | 0.40021 | 0.15085 | 0.19219 |  | 0.46317 | 0.42894 | 0.26281 | 0.14431 | 0.15367
5256 | 2004-08-07 | 00:00 | 0.17677 | 0.30673 | 0.38201 | 0.03403 | 0.4462 | 0.18437 | 0.25417 |  | 0.49912 | 0.4676 | 0.25819 | 0.13149 | 0.20408
5257 | 2004-08-07 | 01:00 | 0.22105 | 0.29128 | 0.42678 | 0.048085 | 0.46287 | 0.16707 | 0.24001 |  | 0.48006 | 0.41773 | 0.20734 | 0.18022 | 0.2537
5258 | 2004-08-07 | 02:00 | 0.20673 | 0.30639 | 0.34685 | 0.067677 | 0.49963 | 0.15206 | 0.23634 |  | 0.40316 | 0.43426 | 0.20897 | 0.23347 | 0.3754
5259 | 2004-08-07 | 03:00 | 0.18079 | 0.3467 | 0.28319 | 0.079148 | 0.54492 | 0.12142 | 0.25975 |  | 0.38531 | 0.46266 | 0.22845 | 0.21534 | 0.52825
5260 | 2004-08-07 | 04:00 | 0.17844 | 0.51145 | 0.26897 | 0.094967 | 0.5856 | 0.1339 | 0.24563 |  | 0.4037 | 0.45752 | 0.25811 | 0.20603 | 0.52615
5261 | 2004-08-07 | 05:00 | 0.15955 | 0.4833 | 0.3136 | 0.11192 | 0.62209 | 0.13581 | 0.28351 |  | 0.41714 | 0.46111 | 0.29272 | 0.15747 | 0.5412
5262 | 2004-08-07 | 06:00 | 0.12555 | 0.44365 | 0.29507 | 0.11504 | 0.63975 | 0.11592 | 0.32845 |  | 0.41656 | 0.45022 | 0.36486 | 0.16334 | 0.57667
5263 | 2004-08-07 | 07:00 | 0.12677 | 0.46582 | 0.18541 | 0.11481 | 0.68526 | 0.067364 | 0.26827 |  | 0.34252 | 0.44964 | 0.40215 | 0.14775 | 0.59961
5264 | 2004-08-07 | 08:00 | 0.11453 | 0.44765 | 0.15284 | 0.14097 | 0.667 | 0.048409 | 0.22891 |  | 0.35299 | 0.44693 | 0.40405 | 0.15545 | 0.59739
5265 | 2004-08-07 | 09:00 | 0.07261 | 0.44291 | 0.14792 | 0.14041 | 0.60373 | 0.055608 | 0.25805 |  | 0.36807 | 0.46343 | 0.3413 | 0.17358 | 0.56159
5266 | 2004-08-07 | 10:00 | 0.043562 | 0.3955 | 0.14384 | 0.1253 | 0.56048 | 0.079182 | 0.22927 |  | 0.32715 | 0.43956 | 0.31481 | 0.17832 | 0.48806
5267 | 2004-08-07 | 11:00 | 0.033643 | 0.30417 | 0.098935 | 0.10615 | 0.50636 | 0.056371 | 0.12333 |  | 0.26151 | 0.35331 | 0.37333 | 0.17011 | 0.39957
5268 | 2004-08-07 | 12:00 | 0.040912 | 0.28699 | 0.025599 | 0.085315 | 0.45987 | 0.038654 | 0.064115 |  | 0.13193 | 0.27581 | 0.34401 | 0.22558 | 0.27325
5269 | 2004-08-07 | 13:00 | 0.030683 | 0.21623 | 0.021571 | 0.071293 | 0.4288 | 0.050832 | 0.047052 |  | 0.059708 | 0.20129 | 0.31329 | 0.37546 | 0.19448
5270 | 2004-08-07 | 14:00 | 0.032221 | 0.16494 | 0.051322 | 0.054946 | 0.40581 | 0.096831 | 0.04855 |  | 0.064124 | 0.18509 | 0.32859 | 0.34706 | 0.13173
5271 | 2004-08-07 | 15:00 | 0.055435 | 0.10861 | 0.10571 | 0.053794 | 0.38715 | 0.14383 | 0.065571 |  | 0.095011 | 0.19016 | 0.35048 | 0.20948 | 0.087133
5272 | 2004-08-07 | 16:00 | 0.089865 | 0.11773 | 0.20065 | 0.067157 | 0.38222 | 0.19109 | 0.12775 |  | 0.15291 | 0.21509 | 0.34319 | 0.15262 | 0.051946
5273 | 2004-08-07 | 17:00 | 0.099094 | 0.064327 | 0.27196 | 0.068095 | 0.3594 | 0.21335 | 0.14989 |  | 0.18239 | 0.26193 | 0.32438 | 0.1722 | 0.024358
5274 | 2004-08-07 | 18:00 | 0.072781 | 0.046842 | 0.23561 | 0.058863 | 0.36757 | 0.1892 | 0.12848 |  | 0.17248 | 0.27782 | 0.32805 | 0.17563 | 0.008794
5275 | 2004-08-07 | 19:00 | 0.057934 | 0.01478 | 0.19103 | 0.048146 | 0.38243 | 0.18213 | 0.1362 |  | 0.12785 | 0.28547 | 0.34238 | 0.16036 | 0.003513
5276 | 2004-08-07 | 20:00 | 0.054004 | 0 | 0.18077 | 0.058868 | 0.37058 | 0.17237 | 0.13792 |  | 0.089151 | 0.27924 | 0.36312 | 0.19233 | 0.001565
5277 | 2004-08-07 | 21:00 | 0.03829 | 0.070183 | 0.16791 | 0.060313 | 0.33314 | 0.14938 | 0.13433 |  | 0.051352 | 0.2963 | 0.38459 | 0.19989 | 0.003412
5278 | 2004-08-07 | 22:00 | 0.03179 | 0.46552 | 0.17237 | 0.067934 | 0.34578 | 0.16756 | 0.15884 |  | 0.03367 | 0.29346 | 0.36981 | 0.18616 | 0.013005
5279 | 2004-08-07 | 23:00 | 0.04068 | 0.38407 | 0.16414 | 0.076582 | 0.3899 | 0.21088 | 0.18858 |  | 0.039538 | 0.29295 | 0.3709 | 0.17319 | 0.036736
5280 | 2004-08-08 | 00:00 | 0.068489 | 0.044786 | 0.18615 | 0.070337 | 0.40724 | 0.27799 | 0.23325 |  | 0.052648 | 0.33063 | 0.35437 | 0.19077 | 0.063129
5281 | 2004-08-08 | 01:00 | 0.096352 | 0.021298 | 0.18878 | 0.095595 | 0.4053 | 0.35359 | 0.26572 |  | 0.043724 | 0.31485 | 0.33454 | 0.19468 | 0.094138
5282 | 2004-08-08 | 02:00 | 0.11025 | 0.033326 | 0.19816 | 0.14345 | 0.44048 | 0.39092 | 0.30618 |  | 0.055573 | 0.32236 | 0.31901 | 0.16708 | 0.12845
5283 | 2004-08-08 | 03:00 | 0.13018 | 0.062398 | 0.20968 | 0.18397 | 0.49262 | 0.39 | 0.30187 |  | 0.06254 | 0.36134 | 0.31092 | 0.23023 | 0.15563
5284 | 2004-08-08 | 04:00 | 0.14955 | 0.031304 | 0.22223 | 0.24263 | 0.51185 | 0.39609 | 0.30112 |  | 0.077875 | 0.42873 | 0.29468 | 0.26758 | 0.20056
5285 | 2004-08-08 | 05:00 | 0.15049 | 0.015556 | 0.18519 | 0.3158 | 0.51633 | 0.37145 | 0.32399 |  | 0.08145 | 0.42698 | 0.27722 | 0.28442 | 0.27425
5286 | 2004-08-08 | 06:00 | 0.12099 | 0.053833 | 0.1617 | 0.3691 | 0.52396 | 0.3557 | 0.36086 |  | 0.10344 | 0.43908 | 0.27064 | 0.30928 | 0.30832
5287 | 2004-08-08 | 07:00 | 0.11077 | 0.25095 | 0.12261 | 0.39898 | 0.47017 | 0.27698 | 0.28699 |  | 0.1013 | 0.46287 | 0.26857 | 0.34767 | 0.28915
5288 | 2004-08-08 | 08:00 | 0.092247 | 0.11896 | 0.094913 | 0.40137 | 0.43007 | 0.2183 | 0.23928 |  | 0.095571 | 0.44874 | 0.27259 | 0.28135 | 0.24454
5289 | 2004-08-08 | 09:00 | 0.062493 | 0.21252 | 0.077041 | 0.38046 | 0.4319 | 0.17888 | 0.24407 |  | 0.090803 | 0.43689 | 0.25334 | 0.28374 | 0.20324
5290 | 2004-08-08 | 10:00 | 0.045511 | 0.15847 | 0.076966 | 0.35457 | 0.50743 | 0.20692 | 0.26114 |  | 0.093786 | 0.37532 | 0.21837 | 0.33092 | 0.15603
5291 | 2004-08-08 | 11:00 | 0.0354 | 0.12834 | 0.090451 | 0.37035 | 0.52043 | 0.19143 | 0.1959 |  | 0.10429 | 0.30213 | 0.19472 | 0.38533 | 0.11758
5292 | 2004-08-08 | 12:00 | 0.052091 | 0.10702 | 0.08765 | 0.36431 | 0.49992 | 0.10544 | 0.1362 |  | 0.10071 | 0.26913 | 0.1855 | 0.42182 | 0.096989
5293 | 2004-08-08 | 13:00 | 0.058914 | 0.16767 | 0.091199 | 0.17133 | 0.38352 | 0.11652 | 0.11677 |  | 0.073035 | 0.19529 | 0.18578 | 0.44671 | 0.072647
5294 | 2004-08-08 | 14:00 | 0.061359 | 0.13431 | 0.14051 | 0.084677 | 0.35223 | 0.16725 | 0.15627 |  | 0.056742 | 0.15159 | 0.20187 | 0.44861 | 0.051163
5295 | 2004-08-08 | 15:00 | 0.082609 | 0.099736 | 0.18036 | 0.096155 | 0.38293 | 0.27507 | 0.20569 |  | 0.050744 | 0.12104 | 0.20445 | 0.41032 | 0.036008
5296 | 2004-08-08 | 16:00 | 0.12869 | 0.034318 | 0.19747 | 0.15641 | 0.40445 | 0.38072 | 0.25254 |  | 0.060249 | 0.1046 | 0.19462 | 0.42857 | 0.024815
5297 | 2004-08-08 | 17:00 | 0.13362 | 0.028332 | 0.19475 | 0.21259 | 0.4239 | 0.37043 | 0.31185 |  | 0.061759 | 0.10438 | 0.20194 | 0.42885 | 0.0196
5298 | 2004-08-08 | 18:00 | 0.13369 | 0.043096 | 0.1778 | 0.22994 | 0.4102 | 0.42857 | 0.32013 |  | 0.060427 | 0.13955 | 0.20413 | 0.40073 | 0.010883
5299 | 2004-08-08 | 19:00 | 0.13547 | 0.10428 | 0.16799 | 0.24762 | 0.42573 | 0.45369 | 0.28351 |  | 0.071794 | 0.17238 | 0.20561 | 0.3552 | 0.010842
5300 | 2004-08-08 | 20:00 | 0.10755 | 0.26902 | 0.15775 | 0.25024 | 0.43844 | 0.40136 | 0.3291 |  | 0.066192 | 0.19014 | 0.2096 | 0.32509 | 0.014604
5301 | 2004-08-08 | 21:00 | 0.096204 | 0.26242 | 0.13689 | 0.22031 | 0.46548 | 0.39717 | 0.27895 |  | 0.058435 | 0.19436 | 0.21069 | 0.25986 | 0.020309
5302 | 2004-08-08 | 22:00 | 0.11406 | 0.22546 | 0.12582 | 0.26624 | 0.51103 | 0.38335 | 0.28875 |  | 0.06141 | 0.19923 | 0.21842 | 0.21608 | 0.032326
5303 | 2004-08-08 | 23:00 | 0.11541 | 0.17183 | 0.14676 | 0.32399 | 0.55042 | 0.37125 | 0.29929 |  | 0.08068 | 0.22981 | 0.21899 | 0.19461 | 0.042264
5304 | 2004-08-09 | 00:00 | 0.12759 | 0.1242 | 0.2226 | 0.34716 | 0.53693 | 0.45887 | 0.38622 |  | 0.067117 | 0.28003 | 0.21343 | 0.16878 | 0.05183
5305 | 2004-08-09 | 01:00 | 0.13639 | 0.16503 | 0.31142 | 0.31213 | 0.51383 | 0.50075 | 0.40982 |  | 0.055307 | 0.27687 | 0.20066 | 0.14246 | 0.061872
5306 | 2004-08-09 | 02:00 | 0.16299 | 0.12692 | 0.39315 | 0.37988 | 0.50253 | 0.50907 | 0.39515 |  | 0.061258 | 0.30071 | 0.18424 | 0.14146 | 0.077989
5307 | 2004-08-09 | 03:00 | 0.22815 | 0.091785 | 0.39258 | 0.47761 | 0.51766 | 0.46357 | 0.40435 |  | 0.085332 | 0.34074 | 0.16957 | 0.17281 | 0.1006
5308 | 2004-08-09 | 04:00 | 0.31114 | 0.078102 | 0.32822 | 0.65342 | 0.51256 | 0.47719 | 0.37525 |  | 0.07171 | 0.413 | 0.17708 | 0.17303 | 0.15343
5309 | 2004-08-09 | 05:00 | 0.32955 | 0.07699 | 0.30257 | 0.70376 | 0.47866 | 0.41968 | 0.36853 |  | 0.089183 | 0.38155 | 0.17653 | 0.1565 | 0.2165
5310 | 2004-08-09 | 06:00 | 0.29041 | 0.11047 | 0.26865 | 0.6589 | 0.47122 | 0.31483 | 0.38682 |  | 0.093034 | 0.31193 | 0.1605 | 0.20805 | 0.27421
5311 | 2004-08-09 | 07:00 | 0.31728 | 0.12101 | 0.19965 | 0.6385 | 0.47998 | 0.21998 | 0.35226 |  | 0.10115 | 0.26987 | 0.13953 | 0.20694 | 0.28897
5312 | 2004-08-09 | 08:00 | 0.37641 | 0.063266 | 0.18853 | 0.6594 | 0.45822 | 0.192 | 0.36508 |  | 0.1114 | 0.22108 | 0.11753 | 0.10236 | 0.24045
5313 | 2004-08-09 | 09:00 | 0.38298 | 0.04391 | 0.17004 | 0.65275 | 0.46889 | 0.16317 | 0.40226 |  | 0.10808 | 0.16848 | 0.098884 | 0.064485 | 0.16592
5314 | 2004-08-09 | 10:00 | 0.34182 | 0.028749 | 0.094306 | 0.64221 | 0.50636 | 0.13584 | 0.34849 |  | 0.099012 | 0.14727 | 0.083077 | 0.051017 | 0.12233
5315 | 2004-08-09 | 11:00 | 0.30225 | 0.031562 | 0.054364 | 0.54653 | 0.52146 | 0.1187 | 0.26629 |  | 0.090092 | 0.11384 | 0.069855 | 0.050419 | 0.10902
5316 | 2004-08-09 | 12:00 | 0.22996 | 0.016764 | 0.04024 | 0.47568 | 0.51622 | 0.069252 | 0.25525 |  | 0.090882 | 0.10967 | 0.062232 | 0.048439 | 0.10167
5317 | 2004-08-09 | 13:00 | 0.15413 | 0 | 0.043969 | 0.3525 | 0.51664 | 0.051154 | 0.20439 |  | 0.10538 | 0.077169 | 0.056833 | 0.042316 | 0.099581
5318 | 2004-08-09 | 14:00 | 0.14391 | 0 | 0.041545 | 0.27165 | 0.5469 | 0.051792 | 0.1999 |  | 0.069544 | 0.0502 | 0.052831 | 0.047173 | 0.08688
5319 | 2004-08-09 | 15:00 | 0.21159 | 0 | 0.041214 | 0.3059 | 0.5652 | 0.077147 | 0.2538 |  | 0.047721 | 0.040535 | 0.049539 | 0.049763 | 0.07559
5320 | 2004-08-09 | 16:00 | 0.35339 | 0 | 0.0383 | 0.39189 | 0.5994 | 0.10965 | 0.29497 |  | 0.052728 | 0.041333 | 0.045312 | 0.050057 | 0.068573
5321 | 2004-08-09 | 17:00 | 0.47856 | 0 | 0.051917 | 0.57979 | 0.63833 | 0.13096 | 0.33224 |  | 0.047713 | 0.055834 | 0.042605 | 0.039228 | 0.062957
5322 | 2004-08-09 | 18:00 | 0.50802 | 0 | 0.064146 | 0.65477 | 0.64899 | 0.16856 | 0.36422 |  | 0.045483 | 0.071831 | 0.039259 | 0.054165 | 0.050695
5323 | 2004-08-09 | 19:00 | 0.52801 | 0.046947 | 0.053737 | 0.71145 | 0.65176 | 0.16918 | 0.32295 |  | 0.060113 | 0.083537 | 0.043 | 0.12886 | 0.034877
5324 | 2004-08-09 | 20:00 | 0.51216 | 0.19824 | 0.040729 | 0.66228 | 0.67027 | 0.13718 | 0.26605 |  | 0.082325 | 0.12419 | 0.05268 | 0.12458 | 0.031059
5325 | 2004-08-09 | 21:00 | 0.48335 | 0.23409 | 0.040527 | 0.59404 | 0.68586 | 0.1148 | 0.19872 |  | 0.080912 | 0.15117 | 0.058006 | 0.11503 | 0.040186
5326 | 2004-08-09 | 22:00 | 0.50971 | 0.25439 | 0.0659 | 0.60896 | 0.68689 | 0.11651 | 0.15327 |  | 0.088472 | 0.16234 | 0.062628 | 0.12004 | 0.0567
5327 | 2004-08-09 | 23:00 | 0.48572 | 0.29426 | 0.13069 | 0.64843 | 0.66497 | 0.1456 | 0.20827 |  | 0.099782 | 0.16639 | 0.06377 | 0.10468 | 0.069584
5328 | 2004-08-10 | 00:00 | 0.47162 | 0.31242 | 0.21058 | 0.66317 | 0.62388 | 0.19197 | 0.29175 |  | 0.11557 | 0.18275 | 0.065937 | 0.095487 | 0.083609
5329 | 2004-08-10 | 01:00 | 0.53773 | 0.28556 | 0.24489 | 0.60516 | 0.54403 | 0.24089 | 0.32871 |  | 0.15265 | 0.19115 | 0.05996 | 0.10103 | 0.10422
5330 | 2004-08-10 | 02:00 | 0.56897 | 0.2893 | 0.2515 | 0.57481 | 0.54105 | 0.30561 | 0.31176 |  | 0.18039 | 0.21992 | 0.080304 | 0.15285 | 0.16439
5331 | 2004-08-10 | 03:00 | 0.57023 | 0.29476 | 0.30351 | 0.55267 | 0.53555 | 0.43161 | 0.29486 |  | 0.2027 | 0.25975 | 0.12212 | 0.24964 | 0.27047
5332 | 2004-08-10 | 04:00 | 0.5716 | 0.24819 | 0.35278 | 0.49717 | 0.54168 | 0.53936 | 0.30763 |  | 0.21323 | 0.31072 | 0.16262 | 0.29303 | 0.33441
5333 | 2004-08-10 | 05:00 | 0.57814 | 0.23308 | 0.41239 | 0.46753 | 0.55205 | 0.60392 | 0.32661 |  | 0.21767 | 0.29289 | 0.1521 | 0.29977 | 0.50514
5334 | 2004-08-10 | 06:00 | 0.53605 | 0.35388 | 0.45752 | 0.46692 | 0.53609 | 0.66638 | 0.34081 |  | 0.24334 | 0.27658 | 0.1284 | 0.30586 | 0.57444
5335 | 2004-08-10 | 07:00 | 0.52981 | 0.44028 | 0.41788 | 0.52868 | 0.4882 | 0.66185 | 0.31671 |  | 0.23209 | 0.24872 | 0.11301 | 0.35619 | 0.5916
5336 | 2004-08-10 | 08:00 | 0.4861 | 0.32988 | 0.39581 | 0.56282 | 0.44038 | 0.66881 | 0.24489 |  | 0.20963 | 0.26118 | 0.0932 | 0.30742 | 0.57501
5337 | 2004-08-10 | 09:00 | 0.44398 | 0.26885 | 0.37294 | 0.52502 | 0.39484 | 0.70444 | 0.19678 |  | 0.21333 | 0.29966 | 0.079071 | 0.28346 | 0.48454
5338 | 2004-08-10 | 10:00 | 0.37483 | 0.25451 | 0.31733 | 0.53339 | 0.36829 | 0.6879 | 0.19297 |  | 0.23598 | 0.25873 | 0.068907 | 0.23074 | 0.36746
5339 | 2004-08-10 | 11:00 | 0.28134 | 0.25222 | 0.22191 | 0.52502 | 0.35892 | 0.56661 | 0.15589 |  | 0.20942 | 0.20976 | 0.061421 | 0.16832 | 0.27373
5340 | 2004-08-10 | 12:00 | 0.24448 | 0.30051 | 0.1494 | 0.4818 | 0.35685 | 0.47374 | 0.078041 |  | 0.13578 | 0.16297 | 0.058812 | 0.17548 | 0.25137
5341 | 2004-08-10 | 13:00 | 0.25555 | 0.22266 | 0.12217 | 0.4337 | 0.34123 | 0.43428 | 0.067006 |  | 0.082105 | 0.10453 | 0.05592 | 0.19815 | 0.21902
5342 | 2004-08-10 | 14:00 | 0.35719 | 0.14062 | 0.13958 | 0.44835 | 0.3571 | 0.44408 | 0.079634 |  | 0.048161 | 0.086859 | 0.051875 | 0.1868 | 0.16127
5343 | 2004-08-10 | 15:00 | 0.53072 | 0.081901 | 0.16104 | 0.51875 | 0.37837 | 0.4964 | 0.1069 |  | 0.049021 | 0.079945 | 0.048135 | 0.13542 | 0.12214
5344 | 2004-08-10 | 16:00 | 0.63013 | 0.058112 | 0.20978 | 0.55299 | 0.40791 | 0.51603 | 0.15395 |  | 0.059328 | 0.094199 | 0.042881 | 0.12208 | 0.086905
5345 | 2004-08-10 | 17:00 | 0.65511 | 0.049454 | 0.26045 | 0.62528 | 0.4476 | 0.53422 | 0.20285 |  | 0.085945 | 0.10938 | 0.037218 | 0.1298 | 0.053021
5346 | 2004-08-10 | 18:00 | 0.66565 | 0.027704 | 0.28477 | 0.64704 | 0.47997 | 0.57986 | 0.26538 |  | 0.12691 | 0.11592 | 0.03086 | 0.1355 | 0.029315
5347 | 2004-08-10 | 19:00 | 0.64863 | 0.052803 | 0.34586 | 0.62888 | 0.49188 | 0.56581 | 0.31108 |  | 0.14835 | 0.11426 | 0.034584 | 0.13266 | 0.011596
5348 | 2004-08-10 | 20:00 | 0.61865 | 0.21299 | 0.39456 | 0.60557 | 0.47964 | 0.48244 | 0.336 |  | 0.16361 | 0.11411 | 0.04862 | 0.1227 | 0.006529
5349 | 2004-08-10 | 21:00 | 0.57591 | 0.27723 | 0.45223 | 0.57579 | 0.47112 | 0.46908 | 0.37584 |  | 0.18327 | 0.10754 | 0.069524 | 0.12165 | 0.011141
5350 | 2004-08-10 | 22:00 | 0.50489 | 0.32958 | 0.45245 | 0.55317 | 0.47644 | 0.46852 | 0.3875 |  | 0.23895 | 0.11711 | 0.086703 | 0.12706 | 0.032322
5351 | 2004-08-10 | 23:00 | 0.45003 | 0.39427 | 0.47787 | 0.49145 | 0.47763 | 0.52478 | 0.45942 |  | 0.26986 | 0.13049 | 0.095014 | 0.13537 | 0.057402
5352 | 2004-08-11 | 00:00 | 0.35528 | 0.44265 | 0.56852 | 0.44671 | 0.43791 | 0.59393 | 0.46833 |  | 0.24008 | 0.21283 | 0.10498 | 0.18019 | 0.091357
5353 | 2004-08-11 | 01:00 | 0.39715 | 0.40258 | 0.49187 | 0.34772 | 0.36702 | 0.55207 | 0.49805 |  | 0.25262 | 0.31391 | 0.12053 | 0.24697 | 0.11066
5354 | 2004-08-11 | 02:00 | 0.44611 | 0.39083 | 0.44206 | 0.40956 | 0.36125 | 0.51474 | 0.49941 |  | 0.29805 | 0.36825 | 0.13608 | 0.32424 | 0.11557
5355 | 2004-08-11 | 03:00 | 0.42025 | 0.3803 | 0.36546 | 0.42887 | 0.38532 | 0.45316 | 0.49719 |  | 0.33204 | 0.42595 | 0.14499 | 0.37509 | 0.16168
5356 | 2004-08-11 | 04:00 | 0.4522 | 0.37997 | 0.24921 | 0.39333 | 0.38867 | 0.409 | 0.53435 |  | 0.31173 | 0.40224 | 0.15079 | 0.36122 | 0.26585
5357 | 2004-08-11 | 05:00 | 0.4624 | 0.38473 | 0.22764 | 0.43248 | 0.33999 | 0.39226 | 0.55694 |  | 0.27129 | 0.37965 | 0.14702 | 0.27302 | 0.36988
5358 | 2004-08-11 | 06:00 | 0.41557 | 0.36168 | 0.21496 | 0.4998 | 0.26158 | 0.36205 | 0.5227 |  | 0.22192 | 0.32306 | 0.12351 | 0.19214 | 0.39443
5359 | 2004-08-11 | 07:00 | 0.30211 | 0.29644 | 0.18709 | 0.54774 | 0.23468 | 0.37319 | 0.40494 |  | 0.19858 | 0.31988 | 0.10098 | 0.16856 | 0.34396
5360 | 2004-08-11 | 08:00 | 0.209 | 0.37325 | 0.14143 | 0.4809 | 0.22907 | 0.35215 | 0.34322 |  | 0.17724 | 0.30019 | 0.082317 | 0.25285 | 0.26582
5361 | 2004-08-11 | 09:00 | 0.18374 | 0.35134 | 0.10353 | 0.38751 | 0.24286 | 0.29965 | 0.27932 |  | 0.1659 | 0.26356 | 0.06832 | 0.30134 | 0.21607
5362 | 2004-08-11 | 10:00 | 0.14309 | 0.3402 | 0.082631 | 0.34399 | 0.26782 | 0.2637 | 0.23613 |  | 0.15374 | 0.25876 | 0.056523 | 0.2256 | 0.16836
5363 | 2004-08-11 | 11:00 | 0.11968 | 0.2219 | 0.049661 | 0.30422 | 0.26456 | 0.17602 | 0.15108 |  | 0.10341 | 0.23239 | 0.052022 | 0.20468 | 0.14064
5364 | 2004-08-11 | 12:00 | 0.11191 | 0.18689 | 0.037429 | 0.28078 | 0.26234 | 0.13879 | 0.099985 |  | 0.060616 | 0.19757 | 0.049302 | 0.18694 | 0.11548
5365 | 2004-08-11 | 13:00 | 0.11968 | 0.16004 | 0.027808 | 0.2575 | 0.25294 | 0.15746 | 0.12201 |  | 0.02887 | 0.18753 | 0.048658 | 0.20193 | 0.087359
5366 | 2004-08-11 | 14:00 | 0.19968 | 0.10576 | 0.054632 | 0.27124 | 0.23305 | 0.20617 | 0.19037 |  | 0.028029 | 0.20553 | 0.051019 | 0.20406 | 0.060973
5367 | 2004-08-11 | 15:00 | 0.29548 | 0.064718 | 0.10313 | 0.30629 | 0.23724 | 0.34415 | 0.24856 |  | 0.038867 | 0.18593 | 0.05417 | 0.17193 | 0.044546
5368 | 2004-08-11 | 16:00 | 0.38344 | 0.04379 | 0.14317 | 0.4158 | 0.27979 | 0.41623 | 0.28523 |  | 0.048989 | 0.16648 | 0.055057 | 0.1376 | 0.032927
5369 | 2004-08-11 | 17:00 | 0.46105 | 0.054575 | 0.16646 | 0.50615 | 0.35693 | 0.45294 | 0.25898 |  | 0.08496 | 0.16121 | 0.049945 | 0.12455 | 0.02224
5370 | 2004-08-11 | 18:00 | 0.51533 | 0.12353 | 0.20247 | 0.55929 | 0.43118 | 0.46825 | 0.26318 |  | 0.12786 | 0.14433 | 0.04803 | 0.11356 | 0.013808
5371 | 2004-08-11 | 19:00 | 0.49438 | 0.16931 | 0.25036 | 0.59378 | 0.44389 | 0.43878 | 0.27097 |  | 0.15474 | 0.12721 | 0.049274 | 0.099624 | 0.006254
5372 | 2004-08-11 | 20:00 | 0.47398 | 0.28752 | 0.23405 | 0.60253 | 0.37538 | 0.39665 | 0.26363 |  | 0.14822 | 0.11494 | 0.055485 | 0.092585 | 0.007192
5373 | 2004-08-11 | 21:00 | 0.47361 | 0.41753 | 0.25883 | 0.60206 | 0.3135 | 0.36224 | 0.25857 |  | 0.13619 | 0.1093 | 0.063102 | 0.099477 | 0.016621
5374 | 2004-08-11 | 22:00 | 0.45468 | 0.37411 | 0.29314 | 0.60556 | 0.29415 | 0.36056 | 0.26949 |  | 0.16602 | 0.1263 | 0.071129 | 0.11844 | 0.037207
5375 | 2004-08-11 | 23:00 | 0.40597 | 0.39872 | 0.33378 | 0.5731 | 0.28696 | 0.33327 | 0.29628 |  | 0.16439 | 0.13616 | 0.079485 | 0.12249 | 0.055164
5376 | 2004-08-12 | 00:00 | 0.39623 | 0.47359 | 0.49759 | 0.48393 | 0.26711 | 0.4145 | 0.33442 |  | 0.19755 | 0.14088 | 0.087484 | 0.13203 | 0.072363
5377 | 2004-08-12 | 01:00 | 0.39906 | 0.48932 | 0.48877 | 0.30401 | 0.24915 | 0.36244 | 0.32476 |  | 0.20173 | 0.13765 | 0.095698 | 0.1486 | 0.084484
5378 | 2004-08-12 | 02:00 | 0.42229 | 0.50968 | 0.41211 | 0.30687 | 0.24249 | 0.31372 | 0.28907 |  | 0.19081 | 0.13533 | 0.10178 | 0.20122 | 0.097996
5379 | 2004-08-12 | 03:00 | 0.38262 | 0.53686 | 0.3891 | 0.34944 | 0.21732 | 0.27719 | 0.27863 |  | 0.1478 | 0.14543 | 0.099546 | 0.20987 | 0.16332
5380 | 2004-08-12 | 04:00 | 0.31719 | 0.56496 | 0.31742 | 0.30128 | 0.19994 | 0.28235 | 0.27705 |  | 0.1314 | 0.16605 | 0.1042 | 0.14083 | 0.27088
5381 | 2004-08-12 | 05:00 | 0.2791 | 0.46847 | 0.23273 | 0.26338 | 0.19122 | 0.24495 | 0.25527 |  | 0.12001 | 0.16956 | 0.10712 | 0.10225 | 0.38669
5382 | 2004-08-12 | 06:00 | 0.21744 | 0.47049 | 0.13033 | 0.25915 | 0.19666 | 0.18696 | 0.19078 |  | 0.13861 | 0.16127 | 0.10094 | 0.078374 | 0.4537
5383 | 2004-08-12 | 07:00 | 0.15322 | 0.37002 | 0.083977 | 0.26764 | 0.1994 | 0.11363 | 0.1404 |  | 0.15151 | 0.14694 | 0.087134 | 0.070049 | 0.4434
5384 | 2004-08-12 | 08:00 | 0.1267 | 0.44753 | 0.07525 | 0.23288 | 0.1906 | 0.10649 | 0.082675 |  | 0.16029 | 0.15933 | 0.074062 | 0.060901 | 0.40109
5385 | 2004-08-12 | 09:00 | 0.088862 | 0.40655 | 0.055071 | 0.22335 | 0.19424 | 0.091476 | 0.063782 |  | 0.15421 | 0.21629 | 0.06545 | 0.060117 | 0.34827
5386 | 2004-08-12 | 10:00 | 0.056333 | 0.35648 | 0.041375 | 0.22842 | 0.20711 | 0.083084 | 0.064385 |  | 0.14392 | 0.23042 | 0.057991 | 0.056826 | 0.27405
5387 | 2004-08-12 | 11:00 | 0.043443 | 0.36104 | 0.029727 | 0.18389 | 0.19436 | 0.07923 | 0.047712 |  | 0.15336 | 0.23141 | 0.053332 | 0.057767 | 0.21204
5388 | 2004-08-12 | 12:00 | 0.041768 | 0.34044 | 0.024897 | 0.1529 | 0.19689 | 0.045017 | 0.068493 |  | 0.087141 | 0.24135 | 0.05035 | 0.06112 | 0.15872
5389 | 2004-08-12 | 13:00 | 0.043827 | 0.24391 | 0.032629 | 0.10073 | 0.14859 | 0.046203 | 0.090191 |  | 0.068081 | 0.22712 | 0.046416 | 0.061654 | 0.11878
5390 | 2004-08-12 | 14:00 | 0.052786 | 0.21414 | 0.075269 | 0.085822 | 0.13455 | 0.067571 | 0.13703 |  | 0.09883 | 0.18068 | 0.043128 | 0.058781 | 0.090333
5391 | 2004-08-12 | 15:00 | 0.061111 | 0.18867 | 0.093069 | 0.086444 | 0.13894 | 0.087757 | 0.22092 |  | 0.15656 | 0.16817 | 0.040112 | 0.046964 | 0.069617
5392 | 2004-08-12 | 16:00 | 0.08361 | 0.47658 | 0.12733 | 0.083003 | 0.13286 | 0.083806 | 0.28034 |  | 0.19707 | 0.20706 | 0.036694 | 0.029845 | 0.056454
5393 | 2004-08-12 | 17:00 | 0.10175 | 0.5296 | 0.12127 | 0.094668 | 0.13147 | 0.090882 | 0.32282 |  | 0.29781 | 0.23825 | 0.030321 | 0.030743 | 0.050362
5394 | 2004-08-12 | 18:00 | 0.10629 | 0.50713 | 0.18532 | 0.12581 | 0.13496 | 0.07458 | 0.36035 |  | 0.3155 | 0.21438 | 0.023301 | 0.039063 | 0.036097
5395 | 2004-08-12 | 19:00 | 0.077444 | 0.39484 | 0.23241 | 0.16234 | 0.12981 | 0.067783 | 0.31425 |  | 0.29835 | 0.23347 | 0.022618 | 0.04617 | 0.020867
5396 | 2004-08-12 | 20:00 | 0.070241 | 0.41785 | 0.2298 | 0.16356 | 0.11708 | 0.070978 | 0.2486 |  | 0.29386 | 0.26921 | 0.025184 | 0.052488 | 0.011443
5397 | 2004-08-12 | 21:00 | 0.069983 | 0.39653 | 0.26713 | 0.15274 | 0.10965 | 0.078991 | 0.23282 |  | 0.32453 | 0.32072 | 0.030113 | 0.064803 | 0.022283
5398 | 2004-08-12 | 22:00 | 0.084999 | 0.41387 | 0.29817 | 0.16246 | 0.11712 | 0.077988 | 0.23356 |  | 0.27163 | 0.37791 | 0.034993 | 0.080578 | 0.03794
5399 | 2004-08-12 | 23:00 | 0.10579 | 0.45328 | 0.38977 | 0.16004 | 0.12725 | 0.10718 | 0.24681 |  | 0.3057 | 0.39943 | 0.03767 | 0.096613 | 0.053764
5400 | 2004-08-13 | 00:00 | 0.19611 | 0.49034 | 0.37825 | 0.19453 | 0.13322 | 0.11425 | 0.28555 |  | 0.25988 | 0.4108 | 0.04213 | 0.12295 | 0.10599
5401 | 2004-08-13 | 01:00 | 0.25105 | 0.47532 | 0.34366 | 0.24387 | 0.13326 | 0.1162 | 0.26461 |  | 0.29254 | 0.40734 | 0.045461 | 0.22433 | 0.2413
5402 | 2004-08-13 | 02:00 | 0.15083 | 0.42666 | 0.31913 | 0.37106 | 0.13428 | 0.10802 | 0.25044 |  | 0.28065 | 0.41945 | 0.072277 | 0.28272 | 0.40699
5403 | 2004-08-13 | 03:00 | 0.084335 | 0.37928 | 0.3271 | 0.41962 | 0.14267 | 0.11897 | 0.24343 |  | 0.27459 | 0.38421 | 0.10682 | 0.28852 | 0.57133
5404 | 2004-08-13 | 04:00 | 0.078644 | 0.39721 | 0.31568 | 0.3406 | 0.1517 | 0.15107 | 0.27692 |  | 0.35386 | 0.36337 | 0.11136 | 0.3533 | 0.55565
5405 | 2004-08-13 | 05:00 | 0.11443 | 0.35216 | 0.31142 | 0.28669 | 0.15735 | 0.15503 | 0.31268 |  | 0.421 | 0.31574 | 0.11269 | 0.31642 | 0.63265
5406 | 2004-08-13 | 06:00 | 0.14621 | 0.43622 | 0.28626 | 0.30265 | 0.1574 | 0.13847 | 0.31725 |  | 0.44531 | 0.26297 | 0.11549 | 0.30081 | 0.74394
5407 | 2004-08-13 | 07:00 | 0.1697 | 0.48003 | 0.31125 | 0.29841 | 0.16315 | 0.14078 | 0.28653 |  | 0.27118 | 0.23144 | 0.10584 | 0.27423 | 0.71774
5408 | 2004-08-13 | 08:00 | 0.19567 | 0.50956 | 0.30187 | 0.27089 | 0.17376 | 0.15963 | 0.28707 |  | 0.24565 | 0.19753 | 0.094741 | 0.21877 | 0.66988
5409 | 2004-08-13 | 09:00 | 0.20694 | 0.45189 | 0.21741 | 0.29403 | 0.17492 | 0.14639 | 0.34012 |  | 0.21925 | 0.17199 | 0.07971 | 0.16951 | 0.61738
5410 | 2004-08-13 | 10:00 | 0.17277 | 0.42522 | 0.12445 | 0.35326 | 0.17277 | 0.12075 | 0.33559 |  | 0.16887 | 0.14517 | 0.073996 | 0.13471 | 0.56372
5411 | 2004-08-13 | 11:00 | 0.13095 | 0.45401 | 0.068459 | 0.33785 | 0.16351 | 0.09259 | 0.27252 |  | 0.095469 | 0.13391 | 0.063219 | 0.11958 | 0.51308
5412 | 2004-08-13 | 12:00 | 0.083484 | 0.37755 | 0.092004 | 0.30051 | 0.13422 | 0.073312 | 0.21719 |  | 0.075297 | 0.12256 | 0.058079 | 0.096366 | 0.44534
5413 | 2004-08-13 | 13:00 | 0.079837 | 0.2882 | 0.097236 | 0.16502 | 0.10204 | 0.070974 | 0.2004 |  | 0.13982 | 0.11036 | 0.052955 | 0.086969 | 0.35607
5414 | 2004-08-13 | 14:00 | 0.09208 | 0.23031 | 0.09072 | 0.076614 | 0.073885 | 0.059471 | 0.20606 |  | 0.092812 | 0.097253 | 0.04918 | 0.078209 | 0.29507
5415 | 2004-08-13 | 15:00 | 0.13848 | 0.16689 | 0.11337 | 0.066566 | 0.060049 | 0.068902 | 0.19536 |  | 0.091159 | 0.093269 | 0.045684 | 0.091089 | 0.23809
5416 | 2004-08-13 | 16:00 | 0.17867 | 0.15565 | 0.1334 | 0.1122 | 0.06403 | 0.081235 | 0.24569 |  | 0.14935 | 0.095274 | 0.043135 | 0.076915 | 0.22187
5417 | 2004-08-13 | 17:00 | 0.20584 | 0.23622 | 0.12283 | 0.18625 | 0.077905 | 0.087469 | 0.31701 |  | 0.17204 | 0.09718 | 0.038003 | 0.085803 | 0.17566
5418 | 2004-08-13 | 18:00 | 0.21502 | 0.20423 | 0.1164 | 0.21002 | 0.089548 | 0.099288 | 0.38895 |  | 0.18223 | 0.1129 | 0.030791 | 0.092099 | 0.14494
5419 | 2004-08-13 | 19:00 | 0.22068 | 0.26683 | 0.10916 | 0.20449 | 0.097299 | 0.080023 | 0.43088 |  | 0.19823 | 0.13978 | 0.026702 | 0.057583 | 0.11508
5420 | 2004-08-13 | 20:00 | 0.18757 | 0.31271 | 0.10006 | 0.21861 | 0.10141 | 0.048881 | 0.41346 |  | 0.2006 | 0.1547 | 0.0271 | 0.041166 | 0.078634
5421 | 2004-08-13 | 21:00 | 0.17223 | 0.33631 | 0.13213 | 0.15384 | 0.11629 | 0.052522 | 0.39288 |  | 0.21907 | 0.17201 | 0.032466 | 0.077047 | 0.047824
5422 | 2004-08-13 | 22:00 | 0.1437 | 0.43412 | 0.15996 | 0.14096 | 0.11636 | 0.057067 | 0.3548 |  | 0.14783 | 0.16063 | 0.038373 | 0.047438 | 0.04981
5423 | 2004-08-13 | 23:00 | 0.12636 | 0.52234 | 0.18127 | 0.12008 | 0.12889 | 0.068489 | 0.2874 |  | 0.16512 | 0.15197 | 0.044625 | 0.033467 | 0.075166
5424 | 2004-08-14 | 00:00 | 0.10669 | 0.53092 | 0.20353 | 0.1385 | 0.13284 | 0.10896 | 0.27427 |  | 0.23077 | 0.1588 | 0.049747 | 0.060476 | 0.12373
5425 | 2004-08-14 | 01:00 | 0.11655 | 0.49401 | 0.2906 | 0.1435 | 0.143 | 0.21653 | 0.23381 |  | 0.28386 | 0.17755 | 0.053068 | 0.15964 | 0.15697
5426 | 2004-08-14 | 02:00 | 0.12087 | 0.443 | 0.3344 | 0.17866 | 0.15945 | 0.27591 | 0.20189 |  | 0.2508 | 0.20267 | 0.060393 | 0.28029 | 0.16549
5427 | 2004-08-14 | 03:00 | 0.10509 | 0.39183 | 0.31946 | 0.18201 | 0.16573 | 0.2334 | 0.20306 |  | 0.20197 | 0.26189 | 0.070335 | 0.2993 | 0.20342
5428 | 2004-08-14 | 04:00 | 0.089775 | 0.37177 | 0.32641 | 0.15101 | 0.18668 | 0.24608 | 0.18938 |  | 0.18955 | 0.33035 | 0.091476 | 0.2957 | 0.31834
5429 | 2004-08-14 | 05:00 | 0.078048 | 0.4352 | 0.28057 | 0.13023 | 0.18866 | 0.21784 | 0.20214 |  | 0.15952 | 0.35098 | 0.10358 | 0.26916 | 0.4349
5430 | 2004-08-14 | 06:00 | 0.072154 | 0.47192 | 0.22082 | 0.096541 | 0.18578 | 0.14361 | 0.23515 |  | 0.24872 | 0.3607 | 0.10799 | 0.2833 | 0.42723
5431 | 2004-08-14 | 07:00 | 0.065233 | 0.48343 | 0.18227 | 0.07259 | 0.19316 | 0.12317 | 0.25375 |  | 0.16863 | 0.34144 | 0.099254 | 0.24516 | 0.38105
5432 | 2004-08-14 | 08:00 | 0.061056 | 0.42091 | 0.15196 | 0.067724 | 0.19629 | 0.077029 | 0.30783 |  | 0.12653 | 0.33234 | 0.081715 | 0.22557 | 0.31376
5433 | 2004-08-14 | 09:00 | 0.059317 | 0.40585 | 0.12401 | 0.064701 | 0.19854 | 0.058679 | 0.25441 |  | 0.13029 | 0.33226 | 0.071876 | 0.20745 | 0.27309
5434 | 2004-08-14 | 10:00 | 0.055344 | 0.48766 | 0.092008 | 0.062506 | 0.19091 | 0.058176 | 0.24402 |  | 0.15912 | 0.28809 | 0.065467 | 0.14641 | 0.22614
5435 | 2004-08-14 | 11:00 | 0.044877 | 0.35597 | 0.04298 | 0.062731 | 0.16413 | 0.036495 | 0.18949 |  | 0.14942 | 0.27264 | 0.062627 | 0.16548 | 0.18422
5436 | 2004-08-14 | 12:00 | 0.031172 | 0.28235 | 0.011671 | 0.05932 | 0.14155 | 0.023195 | 0.13358 |  | 0.065123 | 0.26097 | 0.057048 | 0.10879 | 0.15521
5437 | 2004-08-14 | 13:00 | 0.031829 | 0.27444 | 0.011886 | 0.088188 | 0.12134 | 0.01847 | 0.17787 |  | 0.027527 | 0.18112 | 0.056165 | 0.073972 | 0.13079
5438 | 2004-08-14 | 14:00 | 0.033923 | 0.23829 | 0.016519 | 0.051558 | 0.09921 | 0.026918 | 0.24337 |  | 0.018227 | 0.18437 | 0.050273 | 0.049177 | 0.12302
5439 | 2004-08-14 | 15:00 | 0.044728 | 0.2029 | 0.021076 | 0.034241 | 0.071581 | 0.067902 | 0.31717 |  | 0.03183 | 0.20896 | 0.043165 | 0.034283 | 0.11363
5440 | 2004-08-14 | 16:00 | 0.065366 | 0.13433 | 0.026779 | 0.032163 | 0.064373 | 0.093554 | 0.3438 |  | 0.10511 | 0.23894 | 0.03819 | 0.028775 | 0.10131
5441 | 2004-08-14 | 17:00 | 0.086029 | 0.15206 | 0.021085 | 0.034003 | 0.061789 | 0.10169 | 0.24733 |  | 0.24436 | 0.28917 | 0.02894 | 0.034353 | 0.083192
5442 | 2004-08-14 | 18:00 | 0.090556 | 0.14331 | 0.020088 | 0.039922 | 0.073061 | 0.075913 | 0.16618 |  | 0.32753 | 0.31122 | 0.02103 | 0.037281 | 0.052966
5443 | 2004-08-14 | 19:00 | 0.10342 | 0.19866 | 0.020064 | 0.042661 | 0.091823 | 0.055822 | 0.16084 |  | 0.3529 | 0.29929 | 0.019475 | 0.035992 | 0.026709
5444 | 2004-08-14 | 20:00 | 0.10097 | 0.28071 | 0.02763 | 0.057819 | 0.10655 | 0.040525 | 0.1427 |  | 0.30813 | 0.2824 | 0.021128 | 0.039893 | 0.023226
5445 | 2004-08-14 | 21:00 | 0.11434 | 0.33862 | 0.027744 | 0.066422 | 0.11452 | 0.035237 | 0.10023 |  | 0.39865 | 0.2792 | 0.02403 | 0.047463 | 0.030254
5446 | 2004-08-14 | 22:00 | 0.11348 | 0.35739 | 0.029139 | 0.068711 | 0.11814 | 0.03653 | 0.11601 |  | 0.43445 | 0.25617 | 0.028538 | 0.062938 | 0.04811
5447 | 2004-08-14 | 23:00 | 0.11186 | 0.32315 | 0.042045 | 0.056219 | 0.11986 | 0.047491 | 0.16044 |  | 0.43954 | 0.24499 | 0.032154 | 0.086588 | 0.075276
5448 | 2004-08-15 | 00:00 | 0.09567 | 0.44066 | 0.062489 | 0.079553 | 0.12057 | 0.058089 | 0.19588 |  | 0.41978 | 0.24403 | 0.038976 | 0.099191 | 0.10547
5449 | 2004-08-15 | 01:00 | 0.10925 | 0.40244 | 0.092415 | 0.16762 | 0.1571 | 0.073028 | 0.22295 |  | 0.25915 | 0.2949 | 0.041563 | 0.11247 | 0.1314
5450 | 2004-08-15 | 02:00 | 0.10345 | 0.4127 | 0.08515 | 0.20132 | 0.23287 | 0.11037 | 0.21738 |  | 0.13548 | 0.3414 | 0.042539 | 0.13717 | 0.16534
5451 | 2004-08-15 | 03:00 | 0.083977 | 0.42735 | 0.11625 | 0.17012 | 0.3519 | 0.13279 | 0.20576 |  | 0.13379 | 0.40066 | 0.045059 | 0.21997 | 0.21983
5452 | 2004-08-15 | 04:00 | 0.074191 | 0.34999 | 0.12669 | 0.15499 | 0.48625 | 0.12494 | 0.18743 |  | 0.13214 | 0.43668 | 0.051975 | 0.30939 | 0.36645
5453 | 2004-08-15 | 05:00 | 0.059337 | 0.32696 | 0.10845 | 0.14573 | 0.56231 | 0.070394 | 0.14526 |  | 0.16228 | 0.4512 | 0.059421 | 0.29312 | 0.5025
5454 | 2004-08-15 | 06:00 | 0.047253 | 0.38347 | 0.10788 | 0.14088 | 0.64365 | 0.035904 | 0.11918 |  | 0.13374 | 0.47615 | 0.051778 | 0.35681 | 0.56895
5455 | 2004-08-15 | 07:00 | 0.034647 | 0.43923 | 0.11468 | 0.14099 | 0.68805 | 0.035626 | 0.086639 |  | 0.12334 | 0.47305 | 0.045656 | 0.44791 | 0.58738
5456 | 2004-08-15 | 08:00 | 0.027431 | 0.4356 | 0.11325 | 0.14077 | 0.69272 | 0.063336 | 0.078584 |  | 0.12882 | 0.42304 | 0.040515 | 0.46182 | 0.55596
5457 | 2004-08-15 | 09:00 | 0.034284 | 0.43211 | 0.15197 | 0.126 | 0.64351 | 0.10172 | 0.12103 |  | 0.14521 | 0.38682 | 0.044304 | 0.42137 | 0.51397
5458 | 2004-08-15 | 10:00 | 0.035431 | 0.36512 | 0.13734 | 0.09307 | 0.58728 | 0.12844 | 0.14557 |  | 0.17179 | 0.35284 | 0.048793 | 0.35821 | 0.4613
5459 | 2004-08-15 | 11:00 | 0.027337 | 0.35948 | 0.080838 | 0.077554 | 0.54153 | 0.11847 | 0.13239 |  | 0.14241 | 0.3165 | 0.048532 | 0.38406 | 0.43319
5460 | 2004-08-15 | 12:00 | 0.019487 | 0.40303 | 0.025419 | 0.063442 | 0.5073 | 0.05844 | 0.075816 |  | 0.064219 | 0.26262 | 0.042418 | 0.36036 | 0.39102
5461 | 2004-08-15 | 13:00 | 0.017225 | 0.37144 | 0.020084 | 0.042492 | 0.42779 | 0.046617 | 0.051089 |  | 0.036051 | 0.19067 | 0.042235 | 0.34996 | 0.35054
5462 | 2004-08-15 | 14:00 | 0.0186 | 0.32245 | 0.013785 | 0.031599 | 0.33069 | 0.050247 | 0.050991 |  | 0.055882 | 0.17719 | 0.045011 | 0.36633 | 0.32257
5463 | 2004-08-15 | 15:00 | 0.033049 | 0.27746 | 0.027177 | 0.022985 | 0.29007 | 0.076828 | 0.053059 |  | 0.06211 | 0.20374 | 0.051024 | 0.32099 | 0.26747
5464 | 2004-08-15 | 16:00 | 0.04268 | 0.21166 | 0.025532 | 0.029291 | 0.33182 | 0.080224 | 0.066488 |  | 0.062171 | 0.25469 | 0.052681 | 0.22882 | 0.20343
5465 | 2004-08-15 | 17:00 | 0.0561 | 0.19642 | 0.027311 | 0.040906 | 0.38169 | 0.097502 | 0.07298 |  | 0.045605 | 0.28034 | 0.048575 | 0.19135 | 0.16958
5466 | 2004-08-15 | 18:00 | 0.066073 | 0.27196 | 0.031333 | 0.038524 | 0.44045 | 0.078893 | 0.066739 |  | 0.05848 | 0.32146 | 0.033743 | 0.20888 | 0.10572
5467 | 2004-08-15 | 19:00 | 0.070313 | 0.19861 | 0.040696 | 0.052576 | 0.48999 | 0.062302 | 0.057311 |  | 0.090841 | 0.35498 | 0.029091 | 0.1621 | 0.047727
5468 | 2004-08-15 | 20:00 | 0.083222 | 0.28115 | 0.03457 | 0.073323 | 0.50165 | 0.074679 | 0.05858 |  | 0.06734 | 0.38561 | 0.030474 | 0.14083 | 0.026043
5469 | 2004-08-15 | 21:00 | 0.088829 | 0.29343 | 0.033216 | 0.089288 | 0.47439 | 0.06077 | 0.057393 |  | 0.055798 | 0.40782 | 0.031896 | 0.14669 | 0.026132
5470 | 2004-08-15 | 22:00 | 0.072496 | 0.30508 | 0.037395 | 0.10292 | 0.45071 | 0.065712 | 0.063791 |  | 0.043164 | 0.38771 | 0.033244 | 0.16697 | 0.041965
5471 | 2004-08-15 | 23:00 | 0.074062 | 0.28465 | 0.058704 | 0.11926 | 0.46966 | 0.071566 | 0.074774 |  | 0.04725 | 0.37544 | 0.030832 | 0.18331 | 0.058001
5472 | 2004-08-16 | 00:00 | 0.066337 | 0.27966 | 0.044109 | 0.12066 | 0.50534 | 0.071111 | 0.082257 |  | 0.2181 | 0.39506 | 0.033258 | 0.19832 | 0.07291
5473 | 2004-08-16 | 01:00 | 0.070814 | 0.23807 | 0.05279 | 0.1556 | 0.52021 | 0.076748 | 0.075956 |  | 0.26676 | 0.41706 | 0.026916 | 0.3226 | 0.088067
5474 | 2004-08-16 | 02:00 | 0.072711 | 0.22659 | 0.070377 | 0.18916 | 0.55165 | 0.077986 | 0.068285 |  | 0.32354 | 0.45067 | 0.034769 | 0.36897 | 0.14956
5475 | 2004-08-16 | 03:00 | 0.068997 | 0.23897 | 0.058188 | 0.20603 | 0.5854 | 0.073047 | 0.049508 |  | 0.23045 | 0.51886 | 0.070347 | 0.33624 | 0.28706
5476 | 2004-08-16 | 04:00 | 0.065347 | 0.21 | 0.053509 | 0.25884 | 0.61751 | 0.071861 | 0.038916 |  | 0.187 | 0.59203 | 0.12672 | 0.31659 | 0.33507
5477 | 2004-08-16 | 05:00 | 0.062482 | 0.30716 | 0.046116 | 0.30437 | 0.64791 | 0.069631 | 0.039801 |  | 0.17885 | 0.58227 | 0.16559 | 0.2771 | 0.50634
5478 | 2004-08-16 | 06:00 | 0.060585 | 0.3164 | 0.038795 | 0.30534 | 0.64575 | 0.066321 | 0.035745 |  | 0.17026 | 0.55488 | 0.16304 | 0.25858 | 0.61369
5479 | 2004-08-16 | 07:00 | 0.068119 | 0.29333 | 0.043267 | 0.30253 | 0.63854 | 0.06226 | 0.031101 |  | 0.13938 | 0.50577 | 0.14335 | 0.21502 | 0.63203
5480 | 2004-08-16 | 08:00 | 0.064182 | 0.28854 | 0.038311 | 0.32441 | 0.60003 | 0.057311 | 0.027578 |  | 0.1429 | 0.46542 | 0.13003 | 0.18933 | 0.57457
5481 | 2004-08-16 | 09:00 | 0.051403 | 0.26028 | 0.036555 | 0.30875 | 0.55826 | 0.054547 | 0.024888 |  | 0.14863 | 0.5045 | 0.13191 | 0.1403 | 0.49855
5482 | 2004-08-16 | 10:00 | 0.042159 | 0.28212 | 0.035535 | 0.26956 | 0.532 | 0.05801 | 0.026078 |  | 0.10192 | 0.57094 | 0.12596 | 0.11242 | 0.35989
5483 | 2004-08-16 | 11:00 | 0.037998 | 0.28571 | 0.052567 | 0.23076 | 0.46476 | 0.055856 | 0.020587 |  | 0.077971 | 0.5765 | 0.112 | 0.10123 | 0.24257
5484 | 2004-08-16 | 12:00 | 0.025881 | 0.27387 | 0.026451 | 0.19905 | 0.35356 | 0.055075 | 0.018954 |  | 0.07064 | 0.49099 | 0.09811 | 0.089837 | 0.14256
5485 | 2004-08-16 | 13:00 | 0.017159 | 0.20689 | 0.037891 | 0.13553 | 0.31031 | 0.054838 | 0.019146 |  | 0.050171 | 0.37503 | 0.079088 | 0.073181 | 0.13562
5486 | 2004-08-16 | 14:00 | 0.015715 | 0.15031 | 0.073925 | 0.0628 | 0.25613 | 0.060503 | 0.020041 |  | 0.061882 | 0.29587 | 0.074486 | 0.058562 | 0.095094
5487 | 2004-08-16 | 15:00 | 0.020076 | 0.10779 | 0.12821 | 0.067264 | 0.20701 | 0.080076 | 0.024134 |  | 0.058293 | 0.29333 | 0.072758 | 0.053469 | 0.11597
5488 | 2004-08-16 | 16:00 | 0.02828 | 0.072789 | 0.11291 | 0.10283 | 0.17434 | 0.12077 | 0.027968 |  | 0.062827 | 0.36042 | 0.068059 | 0.038821 | 0.11459
5489 | 2004-08-16 | 17:00 | 0.03775 | 0.098872 | 0.090592 | 0.15009 | 0.16907 | 0.1325 | 0.039246 |  | 0.067926 | 0.35444 | 0.054307 | 0.033865 | 0.091954
5490 | 2004-08-16 | 18:00 | 0.066424 | 0.10342 | 0.065294 | 0.25696 | 0.18106 | 0.16188 | 0.037634 |  | 0.067985 | 0.32606 | 0.046562 | 0.031991 | 0.044374
5491 | 2004-08-16 | 19:00 | 0.07693 | 0.063264 | 0.066083 | 0.34642 | 0.19564 | 0.20474 | 0.042671 |  | 0.071858 | 0.35413 | 0.045907 | 0.03052 | 0.030519
5492 | 2004-08-16 | 20:00 | 0.080507 | 0.087573 | 0.083015 | 0.38112 | 0.21643 | 0.18988 | 0.056807 |  | 0.060962 | 0.38626 | 0.048853 | 0.031766 | 0.019946
5493 | 2004-08-16 | 21:00 | 0.072476 | 0.15966 | 0.069172 | 0.37765 | 0.21202 | 0.20871 | 0.062654 |  | 0.041807 | 0.39865 | 0.051701 | 0.035996 | 0.017699
5494 | 2004-08-16 | 22:00 | 0.075827 | 0.29487 | 0.076309 | 0.38257 | 0.23753 | 0.15734 | 0.053545 |  | 0.051517 | 0.41002 | 0.055959 | 0.04261 | 0.020107
5495 | 2004-08-16 | 23:00 | 0.077867 | 0.18877 | 0.096745 | 0.43353 | 0.26277 | 0.15056 | 0.045477 |  | 0.049268 | 0.40347 | 0.05896 | 0.046391 | 0.029236
5496 | 2004-08-17 | 00:00 | 0.10853 | 0.22706 | 0.11556 | 0.45446 | 0.25185 | 0.21109 | 0.091974 |  | 0.055679 | 0.38705 | 0.053772 | 0.047982 | 0.040389
5497 | 2004-08-17 | 01:00 | 0.13387 | 0.17285 | 0.11313 | 0.42921 | 0.19724 | 0.22146 | 0.11215 |  | 0.057539 | 0.3774 | 0.056236 | 0.058958 | 0.051948
5498 | 2004-08-17 | 02:00 | 0.15116 | 0.11541 | 0.091994 | 0.5041 | 0.17242 | 0.19662 | 0.12772 |  | 0.043935 | 0.37548 | 0.060691 | 0.075258 | 0.092942
5499 | 2004-08-17 | 03:00 | 0.16836 | 0.077385 | 0.076229 | 0.57421 | 0.15634 | 0.25756 | 0.14745 |  | 0.044669 | 0.40269 | 0.073792 | 0.121 | 0.14535
5500 | 2004-08-17 | 04:00 | 0.24695 | 0.087451 | 0.065265 | 0.64516 | 0.14474 | 0.29861 | 0.15738 |  | 0.054022 | 0.41428 | 0.098049 | 0.14835 | 0.1734
5501 | 2004-08-17 | 05:00 | 0.26104 | 0.14798 | 0.041381 | 0.67485 | 0.13617 | 0.30779 | 0.17465 |  | 0.054762 | 0.41011 | 0.11378 | 0.14299 | 0.22207
5502 | 2004-08-17 | 06:00 | 0.26385 | 0.20214 | 0.030051 | 0.58838 | 0.12935 | 0.31111 | 0.20711 |  | 0.059728 | 0.42347 | 0.094365 | 0.13302 | 0.25307
5503 | 2004-08-17 | 07:00 | 0.3272 | 0.242 | 0.036878 | 0.52469 | 0.12979 | 0.29999 | 0.20333 |  | 0.056449 | 0.4445 | 0.081459 | 0.11028 | 0.20616
5504 | 2004-08-17 | 08:00 | 0.34363 | 0.27364 | 0.040094 | 0.49089 | 0.12718 | 0.271 | 0.24801 |  | 0.055226 | 0.47643 | 0.073105 | 0.10156 | 0.16376
5505 | 2004-08-17 | 09:00 | 0.31704 | 0.28423 | 0.041704 | 0.42618 | 0.13283 | 0.25838 | 0.29935 |  | 0.062904 | 0.46926 | 0.0688 | 0.099976 | 0.14671
5506 | 2004-08-17 | 10:00 | 0.29873 | 0.26685 | 0.038142 | 0.36152 | 0.15523 | 0.22726 | 0.31116 |  | 0.067749 | 0.44013 | 0.065826 | 0.088498 | 0.12505
5507 | 2004-08-17 | 11:00 | 0.28915 | 0.205 | 0.031853 | 0.30702 | 0.15132 | 0.1896 | 0.23841 |  | 0.043076 | 0.42967 | 0.064723 | 0.073883 | 0.12175
5508 | 2004-08-17 | 12:00 | 0.19142 | 0.26589 | 0.032004 | 0.23845 | 0.13759 | 0.12491 | 0.1374 |  | 0.034636 | 0.39526 | 0.065065 | 0.065918 | 0.10447
5509 | 2004-08-17 | 13:00 | 0.13208 | 0.25127 | 0.042759 | 0.1782 | 0.11145 | 0.074688 | 0.092065 |  | 0.043523 | 0.34908 | 0.062083 | 0.06308 | 0.086504
5510 | 2004-08-17 | 14:00 | 0.19409 | 0.25233 | 0.041579 | 0.097504 | 0.090845 | 0.062316 | 0.068428 |  | 0.071748 | 0.27826 | 0.058526 | 0.076194 | 0.074007
5511 | 2004-08-17 | 15:00 | 0.30869 | 0.25187 | 0.045539 | 0.074491 | 0.075773 | 0.067667 | 0.064082 |  | 0.11491 | 0.21301 | 0.054861 | 0.080376 | 0.066225
5512 | 2004-08-17 | 16:00 | 0.37199 | 0.23364 | 0.04852 | 0.065312 | 0.085539 | 0.081283 | 0.081224 |  | 0.10249 | 0.20563 | 0.05677 | 0.064945 | 0.064135
5513 | 2004-08-17 | 17:00 | 0.37477 | 0.25226 | 0.049874 | 0.079351 | 0.10117 | 0.09932 | 0.11489 |  | 0.0876 | 0.21363 | 0.063878 | 0.05563 | 0.058487
5514 | 2004-08-17 | 18:00 | 0.39981 | 0.1802 | 0.055376 | 0.12182 | 0.11568 | 0.10094 | 0.12419 |  | 0.088089 | 0.22493 | 0.058446 | 0.049199 | 0.035058
5515 | 2004-08-17 | 19:00 | 0.36593 | 0.20069 | 0.058584 | 0.19666 | 0.13548 | 0.11205 | 0.13321 |  | 0.098236 | 0.24715 | 0.057522 | 0.045155 | 0.013126
5516 | 2004-08-17 | 20:00 | 0.32748 | 0.22279 | 0.071667 | 0.24733 | 0.15245 | 0.10653 | 0.12946 |  | 0.086662 | 0.26019 | 0.058864 | 0.042433 | 0.008556
5517 | 2004-08-17 | 21:00 | 0.31991 | 0.22903 | 0.09472 | 0.27663 | 0.16398 | 0.098408 | 0.11943 |  | 0.095091 | 0.25281 | 0.055193 | 0.050521 | 0.00858
5518 | 2004-08-17 | 22:00 | 0.31049 | 0.31943 | 0.12336 | 0.27375 | 0.17181 | 0.095497 | 0.14415 |  | 0.084132 | 0.25033 | 0.060614 | 0.068171 | 0.013313
5519 | 2004-08-17 | 23:00 | 0.31441 | 0.19012 | 0.20225 | 0.27951 | 0.18808 | 0.1194 | 0.18456 |  | 0.11364 | 0.2749 | 0.064766 | 0.094344 | 0.018746
5520 | 2004-08-18 | 00:00 | 0.3233 | 0.16254 | 0.21066 | 0.2795 | 0.19133 | 0.17068 | 0.22944 |  | 0.13894 | 0.32371 | 0.065314 | 0.11688 | 0.02528
5521 | 2004-08-18 | 01:00 | 0.39147 | 0.1092 | 0.26584 | 0.35408 | 0.21809 | 0.27571 | 0.27561 |  | 0.15712 | 0.37547 | 0.073623 | 0.13753 | 0.030372
5522 | 2004-08-18 | 02:00 | 0.47907 | 0.053546 | 0.30947 | 0.32275 | 0.28526 | 0.39065 | 0.30523 |  | 0.15294 | 0.4276 | 0.091771 | 0.18856 | 0.043137
5523 | 2004-08-18 | 03:00 | 0.54044 | 0.030182 | 0.31832 | 0.26769 | 0.3394 | 0.47721 | 0.30383 |  | 0.11605 | 0.46966 | 0.098411 | 0.22551 | 0.095654
5524 | 2004-08-18 | 04:00 | 0.56599 | 0.030281 | 0.31587 | 0.28202 | 0.4062 | 0.6022 | 0.31675 |  | 0.10022 | 0.57287 | 0.1045 | 0.18386 | 0.2286
5525 | 2004-08-18 | 05:00 | 0.55659 | 0.069336 | 0.30109 | 0.30671 | 0.44351 | 0.61636 | 0.32113 |  | 0.12044 | 0.61057 | 0.1119 | 0.21443 | 0.34033
5526 | 2004-08-18 | 06:00 | 0.49308 | 0.22932 | 0.24954 | 0.29612 | 0.50339 | 0.59641 | 0.34561 |  | 0.13001 | 0.59676 | 0.11642 | 0.24951 | 0.39781
5527 | 2004-08-18 | 07:00 | 0.40845 | 0.23987 | 0.18481 | 0.27325 | 0.59923 | 0.56295 | 0.339 |  | 0.13975 | 0.58147 | 0.11431 | 0.21782 | 0.44845
5528 | 2004-08-18 | 08:00 | 0.36462 | 0.60772 | 0.16915 | 0.23767 | 0.58804 | 0.46642 | 0.30223 |  | 0.13455 | 0.58462 | 0.10526 | 0.20495 | 0.42094
5529 | 2004-08-18 | 09:00 | 0.34355 | 0.39692 | 0.14695 | 0.1846 | 0.53153 | 0.44894 | 0.27498 |  | 0.12147 | 0.63227 | 0.10105 | 0.22213 | 0.34663
5530 | 2004-08-18 | 10:00 | 0.3042 | 0.40855 | 0.10242 | 0.13573 | 0.49385 | 0.41168 | 0.25387 |  | 0.10442 | 0.63992 | 0.09648 | 0.22528 | 0.28038
5531 | 2004-08-18 | 11:00 | 0.24984 | 0.36775 | 0.068194 | 0.10661 | 0.44568 | 0.30345 | 0.17452 |  | 0.097112 | 0.62129 | 0.097446 | 0.23427 | 0.25415
5532 | 2004-08-18 | 12:00 | 0.1805 | 0.33005 | 0.029919 | 0.083292 | 0.4187 | 0.20701 | 0.099086 |  | 0.066226 | 0.58578 | 0.11449 | 0.25348 | 0.24266
5533 | 2004-08-18 | 13:00 | 0.13075 | 0.36661 | 0.021991 | 0.060576 | 0.40414 | 0.13549 | 0.085564 |  | 0.041875 | 0.52183 | 0.10485 | 0.26202 | 0.25531
5534 | 2004-08-18 | 14:00 | 0.15005 | 0.27183 | 0.025938 | 0.056365 | 0.41284 | 0.12582 | 0.10345 |  | 0.049515 | 0.42091 | 0.11441 | 0.25594 | 0.25859
5535 | 2004-08-18 | 15:00 | 0.23481 | 0.18393 | 0.038427 | 0.095249 | 0.45519 | 0.20445 | 0.12851 |  | 0.07191 | 0.39137 | 0.11641 | 0.23918 | 0.23473
5536 | 2004-08-18 | 16:00 | 0.35674 | 0.094656 | 0.068482 | 0.24215 | 0.48558 | 0.32668 | 0.16197 |  | 0.08075 | 0.43907 | 0.1046 | 0.17521 | 0.19079
5537 | 2004-08-18 | 17:00 | 0.48632 | 0.04232 | 0.071154 | 0.44402 | 0.53855 | 0.30177 | 0.19901 |  | 0.098626 | 0.51595 | 0.10054 | 0.16815 | 0.12662
5538 | 2004-08-18 | 18:00 | 0.55336 | 0 | 0.095553 | 0.58542 | 0.61372 | 0.22002 | 0.22071 |  | 0.13567 | 0.56298 | 0.1 | 0.15587 | 0.068268
5539 | 2004-08-18 | 19:00 | 0.61004 | 0.013411 | 0.14888 | 0.64755 | 0.70343 | 0.20152 | 0.22657 |  | 0.14955 | 0.59427 | 0.1032 | 0.14701 | 0.029626
5540 | 2004-08-18 | 20:00 | 0.58687 | 0.029223 | 0.19114 | 0.72359 | 0.75362 | 0.20932 | 0.24058 |  | 0.15306 | 0.60922 | 0.10466 | 0.14052 | 0.013168
5541 | 2004-08-18 | 21:00 | 0.55966 | 0.13807 | 0.25789 | 0.79827 | 0.79781 | 0.19806 | 0.2714 |  | 0.17527 | 0.57191 | 0.10648 | 0.12153 | 0.007636
5542 | 2004-08-18 | 22:00 | 0.57076 | 0.27779 | 0.26691 | 0.82018 | 0.81141 | 0.22392 | 0.29549 |  | 0.18527 | 0.52582 | 0.10987 | 0.12792 | 0.009055
5543 | 2004-08-18 | 23:00 | 0.59719 | 0.314 | 0.34759 | 0.81549 | 0.81134 | 0.30819 | 0.3461 |  | 0.23876 | 0.50687 | 0.10622 | 0.14087 | 0.014968
5544 | 2004-08-19 | 00:00 | 0.68642 | 0.33428 | 0.47345 | 0.84729 | 0.796 | 0.50882 | 0.34272 |  | 0.26123 | 0.52173 | 0.090715 | 0.14137 | 0.017887
5545 | 2004-08-19 | 01:00 | 0.73548 | 0.34193 | 0.54032 | 0.79812 | 0.74536 | 0.61641 | 0.39951 |  | 0.29354 | 0.52586 | 0.10028 | 0.217 | 0.029782
5546 | 2004-08-19 | 02:00 | 0.76444 | 0.28117 | 0.53675 | 0.75578 | 0.67033 | 0.65263 | 0.43623 |  | 0.34908 | 0.50561 | 0.16948 | 0.27412 | 0.12851
5547 | 2004-08-19 | 03:00 | 0.75648 | 0.24717 | 0.49772 | 0.73121 | 0.57191 | 0.65402 | 0.39497 |  | 0.31718 | 0.5067 | 0.26813 | 0.30068 | 0.35804
5548 | 2004-08-19 | 04:00 | 0.77253 | 0.21396 | 0.47123 | 0.64312 | 0.5158 | 0.67299 | 0.38809 |  | 0.33707 | 0.5277 | 0.2323 | 0.37501 | 0.46242
5549 | 2004-08-19 | 05:00 | 0.71354 | 0.16606 | 0.53657 | 0.56262 | 0.46524 | 0.66241 | 0.37296 |  | 0.39885 | 0.5331 | 0.21864 | 0.43338 | 0.52904
5550 | 2004-08-19 | 06:00 | 0.58234 | 0.23877 | 0.51416 | 0.46908 | 0.4061 | 0.63527 | 0.34293 |  | 0.41081 | 0.52166 | 0.1595 | 0.42199 | 0.56063
5551 | 2004-08-19 | 07:00 | 0.4213 | 0.19279 | 0.46453 | 0.32456 | 0.32744 | 0.61136 | 0.34829 |  | 0.39367 | 0.4611 | 0.12944 | 0.37008 | 0.59696
5552 | 2004-08-19 | 08:00 | 0.27198 | 0.10997 | 0.40024 | 0.28286 | 0.25123 | 0.57875 | 0.3395 |  | 0.33497 | 0.42383 | 0.10817 | 0.29939 | 0.62063
5553 | 2004-08-19 | 09:00 | 0.19316 | 0.040402 | 0.3282 | 0.29032 | 0.22236 | 0.57429 | 0.32423 |  | 0.26856 | 0.36415 | 0.10406 | 0.28409 | 0.60927
5554 | 2004-08-19 | 10:00 | 0.1612 | 0.042584 | 0.25601 | 0.3442 | 0.24283 | 0.54 | 0.3417 |  | 0.25371 | 0.33719 | 0.096285 | 0.25386 | 0.54995
5555 | 2004-08-19 | 11:00 | 0.1404 | 0.035688 | 0.16121 | 0.35186 | 0.28138 | 0.47229 | 0.27263 |  | 0.2408 | 0.28677 | 0.088568 | 0.23273 | 0.47739
5556 | 2004-08-19 | 12:00 | 0.090615 | 0.0081427 | 0.10195 | 0.31979 | 0.31846 | 0.35827 | 0.24971 |  | 0.16797 | 0.22701 | 0.077953 | 0.24026 | 0.45365
5557 | 2004-08-19 | 13:00 | 0.061448 | 0.07306 | 0.08927 | 0.17871 | 0.32641 | 0.29517 | 0.26644 |  | 0.10281 | 0.17962 | 0.074205 | 0.25145 | 0.45238
5558 | 2004-08-19 | 14:00 | 0.056605 | 0.088403 | 0.15484 | 0.10369 | 0.31399 | 0.31514 | 0.33316 |  | 0.098235 | 0.16045 | 0.07298 | 0.25773 | 0.4953
5559 | 2004-08-19 | 15:00 | 0.076213 | 0.097104 | 0.22175 | 0.090761 | 0.28772 | 0.41741 | 0.37562 |  | 0.12637 | 0.13691 | 0.072415 | 0.21165 | 0.49455
5560 | 2004-08-19 | 16:00 | 0.11415 | 0.11193 | 0.24281 | 0.09448 | 0.31051 | 0.45206 | 0.427 |  | 0.12545 | 0.13776 | 0.068219 | 0.14958 | 0.47652
5561 | 2004-08-19 | 17:00 | 0.13223 | 0.1193 | 0.22853 | 0.10859 | 0.35144 | 0.41989 | 0.44607 |  | 0.12611 | 0.12492 | 0.048499 | 0.16168 | 0.44559
5562 | 2004-08-19 | 18:00 | 0.17235 | 0.12506 | 0.24312 | 0.13219 | 0.3903 | 0.36573 | 0.43334 |  | 0.1232 | 0.11545 | 0.036165 | 0.1452 | 0.36219
5563 | 2004-08-19 | 19:00 | 0.15768 | 0.15573 | 0.18436 | 0.12045 | 0.42172 | 0.31025 | 0.41238 |  | 0.10813 | 0.1254 | 0.033096 | 0.17132 | 0.29334
5564 | 2004-08-19 | 20:00 | 0.14028 | 0.22673 | 0.17215 | 0.10753 | 0.42539 | 0.27683 | 0.42849 |  | 0.094311 | 0.16446 | 0.035687 | 0.18379 | 0.21235
5565 | 2004-08-19 | 21:00 | 0.11423 | 0.32716 | 0.2091 | 0.10585 | 0.40379 | 0.20171 | 0.41741 |  | 0.10844 | 0.21468 | 0.042334 | 0.19381 | 0.12571
5566 | 2004-08-19 | 22:00 | 0.093316 | 0.45075 | 0.22774 | 0.12683 | 0.37244 | 0.13662 | 0.3761 |  | 0.14771 | 0.24872 | 0.051847 | 0.19374 | 0.10589
5567 | 2004-08-19 | 23:00 | 0.10399 | 0.39075 | 0.23817 | 0.13958 | 0.35251 | 0.14542 | 0.3676 |  | 0.17385 | 0.27174 | 0.059717 | 0.19675 | 0.1137
5568 | 2004-08-20 | 00:00 | 0.13915 | 0.34077 | 0.20621 | 0.13101 | 0.34977 | 0.21737 | 0.40312 |  | 0.14565 | 0.2636 | 0.068843 | 0.26959 | 0.13605
5569 | 2004-08-20 | 01:00 | 0.17328 | 0.3166 | 0.21556 | 0.13934 | 0.38433 | 0.25174 | 0.39699 |  | 0.14917 | 0.24562 | 0.082244 | 0.28924 | 0.19165
5570 | 2004-08-20 | 02:00 | 0.19399 | 0.28289 | 0.20034 | 0.17469 | 0.42618 | 0.2383 | 0.37651 |  | 0.17217 | 0.23631 | 0.085565 | 0.23614 | 0.32162
5571 | 2004-08-20 | 03:00 | 0.21837 | 0.25432 | 0.23006 | 0.2441 | 0.45736 | 0.26446 | 0.37064 |  | 0.17571 | 0.25034 | 0.07789 | 0.18412 | 0.47219
5572 | 2004-08-20 | 04:00 | 0.22977 | 0.10893 | 0.28889 | 0.26975 | 0.50026 | 0.27942 | 0.31767 |  | 0.1892 | 0.25073 | 0.072723 | 0.21589 | 0.54599
5573 | 2004-08-20 | 05:00 | 0.21921 | 0.074247 | 0.28704 | 0.2393 | 0.55545 | 0.24402 | 0.27569 |  | 0.17891 | 0.19932 | 0.074794 | 0.19974 | 0.62565
5574 | 2004-08-20 | 06:00 | 0.19441 | 0.21051 | 0.29312 | 0.23087 | 0.58163 | 0.20591 | 0.30727 |  | 0.15652 | 0.17599 | 0.080332 | 0.18819 | 0.6506
5575 | 2004-08-20 | 07:00 | 0.18547 | 0.2277 | 0.3352 | 0.23283 | 0.56841 | 0.13794 | 0.29256 |  | 0.1496 | 0.17039 | 0.073035 | 0.17462 | 0.63645
5576 | 2004-08-20 | 08:00 | 0.17596 | 0.23107 | 0.30326 | 0.24568 | 0.54455 | 0.10203 | 0.23857 |  | 0.16938 | 0.14483 | 0.065338 | 0.16476 | 0.58682
5577 | 2004-08-20 | 09:00 | 0.15717 | 0.17881 | 0.21656 | 0.23139 | 0.46778 | 0.1185 | 0.16126 |  | 0.1624 | 0.1243 | 0.062654 | 0.23359 | 0.54565
5578 | 2004-08-20 | 10:00 | 0.12187 | 0.23199 | 0.13529 | 0.22114 | 0.39846 | 0.11193 | 0.07837 |  | 0.13857 | 0.12489 | 0.053329 | 0.25893 | 0.50617
5579 | 2004-08-20 | 11:00 | 0.091875 | 0.19288 | 0.080739 | 0.19088 | 0.33057 | 0.10566 | 0.03524 |  | 0.12127 | 0.12809 | 0.050309 | 0.23905 | 0.45998
5580 | 2004-08-20 | 12:00 | 0.063115 | 0.15092 | 0.057317 | 0.14598 | 0.27563 | 0.099656 | 0.042224 |  | 0.091133 | 0.11437 | 0.048047 | 0.23089 | 0.40878
5581 | 2004-08-20 | 13:00 | 0.056892 | 0.13508 | 0.03508 | 0.13733 | 0.22994 | 0.096135 | 0.059669 |  | 0.075932 | 0.11845 | 0.043214 | 0.24973 | 0.35081
5582 | 2004-08-20 | 14:00 | 0.083483 | 0.065421 | 0.044771 | 0.097296 | 0.18963 | 0.14466 | 0.083368 |  | 0.10315 | 0.11099 | 0.038913 | 0.23605 | 0.28173
5583 | 2004-08-20 | 15:00 | 0.15572 | 0.024997 | 0.046658 | 0.037217 | 0.14132 | 0.19335 | 0.10598 |  | 0.11517 | 0.098385 | 0.032977 | 0.21752 | 0.24493
5584 | 2004-08-20 | 16:00 | 0.22869 | 0 | 0.05883 | 0.036499 | 0.10327 | 0.24076 | 0.16641 |  | 0.12126 | 0.097269 | 0.028915 | 0.17859 | 0.21481
5585 | 2004-08-20 | 17:00 | 0.25985 | 0 | 0.078626 | 0.04823 | 0.092896 | 0.27913 | 0.20286 |  | 0.13132 | 0.10191 | 0.027255 | 0.15047 | 0.17493
5586 | 2004-08-20 | 18:00 | 0.287 | 0 | 0.07391 | 0.067325 | 0.099826 | 0.29575 | 0.20626 |  | 0.14178 | 0.09344 | 0.022046 | 0.12991 | 0.1131
5587 | 2004-08-20 | 19:00 | 0.28231 | 0.0052294 | 0.09371 | 0.070265 | 0.095253 | 0.31796 | 0.21314 |  | 0.16575 | 0.081691 | 0.019255 | 0.12477 | 0.058883
5588 | 2004-08-20 | 20:00 | 0.23784 | 0.077074 | 0.1613 | 0.055608 | 0.081991 | 0.28547 | 0.23068 |  | 0.1844 | 0.081847 | 0.018131 | 0.10368 | 0.036368
5589 | 2004-08-20 | 21:00 | 0.19532 | 0.19079 | 0.15413 | 0.054246 | 0.093743 | 0.19856 | 0.24907 |  | 0.20328 | 0.087176 | 0.02069 | 0.082109 | 0.026518
5590 | 2004-08-20 | 22:00 | 0.22728 | 0.1766 | 0.2345 | 0.066165 | 0.10171 | 0.21276 | 0.24355 |  | 0.25649 | 0.095696 | 0.026483 | 0.084448 | 0.035209
5591 | 2004-08-20 | 23:00 | 0.23757 | 0.15994 | 0.31267 | 0.086988 | 0.1201 | 0.18669 | 0.24873 |  | 0.29006 | 0.09817 | 0.039112 | 0.09334 | 0.051276
5592 | 2004-08-21 | 00:00 | 0.17919 | 0.16221 | 0.32887 | 0.1186 | 0.13606 | 0.22568 | 0.26941 |  | 0.35393 | 0.1106 | 0.050297 | 0.087056 | 0.081209
5593 | 2004-08-21 | 01:00 | 0.17874 | 0.47289 | 0.24943 | 0.13018 | 0.1606 | 0.23861 | 0.28765 |  | 0.41077 | 0.11339 | 0.06722 | 0.091157 | 0.11813
5594 | 2004-08-21 | 02:00 | 0.1855 | 0.41399 | 0.25075 | 0.17768 | 0.21622 | 0.2822 | 0.28044 |  | 0.43017 | 0.13995 | 0.081511 | 0.091524 | 0.14991
5595 | 2004-08-21 | 03:00 | 0.20106 | 0.26448 | 0.27729 | 0.24778 | 0.28097 | 0.2058 | 0.29293 |  | 0.39399 | 0.16944 | 0.1049 | 0.10168 | 0.18771
5596 | 2004-08-21 | 04:00 | 0.21936 | 0.1988 | 0.2649 | 0.30223 | 0.33243 | 0.16068 | 0.31161 |  | 0.35173 | 0.20709 | 0.12555 | 0.16351 | 0.23132
5597 | 2004-08-21 | 05:00 | 0.24552 | 0.14299 | 0.35365 | 0.4106 | 0.37242 | 0.15372 | 0.29874 |  | 0.33359 | 0.2171 | 0.1449 | 0.17197 | 0.3364
5598 | 2004-08-21 | 06:00 | 0.28144 | 0.18077 | 0.35846 | 0.51952 | 0.37914 | 0.12724 | 0.27806 |  | 0.31524 | 0.20561 | 0.18468 | 0.2148 | 0.40117
5599 | 2004-08-21 | 07:00 | 0.26204 | 0.16778 | 0.34378 | 0.54542 | 0.37901 | 0.11287 | 0.24683 |  | 0.31634 | 0.22391 | 0.25001 | 0.209 | 0.36995
5600 | 2004-08-21 | 08:00 | 0.23592 | 0.094861 | 0.27124 | 0.45439 | 0.3753 | 0.12417 | 0.20266 |  | 0.35048 | 0.23859 | 0.29686 | 0.21537 | 0.29929
5601 | 2004-08-21 | 09:00 | 0.17642 | 0.11196 | 0.21654 | 0.37142 | 0.37902 | 0.14447 | 0.17462 |  | 0.32994 | 0.2288 | 0.34319 | 0.22385 | 0.23865
5602 | 2004-08-21 | 10:00 | 0.11133 | 0.14954 | 0.17215 | 0.31904 | 0.41256 | 0.125 | 0.13305 |  | 0.26857 | 0.19795 | 0.39003 | 0.22843 | 0.19571
5603 | 2004-08-21 | 11:00 | 0.073266 | 0.20783 | 0.14526 | 0.25049 | 0.42864 | 0.10843 | 0.091428 |  | 0.19409 | 0.18463 | 0.42157 | 0.24278 | 0.16712
5604 | 2004-08-21 | 12:00 | 0.033399 | 0.16668 | 0.14095 | 0.17821 | 0.43011 | 0.12234 | 0.11832 |  | 0.15288 | 0.18233 | 0.4111 | 0.26845 | 0.14717
5605 | 2004-08-21 | 13:00 | 0.024852 | 0.11309 | 0.15279 | 0.10642 | 0.44029 | 0.13164 | 0.12802 |  | 0.16211 | 0.18467 | 0.40107 | 0.23813 | 0.11914
5606 | 2004-08-21 | 14:00 | 0.031222 | 0.11598 | 0.1166 | 0.030647 | 0.35968 | 0.15315 | 0.14438 |  | 0.21981 | 0.16979 | 0.41462 | 0.22654 | 0.098598
5607 | 2004-08-21 | 15:00 | 0.040948 | 0.11353 | 0.099184 | 0.01316 | 0.31211 | 0.2017 | 0.18108 |  | 0.2486 | 0.11939 | 0.44387 | 0.2102 | 0.090853
5608 | 2004-08-21 | 16:00 | 0.046639 | 0.20223 | 0.14084 | 0.014752 | 0.32386 | 0.24203 | 0.20292 |  | 0.25926 | 0.14502 | 0.44927 | 0.18582 | 0.084768
5609 | 2004-08-21 | 17:00 | 0.07231 | 0.13706 | 0.22084 | 0.023191 | 0.37715 | 0.28945 | 0.18776 |  | 0.30989 | 0.21155 | 0.42361 | 0.21346 | 0.078182
5610 | 2004-08-21 | 18:00 | 0.11406 | 0.052848 | 0.30546 | 0.038404 | 0.44695 | 0.30667 | 0.21234 |  | 0.36874 | 0.28868 | 0.39829 | 0.21625 | 0.064343
5611 | 2004-08-21 | 19:00 | 0.13239 | 0 | 0.28484 | 0.053173 | 0.52727 | 0.33916 | 0.20578 |  | 0.3781 | 0.31899 | 0.39113 | 0.18669 | 0.046124
5612 | 2004-08-21 | 20:00 | 0.117 | 0 | 0.21707 | 0.058423 | 0.59435 | 0.3523 | 0.15171 |  | 0.35054 | 0.31796 | 0.379 | 0.15141 | 0.043872
5613 | 2004-08-21 | 21:00 | 0.11585 | 0.087587 | 0.23692 | 0.047508 | 0.6315 | 0.35577 | 0.14951 |  | 0.31201 | 0.31399 | 0.37417 | 0.14659 | 0.050155
5614 | 2004-08-21 | 22:00 | 0.11541 | 0.061184 | 0.26995 | 0.047786 | 0.66594 | 0.36816 | 0.17966 |  | 0.33559 | 0.3144 | 0.36983 | 0.13219 | 0.071011
5615 | 2004-08-21 | 23:00 | 0.12055 | 0.031651 | 0.27951 | 0.048236 | 0.69759 | 0.41899 | 0.23499 |  | 0.33149 | 0.33849 | 0.38277 | 0.12879 | 0.10035
5616 | 2004-08-22 | 00:00 | 0.12755 | 0.028583 | 0.24933 | 0.043392 | 0.71605 | 0.37938 | 0.32991 |  | 0.27794 | 0.4013 | 0.35997 | 0.098268 | 0.15106
5617 | 2004-08-22 | 01:00 | 0.16084 | 0.034382 | 0.30406 | 0.043702 | 0.75281 | 0.39584 | 0.38359 |  | 0.27205 | 0.49748 | 0.22957 | 0.078973 | 0.21614
5618 | 2004-08-22 | 02:00 | 0.15726 | 0.082681 | 0.31811 | 0.064434 | 0.7893 | 0.38989 | 0.46479 |  | 0.27084 | 0.53096 | 0.14489 | 0.1282 | 0.37235
5619 | 2004-08-22 | 03:00 | 0.14606 | 0.18757 | 0.32695 | 0.11186 | 0.79212 | 0.338 | 0.52234 |  | 0.28208 | 0.55198 | 0.21388 | 0.12065 | 0.53324
5620 | 2004-08-22 | 04:00 | 0.12812 | 0.26915 | 0.3054 | 0.19936 | 0.78264 | 0.29697 | 0.44641 |  | 0.23228 | 0.58025 | 0.2948 | 0.17484 | 0.5077
5621 | 2004-08-22 | 05:00 | 0.11407 | 0.29559 | 0.23889 | 0.31995 | 0.76766 | 0.25752 | 0.35675 |  | 0.14541 | 0.57985 | 0.33008 | 0.21964 | 0.50703
5622 | 2004-08-22 | 06:00 | 0.090637 | 0.34181 | 0.21425 | 0.40863 | 0.74495 | 0.22101 | 0.33486 |  | 0.11913 | 0.56745 | 0.29829 | 0.25109 | 0.50823
5623 | 2004-08-22 | 07:00 | 0.10356 | 0.36433 | 0.20776 | 0.46974 | 0.72439 | 0.17482 | 0.32978 |  | 0.1037 | 0.50838 | 0.2599 | 0.23325 | 0.46342
5624 | 2004-08-22 | 08:00 | 0.1916 | 0.34007 | 0.18337 | 0.51949 | 0.68971 | 0.13645 | 0.2595 |  | 0.14907 | 0.49089 | 0.30685 | 0.20227 | 0.42273
5625 | 2004-08-22 | 09:00 | 0.30876 | 0.26082 | 0.1739 | 0.60652 | 0.64599 | 0.11069 | 0.17878 |  | 0.19099 | 0.48996 | 0.31572 | 0.19918 | 0.39464
5626 | 2004-08-22 | 10:00 | 0.40718 | 0.2044 | 0.17433 | 0.74325 | 0.60299 | 0.088398 | 0.13679 |  | 0.21158 | 0.44435 | 0.29839 | 0.1838 | 0.36651
5627 | 2004-08-22 | 11:00 | 0.46465 | 0.23101 | 0.16301 | 0.81149 | 0.57506 | 0.084093 | 0.083579 |  | 0.22917 | 0.42835 | 0.32232 | 0.18322 | 0.3178
5628 | 2004-08-22 | 12:00 | 0.43277 | 0.18926 | 0.12591 | 0.75578 | 0.51562 | 0.078444 | 0.056447 |  | 0.14947 | 0.40326 | 0.32822 | 0.18661 | 0.27721
5629 | 2004-08-22 | 13:00 | 0.28938 | 0.17522 | 0.14525 | 0.51452 | 0.48345 | 0.054772 | 0.034847 |  | 0.13608 | 0.31282 | 0.32192 | 0.17369 | 0.22618
5630 | 2004-08-22 | 14:00 | 0.24387 | 0.18026 | 0.14185 | 0.37315 | 0.44917 | 0.043781 | 0.022896 |  | 0.15171 | 0.25042 | 0.33508 | 0.16311 | 0.21081
5631 | 2004-08-22 | 15:00 | 0.28083 | 0.19384 | 0.1326 | 0.4065 | 0.39823 | 0.047511 | 0.020259 |  | 0.14905 | 0.2109 | 0.31625 | 0.1373 | 0.20075
5632 | 2004-08-22 | 16:00 | 0.37362 | 0.063639 | 0.1279 | 0.58383 | 0.32947 | 0.05965 | 0.03289 |  | 0.1715 | 0.22907 | 0.3106 | 0.096876 | 0.1748
5633 | 2004-08-22 | 17:00 | 0.39283 | 0.054193 | 0.13325 | 0.68535 | 0.27338 | 0.068391 | 0.045463 |  | 0.16487 | 0.26755 | 0.2895 | 0.080562 | 0.16214
5634 | 2004-08-22 | 18:00 | 0.40314 | 0.017253 | 0.13499 | 0.63876 | 0.2282 | 0.078226 | 0.052327 |  | 0.14957 | 0.3569 | 0.27108 | 0.075271 | 0.12455
5635 | 2004-08-22 | 19:00 | 0.4416 | 0 | 0.1483 | 0.58352 | 0.2254 | 0.13041 | 0.066394 |  | 0.14028 | 0.43058 | 0.26956 | 0.074816 | 0.11328
5636 | 2004-08-22 | 20:00 | 0.45883 | 0.035339 | 0.15061 | 0.58037 | 0.2167 | 0.14034 | 0.060928 |  | 0.1499 | 0.43961 | 0.28217 | 0.087336 | 0.12602
5637 | 2004-08-22 | 21:00 | 0.47311 | 0.15278 | 0.14148 | 0.58111 | 0.20379 | 0.14272 | 0.051485 |  | 0.16331 | 0.44377 | 0.31586 | 0.091937 | 0.13803
5638 | 2004-08-22 | 22:00 | 0.49917 | 0.22812 | 0.14088 | 0.58026 | 0.20924 | 0.15419 | 0.06524 |  | 0.16902 | 0.47219 | 0.33114 | 0.097165 | 0.15505
5639 | 2004-08-22 | 23:00 | 0.50062 | 0.19213 | 0.15784 | 0.54407 | 0.24724 | 0.16264 | 0.12979 |  | 0.18164 | 0.45949 | 0.35815 | 0.089954 | 0.18957
5640 | 2004-08-23 | 00:00 | 0.53675 | 0.22092 | 0.15841 | 0.50767 | 0.32434 | 0.21549 | 0.17623 |  | 0.18196 | 0.49505 | 0.37284 | 0.094413 | 0.22141
5641 | 2004-08-23 | 01:00 | 0.59726 | 0.25305 | 0.17384 | 0.55279 | 0.42857 | 0.27892 | 0.22279 |  | 0.18606 | 0.49718 | 0.36621 | 0.098418 | 0.25049
5642 | 2004-08-23 | 02:00 | 0.61425 | 0.20846 | 0.19469 | 0.62633 | 0.53087 | 0.42972 | 0.30306 |  | 0.18685 | 0.5124 | 0.3697 | 0.085969 | 0.27398
5643 | 2004-08-23 | 03:00 | 0.6235 | 0.1762 | 0.21791 | 0.66586 | 0.56589 | 0.54173 | 0.37371 |  | 0.17576 | 0.57647 | 0.36738 | 0.090648 | 0.2929
5644 | 2004-08-23 | 04:00 | 0.64302 | 0.21453 | 0.27415 | 0.67125 | 0.53288 | 0.67368 | 0.44519 |  | 0.14357 | 0.62936 | 0.37606 | 0.14528 | 0.32434
5645 | 2004-08-23 | 05:00 | 0.63028 | 0.33204 | 0.35789 | 0.64316 | 0.50236 | 0.72311 | 0.4899 |  | 0.13484 | 0.57484 | 0.36402 | 0.18631 | 0.3616
5646 | 2004-08-23 | 06:00 | 0.56015 | 0.26878 | 0.41446 | 0.60549 | 0.49006 | 0.73076 | 0.45447 |  | 0.12067 | 0.56467 | 0.43193 | 0.21207 | 0.39588
5647 | 2004-08-23 | 07:00 | 0.50431 | 0.43223 | 0.40497 | 0.57464 | 0.47727 | 0.71731 | 0.39875 |  | 0.12902 | 0.59858 | 0.43635 | 0.24222 | 0.42562
5648 | 2004-08-23 | 08:00 | 0.43052 | 0.45368 | 0.34524 | 0.58843 | 0.46935 | 0.70609 | 0.38554 |  | 0.11853 | 0.57455 | 0.49241 | 0.25682 | 0.43872
5649 | 2004-08-23 | 09:00 | 0.31997 | 0.35613 | 0.25883 | 0.50045 | 0.46204 | 0.68461 | 0.37908 |  | 0.086001 | 0.60213 | 0.46286 | 0.25906 | 0.42789
5650 | 2004-08-23 | 10:00 | 0.2408 | 0.29461 | 0.2115 | 0.43078 | 0.4491 | 0.6562 | 0.36662 |  | 0.090391 | 0.58184 | 0.47633 | 0.28483 | 0.38873
5651 | 2004-08-23 | 11:00 | 0.1873 | 0.23083 | 0.18161 | 0.36952 | 0.40684 | 0.58003 | 0.30081 |  | 0.1018 | 0.573 | 0.47034 | 0.29502 | 0.35935
5652 | 2004-08-23 | 12:00 | 0.15934 | 0.1787 | 0.13705 | 0.26964 | 0.36936 | 0.49181 | 0.23439 |  | 0.070024 | 0.53747 | 0.47554 | 0.28565 | 0.30604
5653 | 2004-08-23 | 13:00 | 0.13653 | 0.10407 | 0.096266 | 0.19381 | 0.32303 | 0.42446 | 0.18661 |  | 0.063111 | 0.43395 | 0.44096 | 0.27353 | 0.26405
5654 | 2004-08-23 | 14:00 | 0.14432 | 0.055198 | 0.10244 | 0.12884 | 0.28659 | 0.43208 | 0.19014 |  | 0.072726 | 0.42368 | 0.43617 | 0.28175 | 0.23709
5655 | 2004-08-23 | 15:00 | 0.12722 | 0.024146 | 0.11021 | 0.10651 | 0.29507 | 0.40366 | 0.20535 |  | 0.081936 | 0.42282 | 0.46716 | 0.28901 | 0.23106
5656 | 2004-08-23 | 16:00 | 0.11637 | 0.013604 | 0.10601 | 0.10213 | 0.34526 | 0.35092 | 0.20387 |  | 0.085117 | 0.40544 | 0.49052 | 0.23036 | 0.22565
5657 | 2004-08-23 | 17:00 | 0.11011 | 0.023843 | 0.094793 | 0.10711 | 0.41644 | 0.3373 | 0.22637 |  | 0.088303 | 0.41787 | 0.4616 | 0.18968 | 0.22086
5658 | 2004-08-23 | 18:00 | 0.11195 | 0.087541 | 0.094135 | 0.12919 | 0.47498 | 0.31314 | 0.2556 |  | 0.082265 | 0.43729 | 0.43612 | 0.17186 | 0.19853
5659 | 2004-08-23 | 19:00 | 0.11056 | 0.11967 | 0.095363 | 0.14558 | 0.54795 | 0.26184 | 0.22384 |  | 0.10895 | 0.45337 | 0.48748 | 0.16313 | 0.20017
5660 | 2004-08-23 | 20:00 | 0.10427 | 0.18125 | 0.10512 | 0.18379 | 0.6156 | 0.23045 | 0.21616 |  | 0.11703 | 0.48415 | 0.53778 | 0.1795 | 0.2244
5661 | 2004-08-23 | 21:00 | 0.11424 | 0.28138 | 0.1306 | 0.19685 | 0.63705 | 0.19392 | 0.2591 |  | 0.12225 | 0.54712 | 0.54508 | 0.18978 | 0.26519
5662 | 2004-08-23 | 22:00 | 0.13552 | 0.33889 | 0.16823 | 0.20002 | 0.60126 | 0.20274 | 0.32768 |  | 0.13297 | 0.57363 | 0.56446 | 0.1938 | 0.3272
5663 | 2004-08-23 | 23:00 | 0.16987 | 0.34005 | 0.2224 | 0.22219 | 0.58526 | 0.20552 | 0.41785 |  | 0.12657 | 0.56536 | 0.57284 | 0.21883 | 0.38923
5664 | 2004-08-24 | 00:00 | 0.20088 | 0.32168 | 0.23749 | 0.28613 | 0.60679 | 0.22459 | 0.4217 |  | 0.075204 | 0.60184 | 0.54597 | 0.26523 | 0.38328
5665 | 2004-08-24 | 01:00 | 0.22744 | 0.28688 | 0.23315 | 0.3246 | 0.67936 | 0.21573 | 0.42117 |  | 0.052212 | 0.62938 | 0.54805 | 0.2664 | 0.40411
5666 | 2004-08-24 | 02:00 | 0.27187 | 0.27144 | 0.23886 | 0.42505 | 0.68899 | 0.22169 | 0.48668 |  | 0.070985 | 0.66945 | 0.52963 | 0.25804 | 0.43493
5667 | 2004-08-24 | 03:00 | 0.28722 | 0.25467 | 0.2234 | 0.51398 | 0.66095 | 0.19969 | 0.49524 |  | 0.077323 | 0.7274 | 0.498 | 0.32409 | 0.46787
5668 | 2004-08-24 | 04:00 | 0.31819 | 0.2943 | 0.21307 | 0.56936 | 0.60341 | 0.23403 | 0.48609 |  | 0.09757 | 0.74541 | 0.45714 | 0.34945 | 0.49159
5669 | 2004-08-24 | 05:00 | 0.39135 | 0.37488 | 0.21004 | 0.55237 | 0.55627 | 0.25554 | 0.48036 |  | 0.096567 | 0.73318 | 0.42079 | 0.35563 | 0.51569
5670 | 2004-08-24 | 06:00 | 0.42391 | 0.29657 | 0.19848 | 0.60358 | 0.51773 | 0.26779 | 0.47878 |  | 0.092262 | 0.72589 | 0.41058 | 0.35448 | 0.5066
5671 | 2004-08-24 | 07:00 | 0.3484 | 0.19016 | 0.1673 | 0.61785 | 0.48664 | 0.26488 | 0.44782 |  | 0.074656 | 0.68691 | 0.40693 | 0.34395 | 0.49054
5672 | 2004-08-24 | 08:00 | 0.33751 | 0.18519 | 0.14888 | 0.55442 | 0.45048 | 0.26497 | 0.3724 |  | 0.068161 | 0.66101 | 0.40651 | 0.32504 | 0.48219
5673 | 2004-08-24 | 09:00 | 0.35074 | 0.10044 | 0.16968 | 0.57601 | 0.44392 | 0.27095 | 0.29963 |  | 0.060498 | 0.62404 | 0.38733 | 0.28456 | 0.45551
5674 | 2004-08-24 | 10:00 | 0.34838 | 0.083496 | 0.19117 | 0.63006 | 0.43973 | 0.32822 | 0.30298 |  | 0.058584 | 0.57127 | 0.36435 | 0.27484 | 0.44977
5675 | 2004-08-24 | 11:00 | 0.33073 | 0.071927 | 0.17869 | 0.58 | 0.40247 | 0.33856 | 0.23326 |  | 0.058403 | 0.52682 | 0.3477 | 0.2532 | 0.4281
5676 | 2004-08-24 | 12:00 | 0.21585 | 0.071098 | 0.10859 | 0.50693 | 0.3175 | 0.22405 | 0.12076 |  | 0.061245 | 0.46392 | 0.33618 | 0.24401 | 0.38581
5677 | 2004-08-24 | 13:00 | 0.16778 | 0.096373 | 0.097163 | 0.4595 | 0.25482 | 0.14202 | 0.069376 |  | 0.059505 | 0.44658 | 0.33291 | 0.24632 | 0.37721
5678 | 2004-08-24 | 14:00 | 0.20025 | 0.16181 | 0.081935 | 0.3772 | 0.2438 | 0.09551 | 0.057147 |  | 0.074743 | 0.39549 | 0.32378 | 0.23939 | 0.41014
5679 | 2004-08-24 | 15:00 | 0.23224 | 0.26852 | 0.074171 | 0.40406 | 0.22648 | 0.095419 | 0.071889 |  | 0.071824 | 0.29408 | 0.32245 | 0.24042 | 0.42866
5680 | 2004-08-24 | 16:00 | 0.30647 | 0.16406 | 0.073947 | 0.48657 | 0.2116 | 0.10349 | 0.078965 |  | 0.074595 | 0.23586 | 0.31977 | 0.19919 | 0.40439
5681 | 2004-08-24 | 17:00 | 0.4167 | 0.14364 | 0.079843 | 0.60695 | 0.21892 | 0.10525 | 0.081091 |  | 0.078901 | 0.20286 | 0.29547 | 0.12526 | 0.37425
5682 | 2004-08-24 | 18:00 | 0.45254 | 0.1107 | 0.088311 | 0.69219 | 0.23303 | 0.10594 | 0.0905 |  | 0.090435 | 0.19261 | 0.28284 | 0.11397 | 0.2993
5683 | 2004-08-24 | 19:00 | 0.45769 | 0.054282 | 0.10824 | 0.64874 | 0.21147 | 0.12839 | 0.091101 |  | 0.1157 | 0.21767 | 0.28678 | 0.1342 | 0.30301
5684 | 2004-08-24 | 20:00 | 0.47494 | 0.10807 | 0.11129 | 0.62829 | 0.1888 | 0.15547 | 0.075646 |  | 0.11126 | 0.26834 | 0.31317 | 0.15639 | 0.32847
5685 | 2004-08-24 | 21:00 | 0.52811 | 0.28257 | 0.12954 | 0.58801 | 0.16287 | 0.16001 | 0.058905 |  | 0.094847 | 0.30543 | 0.33974 | 0.18131 | 0.35803
5686 | 2004-08-24 | 22:00 | 0.57705 | 0.37476 | 0.1879 | 0.5884 | 0.14678 | 0.18346 | 0.07118 |  | 0.11104 | 0.33592 | 0.36568 | 0.22107 | 0.38309
5687 | 2004-08-24 | 23:00 | 0.62534 | 0.40258 | 0.26322 | 0.58525 | 0.13062 | 0.27835 | 0.13047 |  | 0.14955 | 0.37632 | 0.39894 | 0.2475 | 0.40392
5688 | 2004-08-25 | 00:00 | 0.68675 | 0.36931 | 0.24786 | 0.51333 | 0.15187 | 0.36649 | 0.13904 |  | 0.15045 | 0.39477 | 0.43262 | 0.30074 | 0.40288
5689 | 2004-08-25 | 01:00 | 0.67792 | 0.35525 | 0.27302 | 0.5261 | 0.16232 | 0.4771 | 0.14636 |  | 0.17339 | 0.39606 | 0.46034 | 0.42956 | 0.41889
5690 | 2004-08-25 | 02:00 | 0.65452 | 0.41395 | 0.29118 | 0.55635 | 0.17826 | 0.48106 | 0.13127 |  | 0.16833 | 0.4241 | 0.49518 | 0.46602 | 0.52762
5691 | 2004-08-25 | 03:00 | 0.63387 | 0.49925 | 0.30991 | 0.56333 | 0.20546 | 0.52524 | 0.13134 |  | 0.17356 | 0.4672 | 0.45718 | 0.43938 | 0.64433
5692 | 2004-08-25 | 04:00 | 0.6232 | 0.57288 | 0.31037 | 0.55679 | 0.24558 | 0.52197 | 0.14071 |  | 0.1768 | 0.50013 | 0.41382 | 0.4533 | 0.68848
5693 | 2004-08-25 | 05:00 | 0.60589 | 0.45875 | 0.28254 | 0.56784 | 0.28378 | 0.50035 | 0.12475 |  | 0.16687 | 0.54686 | 0.36955 | 0.49807 | 0.73793
5694 | 2004-08-25 | 06:00 | 0.60247 | 0.52901 | 0.25238 | 0.54862 | 0.28644 | 0.52608 | 0.10243 |  | 0.17956 | 0.55346 | 0.37548 | 0.50628 | 0.8059
5695 | 2004-08-25 | 07:00 | 0.54793 | 0.35704 | 0.18862 | 0.50894 | 0.28451 | 0.48884 | 0.074307 |  | 0.15864 | 0.57251 | 0.40649 | 0.51556 | 0.79686
5696 | 2004-08-25 | 08:00 | 0.46884 | 0.36181 | 0.16685 | 0.47963 | 0.29803 | 0.41623 | 0.079797 |  | 0.14405 | 0.59867 | 0.424 | 0.51435 | 0.78837
5697 | 2004-08-25 | 09:00 | 0.39652 | 0.27253 | 0.19025 | 0.45985 | 0.29577 | 0.4249 | 0.12624 |  | 0.14111 | 0.61056 | 0.42151 | 0.53438 | 0.78847
5698 | 2004-08-25 | 10:00 | 0.32598 | 0.22079 | 0.22452 | 0.41867 | 0.3134 | 0.47167 | 0.17926 |  | 0.12288 | 0.60982 | 0.42315 | 0.5 | 0.78467
5699 | 2004-08-25 | 11:00 | 0.27181 | 0.15048 | 0.18099 | 0.38679 | 0.29365 | 0.44985 | 0.17874 |  | 0.1005 | 0.60761 | 0.41955 | 0.43564 | 0.7699
5700 | 2004-08-25 | 12:00 | 0.29271 | 0.18527 | 0.13889 | 0.33231 | 0.27576 | 0.4286 | 0.10715 |  | 0.070289 | 0.58392 | 0.42203 | 0.37354 | 0.74607
5701 | 2004-08-25 | 13:00 | 0.31178 | 0.30094 | 0.12413 | 0.21179 | 0.24018 | 0.32163 | 0.077513 |  | 0.057196 | 0.54532 | 0.40787 | 0.34898 | 0.74254
5702 | 2004-08-25 | 14:00 | 0.26844 | 0.31869 | 0.12278 | 0.19342 | 0.20415 | 0.26998 | 0.070009 |  | 0.06709 | 0.51427 | 0.39487 | 0.3406 | 0.71912
5703 | 2004-08-25 | 15:00 | 0.24034 | 0.34596 | 0.13302 | 0.20662 | 0.19884 | 0.26362 | 0.068499 |  | 0.096732 | 0.46097 | 0.39512 | 0.31438 | 0.66756
5704 | 2004-08-25 | 16:00 | 0.29958 | 0.52973 | 0.12992 | 0.24432 | 0.22091 | 0.25194 | 0.068967 |  | 0.093914 | 0.4239 | 0.4065 | 0.25467 | 0.64212
5705 | 2004-08-25 | 17:00 | 0.42065 | 0.32912 | 0.13994 | 0.38553 | 0.25801 | 0.29573 | 0.075637 |  | 0.09832 | 0.40288 | 0.3861 | 0.27719 | 0.62409
5706 | 2004-08-25 | 18:00 | 0.55225 | 0.16307 | 0.18396 | 0.49187 | 0.33522 | 0.34632 | 0.091745 |  | 0.14081 | 0.43341 | 0.40205 | 0.31347 | 0.56119
5707 | 2004-08-25 | 19:00 | 0.62378 | 0.23302 | 0.20625 | 0.64014 | 0.39128 | 0.33745 | 0.099536 |  | 0.14856 | 0.47358 | 0.40845 | 0.35918 | 0.54008
5708 | 2004-08-25 | 20:00 | 0.66809 | 0.37042 | 0.25179 | 0.69539 | 0.38524 | 0.31907 | 0.093608 |  | 0.16682 | 0.47478 | 0.41825 | 0.40671 | 0.49836
5709 | 2004-08-25 | 21:00 | 0.68764 | 0.41081 | 0.35749 | 0.73783 | 0.36513 | 0.30439 | 0.098395 |  | 0.23546 | 0.46228 | 0.42728 | 0.42711 | 0.4559
5710 | 2004-08-25 | 22:00 | 0.71128 | 0.43446 | 0.4811 | 0.796 | 0.35563 | 0.37654 | 0.15116 |  | 0.25825 | 0.45168 | 0.44283 | 0.44443 | 0.45183
5711 | 2004-08-25 | 23:00 | 0.72992 | 0.41612 | 0.55841 | 0.82854 | 0.36185 | 0.54422 | 0.28762 |  | 0.31641 | 0.43123 | 0.46322 | 0.45462 | 0.51185
5712 | 2004-08-26 | 00:00 | 0.73915 | 0.39525 | 0.55874 | 0.82088 | 0.34409 | 0.64264 | 0.30905 |  | 0.36786 | 0.41959 | 0.47748 | 0.43896 | 0.59502
5713 | 2004-08-26 | 01:00 | 0.74229 | 0.38034 | 0.58805 | 0.78269 | 0.41807 | 0.70427 | 0.33649 |  | 0.41476 | 0.39546 | 0.49626 | 0.38442 | 0.64288
5714 | 2004-08-26 | 02:00 | 0.74587 | 0.36595 | 0.56784 | 0.80311 | 0.49923 | 0.76053 | 0.38135 |  | 0.4002 | 0.43716 | 0.47159 | 0.2945 | 0.6864
5715 | 2004-08-26 | 03:00 | 0.79168 | 0.36659 | 0.53779 | 0.8121 | 0.52244 | 0.79148 | 0.39449 |  | 0.36638 | 0.4796 | 0.41932 | 0.25717 | 0.71748
5716 | 2004-08-26 | 04:00 | 0.79338 | 0.31134 | 0.53919 | 0.79149 | 0.52795 | 0.81199 | 0.43211 |  | 0.36422 | 0.5236 | 0.40075 | 0.26519 | 0.73455
5717 | 2004-08-26 | 05:00 | 0.70642 | 0.217 | 0.51069 | 0.72332 | 0.52479 | 0.79826 | 0.45972 |  | 0.32041 | 0.58344 | 0.38955 | 0.31279 | 0.7589
5718 | 2004-08-26 | 06:00 | 0.61848 | 0.24225 | 0.44676 | 0.59671 | 0.51167 | 0.77065 | 0.44741 |  | 0.30584 | 0.61856 | 0.38645 | 0.37431 | 0.76496
5719 | 2004-08-26 | 07:00 | 0.60814 | 0.34244 | 0.38264 | 0.60017 | 0.50785 | 0.77405 | 0.44117 |  | 0.27657 | 0.65357 | 0.35354 | 0.38562 | 0.7613
5720 | 2004-08-26 | 08:00 | 0.612 | 0.44288 | 0.35311 | 0.63984 | 0.51799 | 0.75002 | 0.43209 |  | 0.24723 | 0.6853 | 0.33247 | 0.39855 | 0.7519
5721 | 2004-08-26 | 09:00 | 0.61518 | 0.28852 | 0.30853 | 0.61038 | 0.52627 | 0.72781 | 0.39728 |  | 0.25203 | 0.75403 | 0.33296 | 0.40257 | 0.73168
5722 | 2004-08-26 | 10:00 | 0.58236 | 0.26118 | 0.279 | 0.51084 | 0.50613 | 0.69805 | 0.3471 |  | 0.20939 | 0.76316 | 0.32262 | 0.40557 | 0.69946
5723 | 2004-08-26 | 11:00 | 0.53286 | 0.29562 | 0.23861 | 0.43975 | 0.44857 | 0.67738 | 0.29058 |  | 0.19024 | 0.73099 | 0.30489 | 0.40282 | 0.66567
5724 | 2004-08-26 | 12:00 | 0.4681 | 0.23199 | 0.17268 | 0.40072 | 0.37355 | 0.58488 | 0.19024 |  | 0.1951 | 0.69775 | 0.28044 | 0.38581 | 0.63651
5725 | 2004-08-26 | 13:00 | 0.48196 | 0.21991 | 0.11834 | 0.33549 | 0.33778 | 0.49578 | 0.11854 |  | 0.1926 | 0.682 | 0.26221 | 0.38863 | 0.60208
5726 | 2004-08-26 | 14:00 | 0.53817 | 0.22318 | 0.097553 | 0.29744 | 0.3209 | 0.39442 | 0.094449 |  | 0.16281 | 0.61295 | 0.24388 | 0.39524 | 0.55879
5727 | 2004-08-26 | 15:00 | 0.58078 | 0.22636 | 0.11736 | 0.32871 | 0.29374 | 0.31215 | 0.092461 |  | 0.14407 | 0.4939 | 0.22734 | 0.36603 | 0.51958
5728 | 2004-08-26 | 16:00 | 0.63343 | 0.34058 | 0.12822 | 0.33155 | 0.26774 | 0.26214 | 0.10072 |  | 0.13296 | 0.4348 | 0.20863 | 0.26064 | 0.49788
5729 | 2004-08-26 | 17:00 | 0.61911 | 0.32624 | 0.14344 | 0.35044 | 0.25312 | 0.25412 | 0.11665 |  | 0.13636 | 0.41665 | 0.1846 | 0.27626 | 0.47796
5730 | 2004-08-26 | 18:00 | 0.55338 | 0.33423 | 0.1697 | 0.34282 | 0.23571 | 0.31083 | 0.151 |  | 0.11699 | 0.45722 | 0.17563 | 0.33129 | 0.42118
5731 | 2004-08-26 | 19:00 | 0.48657 | 0.29879 | 0.18579 | 0.36714 | 0.23597 | 0.2834 | 0.16544 |  | 0.1078 | 0.57138 | 0.17282 | 0.37527 | 0.34912
5732 | 2004-08-26 | 20:00 | 0.43476 | 0.38651 | 0.2179 | 0.41121 | 0.25411 | 0.24957 | 0.17218 |  | 0.13637 | 0.6823 | 0.17625 | 0.40733 | 0.30479
5733 | 2004-08-26 | 21:00 | 0.37575 | 0.51176 | 0.27062 | 0.39666 | 0.24229 | 0.29962 | 0.21594 |  | 0.15798 | 0.7391 | 0.16906 | 0.42229 | 0.30471
5734 | 2004-08-26 | 22:00 | 0.38179 | 0.61327 | 0.36545 | 0.42512 | 0.24675 | 0.34317 | 0.30957 |  | 0.18986 | 0.73866 | 0.16215 | 0.40867 | 0.32111
5735 | 2004-08-26 | 23:00 | 0.37694 | 0.61478 | 0.46555 | 0.52328 | 0.26224 | 0.47728 | 0.4296 |  | 0.22083 | 0.70816 | 0.1603 | 0.38244 | 0.36262
5736 | 2004-08-27 | 00:00 | 0.37722 | 0.54602 | 0.39147 | 0.528 | 0.28641 | 0.58557 | 0.41806 |  | 0.16579 | 0.70273 | 0.16418 | 0.35342 | 0.42449
5737 | 2004-08-27 | 01:00 | 0.42454 | 0.47385 | 0.41615 | 0.59373 | 0.35013 | 0.6569 | 0.48408 |  | 0.21731 | 0.72452 | 0.15438 | 0.32352 | 0.47264
5738 | 2004-08-27 | 02:00 | 0.54133 | 0.48102 | 0.41365 | 0.56723 | 0.36636 | 0.67852 | 0.52388 |  | 0.22839 | 0.71731 | 0.13985 | 0.29504 | 0.50514
5739 | 2004-08-27 | 03:00 | 0.61361 | 0.49095 | 0.38943 | 0.6342 | 0.33105 | 0.67097 | 0.52095 |  | 0.26847 | 0.72128 | 0.13359 | 0.33 | 0.51814
5740 | 2004-08-27 | 04:00 | 0.64911 | 0.54521 | 0.34905 | 0.74596 | 0.3037 | 0.67539 | 0.53206 |  | 0.25012 | 0.74677 | 0.1125 | 0.38063 | 0.53618
5741 | 2004-08-27 | 05:00 | 0.60007 | 0.55503 | 0.28493 | 0.80922 | 0.29449 | 0.63955 | 0.47475 |  | 0.23281 | 0.75846 | 0.10554 | 0.40285 | 0.60262
5742 | 2004-08-27 | 06:00 | 0.55632 | 0.51675 | 0.24014 | 0.78712 | 0.30993 | 0.56314 | 0.44166 |  | 0.21263 | 0.77573 | 0.10091 | 0.40995 | 0.63672
5743 | 2004-08-27 | 07:00 | 0.56086 | 0.59583 | 0.19758 | 0.76522 | 0.3366 | 0.50889 | 0.43988 |  | 0.18221 | 0.79423 | 0.097558 | 0.42457 | 0.62344
5744 | 2004-08-27 | 08:00 | 0.55126 | 0.65129 | 0.20562 | 0.71104 | 0.33657 | 0.43044 | 0.38605 |  | 0.19058 | 0.7832 | 0.093155 | 0.41095 | 0.60828
5745 | 2004-08-27 | 09:00 | 0.50073 | 0.61013 | 0.18022 | 0.61265 | 0.28075 | 0.38606 | 0.34148 |  | 0.17908 | 0.76415 | 0.086504 | 0.38667 | 0.57032
5746 | 2004-08-27 | 10:00 | 0.44278 | 0.5493 | 0.13494 | 0.48685 | 0.21073 | 0.30624 | 0.32135 |  | 0.14304 | 0.71584 | 0.079195 | 0.3733 | 0.5184
5747 | 2004-08-27 | 11:00 | 0.37253 | 0.57438 | 0.084893 | 0.36602 | 0.20415 | 0.22112 | 0.20806 |  | 0.088322 | 0.67335 | 0.076206 | 0.35323 | 0.44944
5748 | 2004-08-27 | 12:00 | 0.39955 | 0.53307 | 0.038307 | 0.26362 | 0.223 | 0.1429 | 0.10678 |  | 0.030929 | 0.60822 | 0.069477 | 0.32053 | 0.36816
5749 | 2004-08-27 | 13:00 | 0.41806 | 0.43139 | 0.016286 | 0.2345 | 0.20489 | 0.12521 | 0.083256 |  | 0.018832 | 0.53918 | 0.063251 | 0.27802 | 0.28574
5750 | 2004-08-27 | 14:00 | 0.41052 | 0.39203 | 0.018997 | 0.25171 | 0.17666 | 0.090877 | 0.075798 |  | 0.036541 | 0.5136 | 0.059422 | 0.24036 | 0.20733
5751 | 2004-08-27 | 15:00 | 0.41197 | 0.36342 | 0.014093 | 0.25338 | 0.16876 | 0.10892 | 0.083176 |  | 0.069611 | 0.48738 | 0.054379 | 0.18251 | 0.17151
5752 | 2004-08-27 | 16:00 | 0.41317 | 0.25256 | 0.016318 | 0.26482 | 0.13379 | 0.13853 | 0.072107 |  | 0.083737 | 0.44426 | 0.048488 | 0.10855 | 0.17702
5753 | 2004-08-27 | 17:00 | 0.42544 | 0.13714 | 0.024971 | 0.26384 | 0.11055 | 0.16348 | 0.084938 |  | 0.086536 | 0.37512 | 0.037898 | 0.08723 | 0.21002
5754 | 2004-08-27 | 18:00 | 0.44148 | 0.071763 | 0.044577 | 0.24334 | 0.11194 | 0.19175 | 0.11566 |  | 0.086755 | 0.28749 | 0.032407 | 0.074554 | 0.20376
5755 | 2004-08-27 | 19:00 | 0.36349 | 0.071053 | 0.068669 | 0.18676 | 0.12199 | 0.20478 | 0.15288 |  | 0.123 | 0.23211 | 0.032651 | 0.072444 | 0.19055
5756 | 2004-08-27 | 20:00 | 0.2665 | 0.16837 | 0.11013 | 0.1395 | 0.14289 | 0.24439 | 0.1754 |  | 0.16734 | 0.21141 | 0.036574 | 0.087548 | 0.19671
5757 | 2004-08-27 | 21:00 | 0.20858 | 0.3002 | 0.17476 | 0.15933 | 0.17092 | 0.26587 | 0.20016 |  | 0.19191 | 0.21484 | 0.037549 | 0.10105 | 0.16962
5758 | 2004-08-27 | 22:00 | 0.17868 | 0.32748 | 0.27399 | 0.1806 | 0.18638 | 0.27847 | 0.24794 |  | 0.17385 | 0.23654 | 0.039497 | 0.10668 | 0.13876
5759 | 2004-08-27 | 23:00 | 0.24383 | 0.34099 | 0.34555 | 0.14874 | 0.20002 | 0.39086 | 0.33533 |  | 0.16137 | 0.25509 | 0.042475 | 0.11606 | 0.12548
5760 | 2004-08-28 | 00:00 | 0.27257 | 0.37793 | 0.36547 | 0.1867 | 0.20376 | 0.50882 | 0.45446 |  | 0.11812 | 0.30849 | 0.042482 | 0.16503 | 0.095533
5761 | 2004-08-28 | 01:00 | 0.30521 | 0.4477 | 0.41659 | 0.29771 | 0.21043 | 0.57826 | 0.53205 |  | 0.089127 | 0.40469 | 0.044923 | 0.28225 | 0.12248
5762 | 2004-08-28 | 02:00 | 0.31255 | 0.41769 | 0.43899 | 0.36144 | 0.21313 | 0.52488 | 0.51991 |  | 0.098475 | 0.47895 | 0.057938 | 0.39834 | 0.27181
5763 | 2004-08-28 | 03:00 | 0.31342 | 0.40261 | 0.39606 | 0.38518 | 0.20674 | 0.48151 | 0.50421 |  | 0.098838 | 0.48963 | 0.070279 | 0.38901 | 0.38575
5764 | 2004-08-28 | 04:00 | 0.30816 | 0.23807 | 0.34479 | 0.39152 | 0.20546 | 0.46335 | 0.5351 |  | 0.086664 | 0.46896 | 0.070195 | 0.35296 | 0.39075
5765 | 2004-08-28 | 05:00 | 0.29389 | 0.24025 | 0.29122 | 0.42229 | 0.2537 | 0.37224 | 0.50697 |  | 0.078274 | 0.47537 | 0.081433 | 0.36661 | 0.31504
5766 | 2004-08-28 | 06:00 | 0.28908 | 0.19374 | 0.27281 | 0.39231 | 0.30914 | 0.28815 | 0.45443 |  | 0.11348 | 0.45822 | 0.091871 | 0.37033 | 0.31024
5767 | 2004-08-28 | 07:00 | 0.255 | 0.18479 | 0.25877 | 0.3306 | 0.29873 | 0.24676 | 0.45292 |  | 0.14227 | 0.48148 | 0.091643 | 0.33843 | 0.26613
5768 | 2004-08-28 | 08:00 | 0.23463 | 0.18809 | 0.24421 | 0.34665 | 0.28132 | 0.22339 | 0.4442 |  | 0.13729 | 0.5549 | 0.092351 | 0.39321 | 0.21431
5769 | 2004-08-28 | 09:00 | 0.16567 | 0.26643 | 0.15001 | 0.34027 | 0.27037 | 0.18598 | 0.38139 |  | 0.13116 | 0.57167 | 0.097156 | 0.45687 | 0.18194
5770 | 2004-08-28 | 10:00 | 0.14439 | 0.090333 | 0.092361 | 0.29975 | 0.2423 | 0.15654 | 0.31466 |  | 0.10367 | 0.56842 | 0.10926 | 0.40838 | 0.15066
5771 | 2004-08-28 | 11:00 | 0.15012 | 0.033591 | 0.076016 | 0.23673 | 0.18578 | 0.090503 | 0.19465 |  | 0.071602 | 0.50852 | 0.14033 | 0.35744 | 0.13343
5772 | 2004-08-28 | 12:00 | 0.16003 | 0.022362 | 0.070563 | 0.20425 | 0.16441 | 0.069584 | 0.11249 |  | 0.033427 | 0.4133 | 0.16773 | 0.33987 | 0.13387
5773 | 2004-08-28 | 13:00 | 0.18507 | 0 | 0.057193 | 0.15849 | 0.1824 | 0.054907 | 0.074124 |  | 0.026214 | 0.34978 | 0.19699 | 0.30734 | 0.13064
5774 | 2004-08-28 | 14:00 | 0.19363 | 0 | 0.041466 | 0.14289 | 0.14472 | 0.073395 | 0.059323 |  | 0.035942 | 0.35774 | 0.22677 | 0.26108 | 0.11246
5775 | 2004-08-28 | 15:00 | 0.17371 | 0 | 0.078831 | 0.11042 | 0.099098 | 0.09682 | 0.12179 |  | 0.056712 | 0.31091 | 0.24789 | 0.22547 | 0.10782
5776 | 2004-08-28 | 16:00 | 0.16487 | 0 | 0.13765 | 0.10961 | 0.080132 | 0.10499 | 0.16525 |  | 0.075656 | 0.23504 | 0.25628 | 0.18892 | 0.092816
5777 | 2004-08-28 | 17:00 | 0.20222 | 0 | 0.075078 | 0.12501 | 0.087697 | 0.11563 | 0.16684 |  | 0.092769 | 0.2024 | 0.22293 | 0.18806 | 0.076305
5778 | 2004-08-28 | 18:00 | 0.24937 | 0 | 0.06467 | 0.13536 | 0.10118 | 0.10703 | 0.18152 |  | 0.11664 | 0.17963 | 0.19221 | 0.17659 | 0.060536
5779 | 2004-08-28 | 19:00 | 0.30995 | 0 | 0.08526 | 0.14594 | 0.11431 | 0.11772 | 0.20763 |  | 0.11632 | 0.16614 | 0.18398 | 0.14761 | 0.040424
5780 | 2004-08-28 | 20:00 | 0.28339 | 0.032595 | 0.11597 | 0.14941 | 0.13411 | 0.13839 | 0.14297 |  | 0.10524 | 0.16461 | 0.15311 | 0.10572 | 0.042863
5781 | 2004-08-28 | 21:00 | 0.30216 | 0.11727 | 0.136 | 0.17497 | 0.13961 | 0.08126 | 0.091108 |  | 0.094352 | 0.14705 | 0.12837 | 0.081091 | 0.040146
5782 | 2004-08-28 | 22:00 | 0.29931 | 0.23302 | 0.22193 | 0.22679 | 0.12324 | 0.061483 | 0.085316 |  | 0.095769 | 0.1477 | 0.11681 | 0.082409 | 0.031707
5783 | 2004-08-28 | 23:00 | 0.3272 | 0.21945 | 0.26615 | 0.26282 | 0.11137 | 0.066185 | 0.10131 |  | 0.14098 | 0.14716 | 0.1171 | 0.088266 | 0.020686
5784 | 2004-08-29 | 00:00 | 0.31866 | 0.19063 | 0.32678 | 0.36591 | 0.1129 | 0.078297 | 0.16034 |  | 0.13991 | 0.15424 | 0.12684 | 0.097938 | 0.013079
5785 | 2004-08-29 | 01:00 | 0.32818 | 0.14803 | 0.34198 | 0.3912 | 0.13992 | 0.077342 | 0.18098 |  | 0.13062 | 0.18975 | 0.14348 | 0.11547 | 0.011946
5786 | 2004-08-29 | 02:00 | 0.3296 | 0.15049 | 0.32626 | 0.42995 | 0.19366 | 0.086426 | 0.1985 |  | 0.11972 | 0.20886 | 0.15926 | 0.12792 | 0.012874
5787 | 2004-08-29 | 03:00 | 0.31581 | 0.18017 | 0.38603 | 0.44391 | 0.2519 | 0.10368 | 0.18178 |  | 0.12871 | 0.22138 | 0.15417 | 0.1427 | 0.01517
5788 | 2004-08-29 | 04:00 | 0.29089 | 0.17294 | 0.40794 | 0.33867 | 0.30234 | 0.1357 | 0.1412 |  | 0.14619 | 0.24509 | 0.13881 | 0.16511 | 0.024867
5789 | 2004-08-29 | 05:00 | 0.27695 | 0.18206 | 0.33618 | 0.26605 | 0.33445 | 0.16569 | 0.1026 |  | 0.12991 | 0.24589 | 0.13764 | 0.17679 | 0.068723
5790 | 2004-08-29 | 06:00 | 0.26724 | 0.24797 | 0.29726 | 0.30292 | 0.38217 | 0.15243 | 0.087651 |  | 0.11113 | 0.25014 | 0.13952 | 0.18238 | 0.11321
5791 | 2004-08-29 | 07:00 | 0.22968 | 0.25694 | 0.27219 | 0.32377 | 0.41145 | 0.159 | 0.0855 |  | 0.11299 | 0.27982 | 0.15345 | 0.17658 | 0.11248
5792 | 2004-08-29 | 08:00 | 0.18972 | 0.16873 | 0.28375 | 0.30421 | 0.44065 | 0.19375 | 0.073158 |  | 0.18903 | 0.33485 | 0.17188 | 0.16307 | 0.10637
5793 | 2004-08-29 | 09:00 | 0.15041 | 0.17004 | 0.29925 | 0.28609 | 0.47885 | 0.23496 | 0.066928 |  | 0.12111 | 0.36908 | 0.18547 | 0.15508 | 0.10015
5794 | 2004-08-29 | 10:00 | 0.12871 | 0.1741 | 0.26177 | 0.24708 | 0.52823 | 0.26992 | 0.11666 |  | 0.11822 | 0.37481 | 0.18329 | 0.15044 | 0.081899
5795 | 2004-08-29 | 11:00 | 0.12418 | 0.13187 | 0.21868 | 0.22478 | 0.56692 | 0.23828 | 0.12343 |  | 0.069405 | 0.34652 | 0.17361 | 0.13049 | 0.061994
5796 | 2004-08-29 | 12:00 | 0.14436 | 0.1286 | 0.073578 | 0.23795 | 0.56047 | 0.16261 | 0.10017 |  | 0.041591 | 0.31591 | 0.16658 | 0.12106 | 0.046541
5797 | 2004-08-29 | 13:00 | 0.18801 | 0.098212 | 0.026091 | 0.26595 | 0.48326 | 0.13932 | 0.076421 |  | 0.036 | 0.2742 | 0.15851 | 0.11985 | 0.040374
5798 | 2004-08-29 | 14:00 | 0.22625 | 0.061866 | 0.041113 | 0.22952 | 0.39369 | 0.17547 | 0.079647 |  | 0.026407 | 0.23719 | 0.15438 | 0.12146 | 0.035384
5799 | 2004-08-29 | 15:00 | 0.23037 | 0.03967 | 0.069683 | 0.19675 | 0.34939 | 0.25347 | 0.0898 |  | 0.053922 | 0.21195 | 0.14605 | 0.097079 | 0.031497
5800 | 2004-08-29 | 16:00 | 0.19955 | 0.048584 | 0.14543 | 0.13966 | 0.36319 | 0.28712 | 0.13055 |  | 0.061547 | 0.23333 | 0.1321 | 0.086727 | 0.028875
5801 | 2004-08-29 | 17:00 | 0.20455 | 0.045636 | 0.1827 | 0.081636 | 0.40023 | 0.32289 | 0.17861 |  | 0.10462 | 0.29494 | 0.098435 | 0.10247 | 0.033316
5802 | 2004-08-29 | 18:00 | 0.20275 | 0.078185 | 0.22829 | 0.070601 | 0.42987 | 0.38107 | 0.23777 |  | 0.11004 | 0.36427 | 0.080521 | 0.096993 | 0.032885
5803 | 2004-08-29 | 19:00 | 0.16551 | 0.095079 | 0.28192 | 0.078234 | 0.47486 | 0.36754 | 0.28222 |  | 0.15724 | 0.36893 | 0.071849 | 0.088245 | 0.022995
5804 | 2004-08-29 | 20:00 | 0.15239 | 0.082644 | 0.32534 | 0.071326 | 0.48446 | 0.25664 | 0.34218 |  | 0.22171 | 0.30972 | 0.07149 | 0.094023 | 0.016742
5805 | 2004-08-29 | 21:00 | 0.16612 | 0.10145 | 0.37126 | 0.070232 | 0.45291 | 0.20708 | 0.42517 |  | 0.22664 | 0.24629 | 0.069496 | 0.10448 | 0.018153
5806 | 2004-08-29 | 22:00 | 0.17541 | 0.1588 | 0.40494 | 0.077141 | 0.45353 | 0.24843 | 0.47739 |  | 0.24859 | 0.21051 | 0.072012 | 0.14505 | 0.021448
5807 | 2004-08-29 | 23:00 | 0.1914 | 0.17901 | 0.41522 | 0.084963 | 0.45197 | 0.2515 | 0.49077 |  | 0.27818 | 0.20038 | 0.07292 | 0.18376 | 0.020342
5808 | 2004-08-30 | 00:00 | 0.19743 | 0.21538 | 0.37435 | 0.10248 | 0.46228 | 0.34028 | 0.40883 |  | 0.30475 | 0.21403 | 0.065072 | 0.21031 | 0.0249
5809 | 2004-08-30 | 01:00 | 0.26378 | 0.21294 | 0.29068 | 0.1395 | 0.48354 | 0.34247 | 0.36911 |  | 0.35717 | 0.23783 | 0.05848 | 0.19024 | 0.042368
5810 | 2004-08-30 | 02:00 | 0.26995 | 0.25621 | 0.1942 | 0.19077 | 0.51162 | 0.30212 | 0.35757 |  | 0.42155 | 0.29766 | 0.0502 | 0.16776 | 0.063262
5811 | 2004-08-30 | 03:00 | 0.23008 | 0.30696 | 0.12918 | 0.24747 | 0.47162 | 0.25494 | 0.35538 |  | 0.38952 | 0.40692 | 0.043162 | 0.15355 | 0.087848
5812 | 2004-08-30 | 04:00 | 0.21177 | 0.31284 | 0.10928 | 0.26861 | 0.44436 | 0.21501 | 0.32278 |  | 0.38708 | 0.51962 | 0.047657 | 0.17044 | 0.12242
5813 | 2004-08-30 | 05:00 | 0.22405 | 0.29018 | 0.096215 | 0.24847 | 0.41683 | 0.14823 | 0.31583 |  | 0.43435 | 0.55171 | 0.042874 | 0.15149 | 0.18459
5814 | 2004-08-30 | 06:00 | 0.21227 | 0.18438 | 0.092497 | 0.22684 | 0.36559 | 0.13415 | 0.30852 |  | 0.43187 | 0.51053 | 0.039034 | 0.14505 | 0.22723
5815 | 2004-08-30 | 07:00 | 0.16851 | 0.14413 | 0.11203 | 0.21187 | 0.31634 | 0.11752 | 0.26576 |  | 0.40715 | 0.49996 | 0.042783 | 0.12588 | 0.21567
5816 | 2004-08-30 | 08:00 | 0.12533 | 0.13684 | 0.12599 | 0.21756 | 0.28917 | 0.1176 | 0.25023 |  | 0.36521 | 0.45897 | 0.046933 | 0.10557 | 0.19435
5817 | 2004-08-30 | 09:00 | 0.10341 | 0.12891 | 0.11625 | 0.24472 | 0.28514 | 0.1074 | 0.21064 |  | 0.36222 | 0.41453 | 0.056116 | 0.079239 | 0.17829
5818 | 2004-08-30 | 10:00 | 0.074294 | 0.10817 | 0.10478 | 0.26196 | 0.28815 | 0.090873 | 0.17923 |  | 0.3605 | 0.35936 | 0.068971 | 0.068367 | 0.15727
5819 | 2004-08-30 | 11:00 | 0.056362 | 0.087668 | 0.10913 | 0.25909 | 0.2639 | 0.069564 | 0.12987 |  | 0.32059 | 0.29173 | 0.090415 | 0.074889 | 0.12534
5820 | 2004-08-30 | 12:00 | 0.040557 | 0.084241 | 0.056568 | 0.25496 | 0.2332 | 0.052775 | 0.093364 |  | 0.16266 | 0.24837 | 0.10297 | 0.085959 | 0.10145
5821 | 2004-08-30 | 13:00 | 0.026845 | 0.16273 | 0.054495 | 0.20564 | 0.20264 | 0.055612 | 0.10139 |  | 0.25138 | 0.23732 | 0.10426 | 0.05216 | 0.084794
5822 | 2004-08-30 | 14:00 | 0.026484 | 0.072975 | 0.069608 | 0.14614 | 0.18469 | 0.05753 | 0.092343 |  | 0.20433 | 0.18218 | 0.098913 | 0.038366 | 0.073381
5823 | 2004-08-30 | 15:00 | 0.03153 | 0.027167 | 0.11521 | 0.11751 | 0.14485 | 0.055695 | 0.077072 |  | 0.25945 | 0.148 | 0.093697 | 0.040332 | 0.061952
5824 | 2004-08-30 | 16:00 | 0.046297 | 0 | 0.1203 | 0.11739 | 0.13701 | 0.054755 | 0.075128 |  | 0.35882 | 0.19211 | 0.082824 | 0.018241 | 0.047323
5825 | 2004-08-30 | 17:00 | 0.086382 | 0 | 0.16568 | 0.12169 | 0.15564 | 0.058733 | 0.091483 |  | 0.41816 | 0.24646 | 0.063772 | 0.009401 | 0.030965
5826 | 2004-08-30 | 18:00 | 0.13187 | 0 | 0.21297 | 0.11905 | 0.16655 | 0.061742 | 0.12434 |  | 0.38323 | 0.27823 | 0.037401 | 0.009857 | 0.022293
5827 | 2004-08-30 | 19:00 | 0.10693 | 0.024078 | 0.24035 | 0.14816 | 0.18856 | 0.05448 | 0.16557 |  | 0.4004 | 0.29121 | 0.030084 | 0.014942 | 0.015895
5828 | 2004-08-30 | 20:00 | 0.060862 | 0.051217 | 0.27167 | 0.21263 | 0.20023 | 0.062069 | 0.18641 |  | 0.4415 | 0.34883 | 0.030446 | 0.021612 | 0.005162
5829 | 2004-08-30 | 21:00 | 0.046393 | 0.090911 | 0.32561 | 0.20996 | 0.19454 | 0.064111 | 0.19804 |  | 0.40843 | 0.29288 | 0.031654 | 0.030977 | 0.002655
5830 | 2004-08-30 | 22:00 | 0.047633 | 0.1214 | 0.33247 | 0.15155 | 0.18624 | 0.076068 | 0.19981 |  | 0.48129 | 0.21986 | 0.035219 | 0.05532 | 0.004011
5831 | 2004-08-30 | 23:00 | 0.070748 | 0.10049 | 0.37394 | 0.10328 | 0.19906 | 0.093849 | 0.24617 |  | 0.48607 | 0.18974 | 0.040845 | 0.10168 | 0.0062
5832 | 2004-08-31 | 00:00 | 0.11818 | 0.098799 | 0.36734 | 0.089723 | 0.23206 | 0.11951 | 0.19922 |  | 0.42449 | 0.20255 | 0.045281 | 0.093114 | 0.008779
5833 | 2004-08-31 | 01:00 | 0.14562 | 0.14844 | 0.4243 | 0.11246 | 0.30769 | 0.13634 | 0.16054 |  | 0.52449 | 0.2452 | 0.043541 | 0.14311 | 0.035011
5834 | 2004-08-31 | 02:00 | 0.1324 | 0.12659 | 0.50381 | 0.14239 | 0.38318 | 0.15681 | 0.15109 |  | 0.53649 | 0.32954 | 0.047735 | 0.25258 | 0.20166
5835 | 2004-08-31 | 03:00 | 0.14699 | 0.11077 | 0.5411 | 0.15659 | 0.45327 | 0.16499 | 0.11997 |  | 0.4785 | 0.40168 | 0.042274 | 0.34625 | 0.34313
5836 | 2004-08-31 | 04:00 | 0.15889 | 0.1241 | 0.54638 | 0.15953 | 0.50916 | 0.14947 | 0.11289 |  | 0.36294 | 0.44677 | 0.044405 | 0.36507 | 0.38926
5837 | 2004-08-31 | 05:00 | 0.18813 | 0.13369 | 0.52572 | 0.16844 | 0.53136 | 0.12753 | 0.12094 |  | 0.3265 | 0.43871 | 0.049435 | 0.44671 | 0.46657
5838 | 2004-08-31 | 06:00 | 0.20634 | 0.24243 | 0.51805 | 0.18453 | 0.54003 | 0.11953 | 0.14312 |  | 0.26909 | 0.41526 | 0.035742 | 0.44444 | 0.58247
5839 | 2004-08-31 | 07:00 | 0.19476 | 0.3595 | 0.54138 | 0.20501 | 0.5648 | 0.1335 | 0.18502 |  | 0.19016 | 0.36899 | 0.039444 | 0.41689 | 0.5828
5840 | 2004-08-31 | 08:00 | 0.16334 | 0.27255 | 0.57764 | 0.22108 | 0.56826 | 0.16771 | 0.21956 |  | 0.16562 | 0.3551 | 0.044854 | 0.31846 | 0.49114
5841 | 2004-08-31 | 09:00 | 0.12046 | 0.16524 | 0.52554 | 0.25979 | 0.54408 | 0.21435 | 0.24736 |  | 0.21958 | 0.37807 | 0.049881 | 0.20217 | 0.3576
5842 | 2004-08-31 | 10:00 | 0.053432 | 0.10347 | 0.48389 | 0.21793 | 0.51518 | 0.21998 | 0.25106 |  | 0.18328 | 0.34743 | 0.05469 | 0.12832 | 0.28071
5843 | 2004-08-31 | 11:00 | 0.024207 | 0.14622 | 0.39805 | 0.13385 | 0.45494 | 0.21414 | 0.27625 |  | 0.13738 | 0.32559 | 0.05878 | 0.06517 | 0.24595
5844 | 2004-08-31 | 12:00 | 0.011662 | 0.20272 | 0.15288 | 0.074508 | 0.36321 | 0.15862 | 0.30754 |  | 0.070698 | 0.31459 | 0.064644 | 0.066771 | 0.20868
5845 | 2004-08-31 | 13:00 | 0.006298 | 0.17981 | 0.24823 | 0.02958 | 0.3407 | 0.2132 | 0.39947 |  | 0.051445 | 0.35789 | 0.071434 | 0.070911 | 0.17121
5846 | 2004-08-31 | 14:00 | 0.010608 | 0.12331 | 0.38628 | 0.019197 | 0.32529 | 0.35395 | 0.47869 |  | 0.053892 | 0.29799 | 0.072765 | 0.07197 | 0.13794
5847 | 2004-08-31 | 15:00 | 0.017788 | 0.081116 | 0.44589 | 0.014188 | 0.27341 | 0.44869 | 0.43537 |  | 0.087163 | 0.20719 | 0.073101 | 0.080357 | 0.12531
5848 | 2004-08-31 | 16:00 | 0.020095 | 0.084567 | 0.3755 | 0.013466 | 0.23538 | 0.47045 | 0.46651 |  | 0.096934 | 0.21981 | 0.076355 | 0.046194 | 0.10834
5849 | 2004-08-31 | 17:00 | 0.024546 | 0.15597 | 0.28984 | 0.014702 | 0.22839 | 0.45783 | 0.47392 |  | 0.082713 | 0.23498 | 0.076805 | 0.032468 | 0.10943
5850 | 2004-08-31 | 18:00 | 0.041246 | 0.11489 | 0.21497 | 0.016712 | 0.24429 | 0.39838 | 0.51357 |  | 0.15205 | 0.24829 | 0.061966 | 0.050116 | 0.086499
5851 | 2004-08-31 | 19:00 | 0.045311 | 0.10497 | 0.18916 | 0.020993 | 0.27974 | 0.36853 | 0.60145 |  | 0.088198 | 0.28001 | 0.055544 | 0.10482 | 0.061189
5852 | 2004-08-31 | 20:00 | 0.03136 | 0.11939 | 0.17775 | 0.021637 | 0.28794 | 0.35198 | 0.5755 |  | 0.087032 | 0.27727 | 0.060603 | 0.085572 | 0.055515
5853 | 2004-08-31 | 21:00 | 0.021016 | 0.12765 | 0.16033 | 0.019652 | 0.23843 | 0.32059 | 0.49484 |  | 0.080812 | 0.22205 | 0.063497 | 0.070943 | 0.069741
5854 | 2004-08-31 | 22:00 | 0.022569 | 0.11761 | 0.17643 | 0.019834 | 0.18715 | 0.35752 | 0.56864 |  | 0.063126 | 0.15373 | 0.063504 | 0.10313 | 0.0953
5855 | 2004-08-31 | 23:00 | 0.033971 | 0.18199 | 0.22039 | 0.029081 | 0.19165 | 0.45001 | 0.60882 |  | 0.073971 | 0.1393 | 0.060002 | 0.15935 | 0.1175
5856 | 2004-09-01 | 00:00 | 0.03571 | 0.19607 | 0.33519 | 0.043249 | 0.2211 | 0.56238 | 0.62072 |  | 0.25685 | 0.1798 | 0.058008 | 0.14601 | 0.11466
5857 | 2004-09-01 | 01:00 | 0.061076 | 0.17289 | 0.37909 | 0.059197 | 0.24956 | 0.59724 | 0.62095 |  | 0.33443 | 0.25714 | 0.056957 | 0.15519 | 0.12434
5858 | 2004-09-01 | 02:00 | 0.085553 | 0.12054 | 0.37079 | 0.089438 | 0.25987 | 0.57512 | 0.61523 |  | 0.23827 | 0.28824 | 0.05822 | 0.25777 | 0.13972
5859 | 2004-09-01 | 03:00 | 0.081808 | 0.086873 | 0.30885 | 0.12525 | 0.29017 | 0.53496 | 0.61201 |  | 0.24117 | 0.31485 | 0.072224 | 0.35396 | 0.16444
5860 | 2004-09-01 | 04:00 | 0.081855 | 0.1296 | 0.25718 | 0.17335 | 0.31506 | 0.43012 | 0.59848 |  | 0.21501 | 0.35892 | 0.095103 | 0.33476 | 0.19928
5861 | 2004-09-01 | 05:00 | 0.077166 | 0.11309 | 0.19227 | 0.18795 | 0.33506 | 0.34476 | 0.55983 |  | 0.21499 | 0.37293 | 0.11769 | 0.32363 | 0.23852
5862 | 2004-09-01 | 06:00 | 0.065389 | 0.14323 | 0.14491 | 0.17982 | 0.35879 | 0.30011 | 0.50585 |  | 0.18894 | 0.38409 | 0.14503 | 0.29828 | 0.26803
5863 | 2004-09-01 | 07:00 | 0.052531 | 0.29933 | 0.11303 | 0.18476 | 0.3578 | 0.23638 | 0.42535 |  | 0.14529 | 0.40303 | 0.16922 | 0.28161 | 0.2557
5864 | 2004-09-01 | 08:00 | 0.045821 | 0.2097 | 0.10659 | 0.21714 | 0.36538 | 0.16101 | 0.36612 |  | 0.13978 | 0.41067 | 0.19605 | 0.25302 | 0.27209
5865 | 2004-09-01 | 09:00 | 0.043816 | 0.23153 | 0.1092 | 0.23583 | 0.37846 | 0.11635 | 0.31226 |  | 0.13549 | 0.40579 | 0.24136 | 0.2502 | 0.28486
5866 | 2004-09-01 | 10:00 | 0.044063 | 0.186 | 0.081382 | 0.23538 | 0.37912 | 0.078462 | 0.25931 |  | 0.11307 | 0.36934 | 0.28165 | 0.22472 | 0.25823
5867 | 2004-09-01 | 11:00 | 0.043826 | 0.17729 | 0.046685 | 0.21902 | 0.34589 | 0.047167 | 0.20833 |  | 0.087289 | 0.31121 | 0.31337 | 0.18738 | 0.22703
5868 | 2004-09-01 | 12:00 | 0.020566 | 0.11283 | 0.015467 | 0.17428 | 0.29509 | 0.020623 | 0.1884 |  | 0.055157 | 0.25267 | 0.33168 | 0.17918 | 0.21336
5869 | 2004-09-01 | 13:00 | 0.008252 | 0.058514 | 0.003231 | 0.10983 | 0.24382 | 0.035845 | 0.18455 |  | 0.028654 | 0.21478 | 0.35388 | 0.17807 | 0.19586
5870 | 2004-09-01 | 14:00 | 0.002966 | 0.03856 | 0.010647 | 0.071354 | 0.19411 | 0.09966 | 0.24425 |  | 0.038713 | 0.19311 | 0.37031 | 0.17634 | 0.18685
5871 | 2004-09-01 | 15:00 | 0.00283 | 0.025349 | 0.023246 | 0.033585 | 0.14144 | 0.1537 | 0.32269 |  | 0.069438 | 0.14372 | 0.37713 | 0.16483 | 0.18404
5872 | 2004-09-01 | 16:00 | 0.003186 | 0 | 0.026361 | 0.038737 | 0.12822 | 0.17357 | 0.35785 |  | 0.057623 | 0.14575 | 0.36079 | 0.13842 | 0.17056
5873 | 2004-09-01 | 17:00 | 0.004946 | 0.016056 | 0.029449 | 0.05945 | 0.14513 | 0.17975 | 0.36594 |  | 0.11212 | 0.17834 | 0.33909 | 0.1825 | 0.16796
5874 | 2004-09-01 | 18:00 | 0.007395 | 0 | 0.031495 | 0.093579 | 0.21366 | 0.19213 | 0.38433 |  | 0.083758 | 0.22953 | 0.30311 | 0.21434 | 0.15385
5875 | 2004-09-01 | 19:00 | 0.010312 | 0 | 0.040712 | 0.10813 | 0.34171 | 0.19001 | 0.37664 |  | 0.058803 | 0.27399 | 0.25999 | 0.21211 | 0.12818
5876 | 2004-09-01 | 20:00 | 0.015905 | 0.26615 | 0.041148 | 0.10181 | 0.43576 | 0.17757 | 0.35463 |  | 0.10037 | 0.25149 | 0.24697 | 0.20066 | 0.10598
5877 | 2004-09-01 | 21:00 | 0.023999 | 0.43708 | 0.041899 | 0.087501 | 0.43943 | 0.15148 | 0.34827 |  | 0.10254 | 0.19575 | 0.24987 | 0.18864 | 0.11558
5878 | 2004-09-01 | 22:00 | 0.030493 | 0.09242 | 0.042417 | 0.086359 | 0.4398 | 0.12449 | 0.31388 |  | 0.10337 | 0.18171 | 0.2721 | 0.17964 | 0.14921
5879 | 2004-09-01 | 23:00 | 0.038725 | 0.015563 | 0.059343 | 0.094995 | 0.47359 | 0.13505 | 0.33063 |  | 0.1056 | 0.21383 | 0.29578 | 0.24291 | 0.18072
5880 | 2004-09-02 | 00:00 | 0.060613 | 0.053196 | 0.063604 | 0.10916 | 0.52418 | 0.13871 | 0.33185 |  | 0.11293 | 0.25858 | 0.31049 | 0.27238 | 0.20468
5881 | 2004-09-02 | 01:00 | 0.080508 | 0.042636 | 0.085618 | 0.10843 | 0.5533 | 0.15108 | 0.3734 |  | 0.11596 | 0.30919 | 0.3298 | 0.28265 | 0.24392
5882 | 2004-09-02 | 02:00 | 0.091809 | 0.033433 | 0.10802 | 0.14735 | 0.61023 | 0.16014 | 0.35686 |  | 0.17679 | 0.40024 | 0.33819 | 0.29913 | 0.31612
5883 | 2004-09-02 | 03:00 | 0.13538 | 0.049985 | 0.13339 | 0.16323 | 0.68189 | 0.11788 | 0.32172 |  | 0.18918 | 0.46745 | 0.34503 | 0.34138 | 0.45526
5884 | 2004-09-02 | 04:00 | 0.14617 | 0.069722 | 0.13981 | 0.1889 | 0.75705 | 0.076053 | 0.29583 |  | 0.21877 | 0.54097 | 0.38643 | 0.38103 | 0.57433
5885 | 2004-09-02 | 05:00 | 0.12682 | 0.051251 | 0.12254 | 0.20589 | 0.79752 | 0.060442 | 0.2821 |  | 0.19156 | 0.58552 | 0.43019 | 0.43986 | 0.61558
5886 | 2004-09-02 | 06:00 | 0.13023 | 0.093437 | 0.12258 | 0.18358 | 0.80204 | 0.041725 | 0.25336 |  | 0.14983 | 0.60137 | 0.47911 | 0.50117 | 0.61292
5887 | 2004-09-02 | 07:00 | 0.17096 | 0.1477 | 0.13488 | 0.17013 | 0.79336 | 0.048495 | 0.21263 |  | 0.14219 | 0.59204 | 0.5271 | 0.54902 | 0.62681
5888 | 2004-09-02 | 08:00 | 0.23759 | 0.071629 | 0.13695 | 0.21073 | 0.78982 | 0.077994 | 0.21059 |  | 0.14894 | 0.5506 | 0.45869 | 0.57686 | 0.62954
5889 | 2004-09-02 | 09:00 | 0.29733 | 0.021235 | 0.15142 | 0.28919 | 0.77823 | 0.096684 | 0.18547 |  | 0.20673 | 0.54366 | 0.48032 | 0.59109 | 0.6174
5890 | 2004-09-02 | 10:00 | 0.34468 | 0.014557 | 0.165 | 0.33545 | 0.76532 | 0.10413 | 0.14166 |  | 0.24171 | 0.56288 | 0.50474 | 0.58854 | 0.60001
5891 | 2004-09-02 | 11:00 | 0.37924 | 0 | 0.14294 | 0.38061 | 0.73929 | 0.1115 | 0.1066 |  | 0.22197 | 0.57768 | 0.54133 | 0.58864 | 0.58038
5892 | 2004-09-02 | 12:00 | 0.26367 | 0.023544 | 0.096654 | 0.40095 | 0.67927 | 0.047518 | 0.056026 |  | 0.18634 | 0.53218 | 0.54408 | 0.59339 | 0.56962
5893 | 2004-09-02 | 13:00 | 0.12759 | 0.10514 | 0.076048 | 0.27515 | 0.63846 | 0.01263 | 0.03811 |  | 0.19726 | 0.45173 | 0.5457 | 0.64943 | 0.57969
5894 | 2004-09-02 | 14:00 | 0.097522 | 0.10205 | 0.063554 | 0.17752 | 0.57378 | 0.006384 | 0.040649 |  | 0.21715 | 0.39954 | 0.53057 | 0.68432 | 0.59145
5895 | 2004-09-02 | 15:00 | 0.098538 | 0.099257 | 0.061227 | 0.14408 | 0.52867 | 0.010067 | 0.038663 |  | 0.25637 | 0.30608 | 0.53756 | 0.66982 | 0.59797
5896 | 2004-09-02 | 16:00 | 0.099336 | 0.10332 | 0.063115 | 0.16347 | 0.54868 | 0.015961 | 0.044354 |  | 0.25515 | 0.29814 | 0.57895 | 0.63506 | 0.61001
5897 | 2004-09-02 | 17:00 | 0.092824 | 0.058429 | 0.071648 | 0.1868 | 0.62439 | 0.022196 | 0.041896 |  | 0.25838 | 0.37442 | 0.57427 | 0.64707 | 0.61202
5898 | 2004-09-02 | 18:00 | 0.10161 | 0.081903 | 0.069412 | 0.19321 | 0.67807 | 0.016832 | 0.041018 |  | 0.22957 | 0.48085 | 0.5387 | 0.57163 | 0.5872
5899 | 2004-09-02 | 19:00 | 0.13008 | 0.25031 | 0.069194 | 0.15876 | 0.72691 | 0.013063 | 0.047055 |  | 0.22796 | 0.50267 | 0.52136 | 0.46407 | 0.55625
5900 | 2004-09-02 | 20:00 | 0.16982 | 0.45529 | 0.090655 | 0.15649 | 0.75001 | 0.017963 | 0.040012 |  | 0.28675 | 0.45858 | 0.54344 | 0.33645 | 0.57086
5901 | 2004-09-02 | 21:00 | 0.22326 | 0.46777 | 0.12242 | 0.16624 | 0.72794 | 0.023266 | 0.032709 |  | 0.36112 | 0.41751 | 0.5892 | 0.31459 | 0.56808
5902 | 2004-09-02 | 22:00 | 0.27979 | 0.43954 | 0.16043 | 0.20569 | 0.71119 | 0.031736 | 0.057616 |  | 0.38976 | 0.39905 | 0.60689 | 0.29841 | 0.56865
5903 | 2004-09-02 | 23:00 | 0.32703 | 0.68415 | 0.24005 | 0.23327 | 0.70702 | 0.059467 | 0.12037 |  | 0.4319 | 0.41836 | 0.6136 | 0.41338 | 0.57823
5904 | 2004-09-03 | 00:00 | 0.34633 | 0.85415 | 0.2115 | 0.27747 | 0.69747 | 0.07229 | 0.15151 |  | 0.45497 | 0.49053 | 0.6564 | 0.45942 | 0.60187
5905 | 2004-09-03 | 01:00 | 0.34305 | 0.85063 | 0.23165 | 0.34829 | 0.7164 | 0.092241 | 0.1752 |  | 0.47912 | 0.5873 | 0.63214 | 0.4141 | 0.68302
5906 | 2004-09-03 | 02:00 | 0.34421 | 0.62466 | 0.23559 | 0.40119 | 0.73482 | 0.11857 | 0.15408 |  | 0.42769 | 0.63654 | 0.62763 | 0.40301 | 0.80312
5907 | 2004-09-03 | 03:00 | 0.38856 | 0.39954 | 0.23384 | 0.39776 | 0.74261 | 0.18451 | 0.1259 |  | 0.41374 | 0.68829 | 0.59559 | 0.4958 | 0.79159
5908 | 2004-09-03 | 04:00 | 0.47641 | 0.32778 | 0.23465 | 0.41443 | 0.73436 | 0.28396 | 0.13238 |  | 0.43932 | 0.71663 | 0.614 | 0.56541 | 0.79418
5909 | 2004-09-03 | 05:00 | 0.52482 | 0.30268 | 0.22189 | 0.46826 | 0.72038 | 0.36724 | 0.16915 |  | 0.39357 | 0.7234 | 0.56165 | 0.57111 | 0.85716
5910 | 2004-09-03 | 06:00 | 0.4974 | 0.25358 | 0.21608 | 0.50157 | 0.70767 | 0.52178 | 0.22128 |  | 0.32326 | 0.74629 | 0.58261 | 0.55885 | 0.85191
5911 | 2004-09-03 | 07:00 | 0.43615 | 0.202 | 0.2219 | 0.47641 | 0.68225 | 0.6276 | 0.2678 |  | 0.27128 | 0.75388 | 0.61972 | 0.54636 | 0.82631
5912 | 2004-09-03 | 08:00 | 0.40311 | 0.17137 | 0.21034 | 0.42529 | 0.65034 | 0.68572 | 0.32638 |  | 0.29333 | 0.73806 | 0.56974 | 0.54158 | 0.80308
5913 | 2004-09-03 | 09:00 | 0.39056 | 0.24688 | 0.1999 | 0.39119 | 0.61011 | 0.69493 | 0.33682 |  | 0.32436 | 0.70373 | 0.47558 | 0.54063 | 0.77285
5914 | 2004-09-03 | 10:00 | 0.31763 | 0.10081 | 0.18291 | 0.32869 | 0.59336 | 0.66479 | 0.34244 |  | 0.31717 | 0.64798 | 0.40237 | 0.53469 | 0.74653
5915 | 2004-09-03 | 11:00 | 0.26365 | 0.060254 | 0.17546 | 0.19783 | 0.58207 | 0.60345 | 0.33847 |  | 0.27186 | 0.57607 | 0.34643 | 0.55636 | 0.71534
5916 | 2004-09-03 | 12:00 | 0.15347 | 0.08547 | 0.11908 | 0.11577 | 0.55358 | 0.44763 | 0.26742 |  | 0.18645 | 0.52769 | 0.32078 | 0.56234 | 0.66057
5917 | 2004-09-03 | 13:00 | 0.086566 | 0.18819 | 0.073028 | 0.078209 | 0.50542 | 0.28221 | 0.21233 |  | 0.14683 | 0.53491 | 0.2927 | 0.55887 | 0.66275
5918 | 2004-09-03 | 14:00 | 0.067817 | 0.19452 | 0.060507 | 0.071223 | 0.42926 | 0.21854 | 0.22692 |  | 0.095797 | 0.5225 | 0.27083 | 0.53928 | 0.65818
5919 | 2004-09-03 | 15:00 | 0.072066 | 0.2681 | 0.065741 | 0.059131 | 0.37353 | 0.21618 | 0.29709 |  | 0.064696 | 0.49941 | 0.27011 | 0.49296 | 0.6
5920 | 2004-09-03 | 16:00 | 0.090005 | 0.25502 | 0.068567 | 0.059872 | 0.36035 | 0.21625 | 0.36165 |  | 0.066404 | 0.52309 | 0.2662 | 0.39971 | 0.59308
5921 | 2004-09-03 | 17:00 | 0.10789 | 0.27761 | 0.06506 | 0.064492 | 0.37766 | 0.22374 | 0.36904 |  | 0.077258 | 0.60468 | 0.24589 | 0.38903 | 0.61756
5922 | 2004-09-03 | 18:00 | 0.12029 | 0.27305 | 0.060573 | 0.063594 | 0.43525 | 0.23905 | 0.40619 |  | 0.093178 | 0.65436 | 0.2431 | 0.37503 | 0.53939
5923 | 2004-09-03 | 19:00 | 0.13393 | 0.37972 | 0.06366 | 0.067483 | 0.5001 | 0.25366 | 0.44359 |  | 0.10793 | 0.64096 | 0.26769 | 0.32538 | 0.41217
5924 | 2004-09-03 | 20:00 | 0.12894 | 0.32751 | 0.074528 | 0.078562 | 0.52143 | 0.25426 | 0.47772 |  | 0.094561 | 0.62181 | 0.28761 | 0.28655 | 0.28931
5925 | 2004-09-03 | 21:00 | 0.13179 | 0.38942 | 0.096408 | 0.10034 | 0.51429 | 0.23749 | 0.51336 |  | 0.099785 | 0.61036 | 0.29303 | 0.28485 | 0.19807
5926 | 2004-09-03 | 22:00 | 0.1468 | 0.37621 | 0.15821 | 0.090289 | 0.54802 | 0.23401 | 0.56957 |  | 0.1296 | 0.59754 | 0.29452 | 0.31249 | 0.16692
5927 | 2004-09-03 | 23:00 | 0.14621 | 0.37135 | 0.23917 | 0.10164 | 0.61708 | 0.26286 | 0.62441 |  | 0.18283 | 0.59512 | 0.28786 | 0.35842 | 0.15706
5928 | 2004-09-04 | 00:00 | 0.11781 | 0.33821 | 0.22593 | 0.10893 | 0.66907 | 0.31748 | 0.67687 |  | 0.16462 | 0.61985 | 0.28697 | 0.39766 | 0.13792
5929 | 2004-09-04 | 01:00 | 0.13263 | 0.21883 | 0.21689 | 0.17111 | 0.71236 | 0.36245 | 0.62899 |  | 0.14769 | 0.64851 | 0.29551 | 0.43175 | 0.13845
5930 | 2004-09-04 | 02:00 | 0.14189 | 0.18859 | 0.22803 | 0.22183 | 0.76179 | 0.39613 | 0.55138 |  | 0.18249 | 0.67456 | 0.28809 | 0.45752 | 0.13821
5931 | 2004-09-04 | 03:00 | 0.16912 | 0.20088 | 0.21558 | 0.22903 | 0.79573 | 0.43405 | 0.48487 |  | 0.12696 | 0.69439 | 0.30424 | 0.48673 | 0.16509
5932 | 2004-09-04 | 04:00 | 0.20597 | 0.1053 | 0.1922 | 0.26193 | 0.79326 | 0.45695 | 0.4575 |  | 0.12035 | 0.72348 | 0.29485 | 0.49978 | 0.21689
5933 | 2004-09-04 | 05:00 | 0.18726 | 0.093961 | 0.18757 | 0.26321 | 0.76211 | 0.47762 | 0.41608 |  | 0.091719 | 0.72535 | 0.29017 | 0.49297 | 0.21394
5934 | 2004-09-04 | 06:00 | 0.18592 | 0.083091 | 0.21498 | 0.21784 | 0.72769 | 0.5123 | 0.36792 |  | 0.11792 | 0.72161 | 0.28241 | 0.48043 | 0.18765
5935 | 2004-09-04 | 07:00 | 0.16399 | 0.091296 | 0.22366 | 0.20139 | 0.68802 | 0.4841 | 0.3524 |  | 0.12413 | 0.71987 | 0.28285 | 0.48589 | 0.20606
5936 | 2004-09-04 | 08:00 | 0.099755 | 0.1097 | 0.20447 | 0.19012 | 0.63936 | 0.38586 | 0.32889 |  | 0.16129 | 0.69629 | 0.2882 | 0.49765 | 0.22261
5937 | 2004-09-04 | 09:00 | 0.047612 | 0.086547 | 0.15833 | 0.14524 | 0.56537 | 0.29681 | 0.30472 |  | 0.16012 | 0.65012 | 0.28529 | 0.48528 | 0.25814
5938 | 2004-09-04 | 10:00 | 0.024161 | 0.091284 | 0.10209 | 0.10801 | 0.52914 | 0.21827 | 0.25899 |  | 0.15285 | 0.59232 | 0.28026 | 0.46936 | 0.28237
5939 | 2004-09-04 | 11:00 | 0.017077 | 0.095263 | 0.077941 | 0.080529 | 0.50853 | 0.1578 | 0.1653 |  | 0.12841 | 0.51095 | 0.28555 | 0.4456 | 0.33087
5940 | 2004-09-04 | 12:00 | 0.012331 | 0.057082 | 0.034797 | 0.069018 | 0.46428 | 0.083808 | 0.15887 |  | 0.089867 | 0.43692 | 0.28171 | 0.42566 | 0.36661
5941 | 2004-09-04 | 13:00 | 0.00948 | 0.08987 | 0.019397 | 0.046537 | 0.38637 | 0.042216 | 0.13007 |  | 0.065868 | 0.39695 | 0.27597 | 0.42036 | 0.35579
5942 | 2004-09-04 | 14:00 | 0.009018 | 0.08175 | 0.017271 | 0.034106 | 0.34714 | 0.03498 | 0.10912 |  | 0.043878 | 0.37095 | 0.26775 | 0.41567 | 0.35672
5943 | 2004-09-04 | 15:00 | 0.012382 | 0.072036 | 0.016908 | 0.030497 | 0.3333 | 0.028758 | 0.11104 |  | 0.03935 | 0.3473 | 0.26828 | 0.39875 | 0.35802
5944 | 2004-09-04 | 16:00 | 0.010833 | 0.073208 | 0.017566 | 0.032247 | 0.33479 | 0.032676 | 0.11932 |  | 0.036435 | 0.37048 | 0.2621 | 0.35818 | 0.35088
5945 | 2004-09-04 | 17:00 | 0.010735 | 0.1881 | 0.015563 | 0.044699 | 0.3852 | 0.037909 | 0.10922 |  | 0.039049 | 0.44024 | 0.23929 | 0.37678 | 0.33037
5946 | 2004-09-04 | 18:00 | 0.010948 | 0.30773 | 0.018135 | 0.071518 | 0.44185 | 0.037612 | 0.089054 |  | 0.047527 | 0.50168 | 0.25298 | 0.40589 | 0.27888
5947 | 2004-09-04 | 19:00 | 0.02026 | 0.34393 | 0.02592 | 0.089912 | 0.46295 | 0.045048 | 0.075956 |  | 0.060309 | 0.52216 | 0.2589 | 0.4176 | 0.27188
5948 | 2004-09-04 | 20:00 | 0.037141 | 0.32795 | 0.038436 | 0.11002 | 0.48442 | 0.057628 | 0.068461 |  | 0.087331 | 0.52525 | 0.26502 | 0.43594 | 0.28013
5949 | 2004-09-04 | 21:00 | 0.035699 | 0.25553 | 0.039732 | 0.13382 | 0.50274 | 0.076091 | 0.073679 |  | 0.088132 | 0.52249 | 0.27305 | 0.45371 | 0.25465
5950 | 2004-09-04 | 22:00 | 0.041209 | 0.26126 | 0.039991 | 0.13201 | 0.52364 | 0.11327 | 0.10629 |  | 0.10691 | 0.51994 | 0.28613 | 0.4482 | 0.22237
5951 | 2004-09-04 | 23:00 | 0.063609 | 0.27576 | 0.046376 | 0.14957 | 0.55269 | 0.19021 | 0.21122 |  | 0.16045 | 0.52525 | 0.29107 | 0.40903 | 0.19907
5952 | 2004-09-05 | 00:00 | 0.079931 | 0.25738 | 0.064818 | 0.18772 | 0.56095 | 0.13953 | 0.21794 |  | 0.13874 | 0.57112 | 0.28468 | 0.3803 | 0.17467
5953 | 2004-09-05 | 01:00 | 0.088501 | 0.22141 | 0.077413 | 0.18507 | 0.57707 | 0.16697 | 0.2121 |  | 0.12211 | 0.61791 | 0.27397 | 0.37254 | 0.15099
5954 | 2004-09-05 | 02:00 | 0.095729 | 0.25625 | 0.071391 | 0.24725 | 0.58833 | 0.20319 | 0.21832 |  | 0.13581 | 0.63326 | 0.2605 | 0.37696 | 0.13953
5955 | 2004-09-05 | 03:00 | 0.10694 | 0.29201 | 0.08101 | 0.32121 | 0.58919 | 0.22768 | 0.19296 |  | 0.13514 | 0.64746 | 0.24816 | 0.37572 | 0.14505
5956 | 2004-09-05 | 04:00 | 0.11289 | 0.37671 | 0.078134 | 0.39376 | 0.5831 | 0.27905 | 0.19483 |  | 0.14205 | 0.66715 | 0.2423 | 0.3884 | 0.13154
5957 | 2004-09-05 | 05:00 | 0.1245 | 0.41878 | 0.083461 | 0.46398 | 0.57238 | 0.28857 | 0.1866 |  | 0.14363 | 0.67042 | 0.2722 | 0.39448 | 0.13152
5958 | 2004-09-05 | 06:00 | 0.11097 | 0.44546 | 0.11736 | 0.49812 | 0.55296 | 0.31268 | 0.17707 |  | 0.18288 | 0.65185 | 0.29822 | 0.40829 | 0.13628
5959 | 2004-09-05 | 07:00 | 0.10323 | 0.23557 | 0.15323 | 0.43934 | 0.52241 | 0.3935 | 0.21025 |  | 0.23748 | 0.61474 | 0.33829 | 0.4536 | 0.1166
5960 | 2004-09-05 | 08:00 | 0.13201 | 0.19962 | 0.19333 | 0.39325 | 0.50368 | 0.4588 | 0.24296 |  | 0.264 | 0.55378 | 0.35778 | 0.46177 | 0.08702
5961 | 2004-09-05 | 09:00 | 0.21863 | 0.13603 | 0.26248 | 0.39142 | 0.47421 | 0.50283 | 0.24721 |  | 0.29929 | 0.4893 | 0.36477 | 0.45051 | 0.065425
5962 | 2004-09-05 | 10:00 | 0.32068 | 0.055336 | 0.30793 | 0.40547 | 0.47575 | 0.5334 | 0.2484 |  | 0.31361 | 0.42289 | 0.37067 | 0.43796 | 0.071958
5963 | 2004-09-05 | 11:00 | 0.32988 | 0.12551 | 0.28318 | 0.44846 | 0.4835 | 0.50533 | 0.19693 |  | 0.28165 | 0.38913 | 0.35946 | 0.40033 | 0.083894
5964 | 2004-09-05 | 12:00 | 0.19307 | 0.11243 | 0.21876 | 0.44563 | 0.49019 | 0.35859 | 0.14447 |  | 0.26227 | 0.35261 | 0.34981 | 0.38536 | 0.092377
5965 | 2004-09-05 | 13:00 | 0.11933 | 0.16672 | 0.20358 | 0.32443 | 0.53249 | 0.23201 | 0.11374 |  | 0.23583 | 0.37898 | 0.33964 | 0.41618 | 0.091817
5966 | 2004-09-05 | 14:00 | 0.10703 | 0.19032 | 0.22297 | 0.23462 | 0.54418 | 0.16906 | 0.096207 |  | 0.22673 | 0.39351 | 0.32816 | 0.45613 | 0.089414
5967 | 2004-09-05 | 15:00 | 0.1196 | 0.21584 | 0.23892 | 0.21051 | 0.52858 | 0.14916 | 0.076879 |  | 0.20207 | 0.38827 | 0.33638 | 0.48929 | 0.10844
5968 | 2004-09-05 | 16:00 | 0.1283 | 0.10773 | 0.23284 | 0.28912 | 0.50501 | 0.13679 | 0.063901 |  | 0.16945 | 0.42966 | 0.33606 | 0.47301 | 0.12984
5969 | 2004-09-05 | 17:00 | 0.14473 | 0.071694 | 0.2459 | 0.42985 | 0.5385 | 0.15044 | 0.062031 |  | 0.18525 | 0.44199 | 0.31145 | 0.50588 | 0.12133
5970 | 2004-09-05 | 18:00 | 0.16609 | 0.075092 | 0.29973 | 0.551 | 0.56701 | 0.16624 | 0.058876 |  | 0.21919 | 0.43448 | 0.32726 | 0.50706 | 0.1
5971 | 2004-09-05 | 19:00 | 0.20156 | 0.12611 | 0.37729 | 0.59764 | 0.60372 | 0.19757 | 0.060929 |  | 0.24581 | 0.45683 | 0.33375 | 0.47081 | 0.10291
5972 | 2004-09-05 | 20:00 | 0.28528 | 0.1182 | 0.49015 | 0.60645 | 0.64783 | 0.25053 | 0.077414 |  | 0.29979 | 0.43335 | 0.34539 | 0.42405 | 0.10661
5973 | 2004-09-05 | 21:00 | 0.39873 | 0.094976 | 0.59708 | 0.6954 | 0.71756 | 0.32667 | 0.11056 |  | 0.38228 | 0.43829 | 0.34464 | 0.38488 | 0.098143
5974 | 2004-09-05 | 22:00 | 0.44004 | 0.079747 | 0.66908 | 0.77713 | 0.76379 | 0.37875 | 0.17174 |  | 0.48071 | 0.47033 | 0.34996 | 0.40038 | 0.080906
5975 | 2004-09-05 | 23:00 | 0.44621 | 0.11872 | 0.66982 | 0.78368 | 0.76704 | 0.49875 | 0.29794 |  | 0.55173 | 0.45583 | 0.35922 | 0.36672 | 0.073705
5976 | 2004-09-06 | 00:00 | 0.47105 | 0.10784 | 0.59437 | 0.71918 | 0.71861 | 0.64075 | 0.33039 |  | 0.53285 | 0.45745 | 0.34094 | 0.32457 | 0.059895
5977 | 2004-09-06 | 01:00 | 0.54904 | 0.089052 | 0.54978 | 0.70242 | 0.71569 | 0.70245 | 0.35129 |  | 0.56233 | 0.45911 | 0.3607 | 0.4119 | 0.05685
5978 | 2004-09-06 | 02:00 | 0.65426 | 0.1671 | 0.5632 | 0.71586 | 0.71876 | 0.72976 | 0.38525 |  | 0.58817 | 0.50381 | 0.4762 | 0.41371 | 0.074726
5979 | 2004-09-06 | 03:00 | 0.72155 | 0.29441 | 0.53249 | 0.75053 | 0.72617 | 0.70992 | 0.35112 |  | 0.56112 | 0.51544 | 0.51602 | 0.36411 | 0.075317
5980 | 2004-09-06 | 04:00 | 0.73511 | 0.30133 | 0.50762 | 0.80944 | 0.73936 | 0.70764 | 0.34056 |  | 0.51864 | 0.49848 | 0.43474 | 0.34037 | 0.037998
5981 | 2004-09-06 | 05:00 | 0.71294 | 0.37248 | 0.47114 | 0.83596 | 0.75552 | 0.71809 | 0.33549 |  | 0.47837 | 0.49073 | 0.38306 | 0.308 | 0.047856
5982 | 2004-09-06 | 06:00 | 0.63697 | 0.27901 | 0.40303 | 0.82849 | 0.75938 | 0.69478 | 0.30295 |  | 0.41778 | 0.46414 | 0.35131 | 0.32357 | 0.050565
5983 | 2004-09-06 | 07:00 | 0.61396 | 0.17542 | 0.37255 | 0.77208 | 0.76558 | 0.63919 | 0.25534 |  | 0.39263 | 0.40481 | 0.33207 | 0.35711 | 0.03431
5984 | 2004-09-06 | 08:00 | 0.65306 | 0.29543 | 0.42668 | 0.71721 | 0.75171 | 0.60097 | 0.25424 |  | 0.41762 | 0.36687 | 0.3233 | 0.42081 | 0.020102
5985 | 2004-09-06 | 09:00 | 0.64533 | 0.27294 | 0.43935 | 0.70655 | 0.74649 | 0.60033 | 0.23855 |  | 0.45459 | 0.34174 | 0.2998 | 0.44001 | 0.021997
5986 | 2004-09-06 | 10:00 | 0.59625 | 0.33877 | 0.36745 | 0.6842 | 0.73368 | 0.63417 | 0.22436 |  | 0.45405 | 0.31954 | 0.28116 | 0.41717 | 0.025545
5987 | 2004-09-06 | 11:00 | 0.56669 | 0.38669 | 0.29739 | 0.60908 | 0.6993 | 0.60533 | 0.20602 |  | 0.41192 | 0.32711 | 0.25182 | 0.35042 | 0.030924
5988 | 2004-09-06 | 12:00 | 0.52834 | 0.29942 | 0.14453 | 0.55835 | 0.6383 | 0.495 | 0.14202 |  | 0.3373 | 0.33595 | 0.21298 | 0.31082 | 0.032189
5989 | 2004-09-06 | 13:00 | 0.47506 | 0.34814 | 0.1293 | 0.58901 | 0.63157 | 0.36054 | 0.093304 |  | 0.28293 | 0.34362 | 0.18527 | 0.31545 | 0.035215
5990 | 2004-09-06 | 14:00 | 0.48636 | 0.39167 | 0.14669 | 0.57154 | 0.62438 | 0.29955 | 0.050701 |  | 0.23282 | 0.32341 | 0.16598 | 0.30198 | 0.046568
5991 | 2004-09-06 | 15:00 | 0.54715 | 0.4831 | 0.11925 | 0.5278 | 0.5627 | 0.27486 | 0.04351 |  | 0.177 | 0.28046 | 0.13902 | 0.26834 | 0.057656
5992 | 2004-09-06 | 16:00 | 0.59807 | 0.4731 | 0.097315 | 0.55715 | 0.53043 | 0.2395 | 0.048269 |  | 0.18676 | 0.2649 | 0.12023 | 0.23891 | 0.072529
5993 | 2004-09-06 | 17:00 | 0.61048 | 0.45277 | 0.098472 | 0.6428 | 0.56186 | 0.22062 | 0.055448 |  | 0.18518 | 0.27165 | 0.097237 | 0.25342 | 0.086363
5994 | 2004-09-06 | 18:00 | 0.6149 | 0.38363 | 0.12809 | 0.65052 | 0.64002 | 0.2453 | 0.07035 |  | 0.19738 | 0.28431 | 0.08563 | 0.24272 | 0.09307
5995 | 2004-09-06 | 19:00 | 0.6141 | 0.34918 | 0.20602 | 0.61952 | 0.67423 | 0.29414 | 0.088843 |  | 0.17056 | 0.30124 | 0.07479 | 0.2182 | 0.080932
5996 | 2004-09-06 | 20:00 | 0.60263 | 0.31597 | 0.30718 | 0.56664 | 0.67766 | 0.34828 | 0.12334 |  | 0.18767 | 0.3256 | 0.064655 | 0.182 | 0.09732
5997 | 2004-09-06 | 21:00 | 0.54706 | 0.17796 | 0.37981 | 0.49488 | 0.67214 | 0.4264 | 0.17852 |  | 0.2931 | 0.32505 | 0.060829 | 0.15151 | 0.095841
5998 | 2004-09-06 | 22:00 | 0.51172 | 0.078419 | 0.4505 | 0.42254 | 0.62474 | 0.51763 | 0.26509 |  | 0.36283 | 0.34249 | 0.057048 | 0.12857 | 0.078906
5999 | 2004-09-06 | 23:00 | 0.47333 | 0.1177 | 0.49322 | 0.39615 | 0.55534 | 0.60924 | 0.39175 |  | 0.45585 | 0.36876 | 0.053362 | 0.10852 | 0.069045
6000 | 2004-09-07 | 00:00 | 0.38502 | 0.11209 | 0.41377 | 0.41188 | 0.51084 | 0.68305 | 0.42442 |  | 0.40939 | 0.3899 | 0.050147 | 0.096729 | 0.071715
6001 | 2004-09-07 | 01:00 | 0.31758 | 0.17344 | 0.35762 | 0.38652 | 0.50271 | 0.7638 | 0.4275 |  | 0.3934 | 0.43093 | 0.047139 | 0.089064 | 0.067401
6002 | 2004-09-07 | 02:00 | 0.29208 | 0.21483 | 0.31253 | 0.48338 | 0.49645 | 0.79009 | 0.46109 |  | 0.38498 | 0.48647 | 0.047992 | 0.091382 | 0.059755
6003 | 2004-09-07 | 03:00 | 0.28544 | 0.2529 | 0.25201 | 0.52543 | 0.46314 | 0.78442 | 0.43592 |  | 0.35229 | 0.52325 | 0.049807 | 0.10008 | 0.052292
6004 | 2004-09-07 | 04:00 | 0.2859 | 0.19902 | 0.25581 | 0.5367 | 0.43837 | 0.77964 | 0.43881 |  | 0.35906 | 0.54344 | 0.051522 | 0.12468 | 0.054703
6005 | 2004-09-07 | 05:00 | 0.30057 | 0.316 | 0.26871 | 0.57269 | 0.41104 | 0.77691 | 0.41856 |  | 0.36762 | 0.51449 | 0.050528 | 0.13455 | 0.067764
6006 | 2004-09-07 | 06:00 | 0.30595 | 0.37464 | 0.28761 | 0.61945 | 0.38235 | 0.76982 | 0.39493 |  | 0.3533 | 0.49502 | 0.046603 | 0.13971 | 0.069818
6007 | 2004-09-07 | 07:00 | 0.25262 | 0.29561 | 0.27623 | 0.6148 | 0.34994 | 0.74574 | 0.40124 |  | 0.35122 | 0.50552 | 0.046396 | 0.14257 | 0.067549
6008 | 2004-09-07 | 08:00 | 0.23042 | 0.29999 | 0.27117 | 0.53202 | 0.3279 | 0.71543 | 0.42352 |  | 0.34581 | 0.52197 | 0.052199 | 0.14862 | 0.054224
6009 | 2004-09-07 | 09:00 | 0.25217 | 0.34922 | 0.26306 | 0.51026 | 0.32586 | 0.68098 | 0.4286 |  | 0.363 | 0.52948 | 0.059992 | 0.14958 | 0.046624
6010 | 2004-09-07 | 10:00 | 0.25039 | 0.29356 | 0.24443 | 0.57692 | 0.33769 | 0.62234 | 0.41791 |  | 0.36513 | 0.49725 | 0.067879 | 0.1445 | 0.051201
6011 | 2004-09-07 | 11:00 | 0.2498 | 0.22618 | 0.20399 | 0.56779 | 0.32953 | 0.52844 | 0.35457 |  | 0.31978 | 0.44061 | 0.071318 | 0.13603 | 0.067547
6012 | 2004-09-07 | 12:00 | 0.27192 | 0.20716 | 0.10927 | 0.51161 | 0.30607 | 0.43765 | 0.2378 |  | 0.29255 | 0.37223 | 0.072063 | 0.13017 | 0.082858
6013 | 2004-09-07 | 13:00 | 0.24554 | 0.19606 | 0.093466 | 0.40101 | 0.24064 | 0.36768 | 0.17905 |  | 0.30117 | 0.30406 | 0.077937 | 0.12651 | 0.093034
6014 | 2004-09-07 | 14:00 | 0.16964 | 0.18491 | 0.071271 | 0.22234 | 0.19977 | 0.36102 | 0.16106 |  | 0.30136 | 0.2719 | 0.085267 | 0.12867 | 0.11293
6015 | 2004-09-07 | 15:00 | 0.12473 | 0.19661 | 0.056254 | 0.13837 | 0.17952 | 0.35049 | 0.1606 |  | 0.2732 | 0.24547 | 0.091223 | 0.12731 | 0.1344
6016 | 2004-09-07 | 16:00 | 0.1562 | 0.10395 | 0.057054 | 0.12772 | 0.17939 | 0.32785 | 0.16122 |  | 0.32223 | 0.25928 | 0.098186 | 0.11477 | 0.16351
6017 | 2004-09-07 | 17:00 | 0.18002 | 0.073165 | 0.050541 | 0.15637 | 0.19426 | 0.28503 | 0.16341 |  | 0.30545 | 0.29663 | 0.090664 | 0.13849 | 0.16973
6018 | 2004-09-07 | 18:00 | 0.19836 | 0.12086 | 0.069159 | 0.16163 | 0.20975 | 0.20898 | 0.19142 |  | 0.28372 | 0.33827 | 0.076115 | 0.15783 | 0.15819
6019 | 2004-09-07 | 19:00 | 0.25522 | 0.13443 | 0.097879 | 0.1886 | 0.22073 | 0.18518 | 0.23953 |  | 0.33899 | 0.36283 | 0.073812 | 0.16438 | 0.13533
6020 | 2004-09-07 | 20:00 | 0.32541 | 0.25311 | 0.13354 | 0.25519 | 0.22721 | 0.23596 | 0.27611 |  | 0.41908 | 0.37372 | 0.077347 | 0.16409 | 0.13217
6021 | 2004-09-07 | 21:00 | 0.4285 | 0.33313 | 0.25233 | 0.30865 | 0.22456 | 0.29321 | 0.32616 |  | 0.40103 | 0.39175 | 0.083651 | 0.16178 | 0.13792
6022 | 2004-09-07 | 22:00 | 0.51546 | 0.39128 | 0.32596 | 0.38751 | 0.22865 | 0.19425 | 0.39706 |  | 0.41118 | 0.40447 | 0.099059 | 0.15468 | 0.12898
6023 | 2004-09-07 | 23:00 | 0.59739 | 0.35014 | 0.33536 | 0.4183 | 0.25985 | 0.15609 | 0.47264 |  | 0.4416 | 0.43177 | 0.11088 | 0.15819 | 0.12719
6024 | 2004-09-08 | 00:00 | 0.60112 | 0.35781 | 0.26223 | 0.45775 | 0.31669 | 0.1233 | 0.44054 |  | 0.4172 | 0.47027 | 0.11069 | 0.17254 | 0.11541
6025 | 2004-09-08 | 01:00 | 0.63389 | 0.39521 | 0.23122 | 0.4545 | 0.33632 | 0.1283 | 0.44449 |  | 0.38355 | 0.47298 | 0.10549 | 0.20031 | 0.1037
6026 | 2004-09-08 | 02:00 | 0.63732 | 0.36419 | 0.23397 | 0.49136 | 0.39187 | 0.11703 | 0.45415 |  | 0.38896 | 0.53518 | 0.09081 | 0.23769 | 0.093498
6027 | 2004-09-08 | 03:00 | 0.60565 | 0.33469 | 0.1819 | 0.51398 | 0.46188 | 0.10963 | 0.40387 |  | 0.36857 | 0.62376 | 0.087469 | 0.29716 | 0.092789
6028 | 2004-09-08 | 04:00 | 0.5935 | 0.1714 | 0.19001 | 0.46773 | 0.50335 | 0.11384 | 0.29151 |  | 0.37002 | 0.67151 | 0.099157 | 0.33032 | 0.10022
6029 | 2004-09-08 | 05:00 | 0.57559 | 0.11577 | 0.17561 | 0.43964 | 0.51989 | 0.15482 | 0.21141 |  | 0.34149 | 0.67708 | 0.11093 | 0.33042 | 0.13206
6030 | 2004-09-08 | 06:00 | 0.57155 | 0.27706 | 0.15997 | 0.47345 | 0.51304 | 0.17504 | 0.16693 |  | 0.30688 | 0.67666 | 0.11136 | 0.319 | 0.15072
6031 | 2004-09-08 | 07:00 | 0.5841 | 0.37988 | 0.20921 | 0.52166 | 0.52078 | 0.15509 | 0.11204 |  | 0.31619 | 0.68958 | 0.12141 | 0.30612 | 0.1388
6032 | 2004-09-08 | 08:00 | 0.62294 | 0.34535 | 0.27746 | 0.55941 | 0.50918 | 0.17965 | 0.085408 |  | 0.38862 | 0.69858 | 0.14277 | 0.30442 | 0.11143
6033 | 2004-09-08 | 09:00 | 0.65143 | 0.37247 | 0.34489 | 0.58579 | 0.4946 | 0.16933 | 0.090024 |  | 0.46341 | 0.67647 | 0.15588 | 0.31007 | 0.086876
6034 | 2004-09-08 | 10:00 | 0.64682 | 0.18678 | 0.33761 | 0.60178 | 0.50441 | 0.15941 | 0.10987 |  | 0.4938 | 0.58082 | 0.17217 | 0.30127 | 0.074061
6035 | 2004-09-08 | 11:00 | 0.60687 | 0.14288 | 0.25772 | 0.57604 | 0.44917 | 0.18259 | 0.11588 |  | 0.44078 | 0.47514 | 0.18165 | 0.292 | 0.077246
6036 | 2004-09-08 | 12:00 | 0.56238 | 0.087761 | 0.16541 | 0.53767 | 0.40457 | 0.18405 | 0.086316 |  | 0.37675 | 0.41306 | 0.19401 | 0.28987 | 0.07106
6037 | 2004-09-08 | 13:00 | 0.54138 | 0.13417 | 0.1842 | 0.43881 | 0.33314 | 0.20174 | 0.0681 |  | 0.37708 | 0.36047 | 0.20063 | 0.29305 | 0.059627
6038 | 2004-09-08 | 14:00 | 0.54121 | 0.13869 | 0.16685 | 0.31298 | 0.28872 | 0.17919 | 0.063037 |  | 0.35069 | 0.32137 | 0.20877 | 0.27957 | 0.070577
6039 | 2004-09-08 | 15:00 | 0.61482 | 0.13974 | 0.17733 | 0.26327 | 0.27411 | 0.17291 | 0.087797 |  | 0.37911 | 0.26574 | 0.2186 | 0.25378 | 0.092728
6040 | 2004-09-08 | 16:00 | 0.65343 | 0.10523 | 0.19545 | 0.27803 | 0.28139 | 0.19105 | 0.11829 |  | 0.47181 | 0.27854 | 0.23217 | 0.19276 | 0.11407
6041 | 2004-09-08 | 17:00 | 0.69041 | 0.088111 | 0.269 | 0.30962 | 0.30477 | 0.23306 | 0.10428 |  | 0.50511 | 0.28559 | 0.24268 | 0.17979 | 0.119
6042 | 2004-09-08 | 18:00 | 0.74473 | 0.030693 | 0.39853 | 0.35109 | 0.32089 | 0.33095 | 0.097939 |  | 0.52821 | 0.28052 | 0.2183 | 0.16211 | 0.097631
6043 | 2004-09-08 | 19:00 | 0.76373 | 0.055346 | 0.52091 | 0.38349 | 0.34673 | 0.39578 | 0.12199 |  | 0.57521 | 0.28368 | 0.1917 | 0.12812 | 0.095475
6044 | 2004-09-08 | 20:00 | 0.76421 | 0.19853 | 0.5857 | 0.38626 | 0.3638 | 0.47862 | 0.15346 |  | 0.61911 | 0.30226 | 0.17712 | 0.10151 | 0.11287
6045 | 2004-09-08 | 21:00 | 0.77602 | 0.29595 | 0.63577 | 0.3686 | 0.34928 | 0.53614 | 0.2078 |  | 0.64106 | 0.32037 | 0.17669 | 0.086504 | 0.1249
6046 | 2004-09-08 | 22:00 | 0.7753 | 0.33339 | 0.62193 | 0.36633 | 0.33625 | 0.62222 | 0.31594 |  | 0.65262 | 0.31546 | 0.18362 | 0.082681 | 0.11462
6047 | 2004-09-08 | 23:00 | 0.77564 | 0.34737 | 0.63214 | 0.34725 | 0.35824 | 0.68654 | 0.43926 |  | 0.62509 | 0.30915 | 0.19037 | 0.094002 | 0.12861
6048 | 2004-09-09 | 00:00 | 0.7847 | 0.3092 | 0.61126 | 0.36542 | 0.39188 | 0.59088 | 0.39762 |  | 0.64619 | 0.32822 | 0.1869 | 0.085528 | 0.13417
6049 | 2004-09-09 | 01:00 | 0.78772 | 0.27747 | 0.53956 | 0.4409 | 0.45977 | 0.57858 | 0.37277 |  | 0.61565 | 0.35754 | 0.12015 | 0.11059 | 0.11806
6050 | 2004-09-09 | 02:00 | 0.73415 | 0.31291 | 0.41693 | 0.55189 | 0.5141 | 0.51914 | 0.39185 |  | 0.51569 | 0.40595 | 0.093074 | 0.168 | 0.09639
6051 | 2004-09-09 | 03:00 | 0.64138 | 0.34505 | 0.31145 | 0.56377 | 0.58024 | 0.50933 | 0.42419 |  | 0.52743 | 0.47527 | 0.095646 | 0.26604 | 0.24755
6052 | 2004-09-09 | 04:00 | 0.59767 | 0.27901 | 0.40723 | 0.4712 | 0.63183 | 0.56313 | 0.49314 |  | 0.54093 | 0.56137 | 0.097745 | 0.34151 | 0.2901
6053 | 2004-09-09 | 05:00 | 0.58369 | 0.21281 | 0.44477 | 0.40032 | 0.65759 | 0.60098 | 0.55926 |  | 0.51682 | 0.57998 | 0.10549 | 0.34649 | 0.28512
6054 | 2004-09-09 | 06:00 | 0.58506 | 0.14125 | 0.50527 | 0.36813 | 0.64916 | 0.64968 | 0.60386 |  | 0.52479 | 0.56966 | 0.14987 | 0.36281 | 0.2934
6055 | 2004-09-09 | 07:00 | 0.55232 | 0.089353 | 0.5116 | 0.36251 | 0.64596 | 0.71094 | 0.65093 |  | 0.43017 | 0.57981 | 0.15514 | 0.38326 | 0.3358
6056 | 2004-09-09 | 08:00 | 0.49225 | 0.098277 | 0.46332 | 0.36133 | 0.67148 | 0.71473 | 0.64988 |  | 0.32867 | 0.62361 | 0.14252 | 0.36814 | 0.36694
6057 | 2004-09-09 | 09:00 | 0.44759 | 0.22859 | 0.48232 | 0.30479 | 0.6667 | 0.70231 | 0.6362 |  | 0.32662 | 0.64305 | 0.15582 | 0.40002 | 0.3513
6058 | 2004-09-09 | 10:00 | 0.39369 | 0.27765 | 0.51645 | 0.25868 | 0.65324 | 0.69014 | 0.60254 |  | 0.30663 | 0.58693 | 0.17522 | 0.40017 | 0.30427
6059 | 2004-09-09 | 11:00 | 0.37508 | 0.28971 | 0.47921 | 0.2212 | 0.63434 | 0.70235 | 0.55367 |  | 0.22854 | 0.51898 | 0.19182 | 0.40545 | 0.26355
6060 | 2004-09-09 | 12:00 | 0.33388 | 0.30821 | 0.40608 | 0.20072 | 0.59177 | 0.64841 | 0.46889 |  | 0.3032 | 0.47707 | 0.21803 | 0.37583 | 0.18622
6061 | 2004-09-09 | 13:00 | 0.3003 | 0.28874 | 0.35233 | 0.19034 | 0.5298 | 0.56111 | 0.40528 |  | 0.44731 | 0.40761 | 0.24291 | 0.37298 | 0.12176
6062 | 2004-09-09 | 14:00 | 0.30812 | 0.19916 | 0.25887 | 0.1487 | 0.48465 | 0.37245 | 0.37922 |  | 0.44849 | 0.3831 | 0.26302 | 0.41615 | 0.080625
6063 | 2004-09-09 | 15:00 | 0.3111 | 0.16568 | 0.33762 | 0.086491 | 0.46137 | 0.25565 | 0.4381 |  | 0.42505 | 0.28314 | 0.27863 | 0.40269 | 0.054707
6064 | 2004-09-09 | 16:00 | 0.30145 | 0.19157 | 0.35699 | 0.071137 | 0.47914 | 0.30674 | 0.51622 |  | 0.43672 | 0.23868 | 0.27342 | 0.29992 | 0.048884
6065 | 2004-09-09 | 17:00 | 0.28538 | 0.13217 | 0.38082 | 0.05734 | 0.50526 | 0.3084 | 0.46627 |  | 0.41156 | 0.25659 | 0.26649 | 0.22643 | 0.055759
6066 | 2004-09-09 | 18:00 | 0.27957 | 0.15803 | 0.38709 | 0.045914 | 0.52229 | 0.27321 | 0.48813 |  | 0.34603 | 0.28109 | 0.2334 | 0.24344 | 0.057758
6067 | 2004-09-09 | 19:00 | 0.26098 | 0.1355 | 0.47871 | 0.045143 | 0.53185 | 0.26941 | 0.48802 |  | 0.28081 | 0.32376 | 0.19923 | 0.22915 | 0.046657
6068 | 2004-09-09 | 20:00 | 0.21652 | 0.19656 | 0.52295 | 0.044518 | 0.54651 | 0.31036 | 0.43662 |  | 0.27041 | 0.34457 | 0.20666 | 0.17428 | 0.040283
6069 | 2004-09-09 | 21:00 | 0.1687 | 0.19418 | 0.58206 | 0.042433 | 0.55869 | 0.33641 | 0.39283 |  | 0.23777 | 0.36133 | 0.22935 | 0.1668 | 0.054107
6070 | 2004-09-09 | 22:00 | 0.13071 | 0.25512 | 0.68405 | 0.040896 | 0.55874 | 0.4133 | 0.37604 |  | 0.23346 | 0.37224 | 0.26356 | 0.16345 | 0.07726
6071 | 2004-09-09 | 23:00 | 0.14046 | 0.36821 | 0.69255 | 0.046157 | 0.55728 | 0.49365 | 0.40423 |  | 0.26347 | 0.38694 | 0.28854 | 0.20197 | 0.096306
6072 | 2004-09-10 | 00:00 | 0.15173 | 0.41958 | 0.59451 | 0.058971 | 0.56177 | 0.46378 | 0.53399 |  | 0.2348 | 0.44525 | 0.3084 | 0.22804 | 0.11424
6073 | 2004-09-10 | 01:00 | 0.18008 | 0.37393 | 0.55534 | 0.090904 | 0.57865 | 0.50279 | 0.51951 |  | 0.21262 | 0.49715 | 0.30343 | 0.27821 | 0.14181
6074 | 2004-09-10 | 02:00 | 0.19934 | 0.33004 | 0.59735 | 0.12118 | 0.61846 | 0.57886 | 0.43164 |  | 0.22506 | 0.58725 | 0.27408 | 0.41209 | 0.16846
6075 | 2004-09-10 | 03:00 | 0.14886 | 0.28688 | 0.56134 | 0.13487 | 0.67514 | 0.63723 | 0.42862 |  | 0.23099 | 0.63323 | 0.23466 | 0.47344 | 0.1854
6076 | 2004-09-10 | 04:00 | 0.10955 | 0.19995 | 0.54122 | 0.14311 | 0.69949 | 0.64935 | 0.40976 |  | 0.24992 | 0.68593 | 0.21254 | 0.47191 | 0.20832
6077 | 2004-09-10 | 05:00 | 0.10762 | 0.17603 | 0.47104 | 0.17522 | 0.71192 | 0.61169 | 0.39534 |  | 0.27305 | 0.69816 | 0.22565 | 0.4981 | 0.24495
6078 | 2004-09-10 | 06:00 | 0.10224 | 0.29625 | 0.35936 | 0.21663 | 0.70749 | 0.51041 | 0.40241 |  | 0.23566 | 0.68264 | 0.24957 | 0.5767 | 0.2052
6079 | 2004-09-10 | 07:00 | 0.090239 | 0.36505 | 0.2909 | 0.25586 | 0.70464 | 0.40902 | 0.47376 |  | 0.20193 | 0.6872 | 0.26541 | 0.60627 | 0.18213
6080 | 2004-09-10 | 08:00 | 0.056035 | 0.21365 | 0.24354 | 0.30056 | 0.69526 | 0.364 | 0.51008 |  | 0.18226 | 0.68726 | 0.25648 | 0.6123 | 0.15993
6081 | 2004-09-10 | 09:00 | 0.035318 | 0.29055 | 0.28104 | 0.34232 | 0.68014 | 0.32804 | 0.53102 |  | 0.20775 | 0.69101 | 0.24319 | 0.57907 | 0.13774
6082 | 2004-09-10 | 10:00 | 0.029713 | 0.17631 | 0.31755 | 0.34453 | 0.67489 | 0.31117 | 0.55367 |  | 0.25022 | 0.65222 | 0.2549 | 0.56673 | 0.1157
6083 | 2004-09-10 | 11:00 | 0.025433 | 0.1846 | 0.26949 | 0.28243 | 0.65821 | 0.26879 | 0.57306 |  | 0.25488 | 0.56401 | 0.27272 | 0.56418 | 0.086719
6084 | 2004-09-10 | 12:00 | 0.016965 | 0.19597 | 0.19118 | 0.21887 | 0.64169 | 0.25651 | 0.60266 |  | 0.14687 | 0.49407 | 0.27271 | 0.56229 | 0.07279
6085 | 2004-09-10 | 13:00 | 0.01198 | 0.16844 | 0.14589 | 0.17316 | 0.63659 | 0.2346 | 0.6223 |  | 0.073588 | 0.45783 | 0.26585 | 0.54933 | 0.059449
6086 | 2004-09-10 | 14:00 | 0.010282 | 0.089518 | 0.15043 | 0.12862 | 0.61631 | 0.28157 | 0.64249 |  | 0.054594 | 0.43245 | 0.26304 | 0.56046 | 0.053545
6087 | 2004-09-10 | 15:00 | 0.010844 | 0.053197 | 0.17548 | 0.076862 | 0.60134 | 0.33226 | 0.70786 |  | 0.066585 | 0.30901 | 0.26765 | 0.57398 | 0.048547
6088 | 2004-09-10 | 16:00 | 0.013466 | 0.026353 | 0.19659 | 0.08732 | 0.57034 | 0.37825 | 0.72099 |  | 0.055945 | 0.28198 | 0.26989 | 0.51461 | 0.04754
6089 | 2004-09-10 | 17:00 | 0.016179 | 0.0327 | 0.20998 | 0.10724 | 0.56324 | 0.37052 | 0.70952 |  | 0.061704 | 0.37638 | 0.22277 | 0.39144 | 0.041628
6090 | 2004-09-10 | 18:00 | 0.018161 | 0 | 0.17413 | 0.11992 | 0.56303 | 0.31638 | 0.65911 |  | 0.055671 | 0.42275 | 0.18615 | 0.40229 | 0.037813
6091 | 2004-09-10 | 19:00 | 0.01559 | 0 | 0.13699 | 0.14421 | 0.56136 | 0.23964 | 0.60393 |  | 0.050597 | 0.42878 | 0.20125 | 0.37821 | 0.028417
6092 | 2004-09-10 | 20:00 | 0.015911 | 0.023222 | 0.13479 | 0.19428 | 0.58077 | 0.16953 | 0.5548 |  | 0.077756 | 0.43281 | 0.22414 | 0.30824 | 0.037373
6093 | 2004-09-10 | 21:00 | 0.020819 | 0.076617 | 0.13106 | 0.24539 | 0.60507 | 0.114 | 0.45123 |  | 0.10726 | 0.46455 | 0.25153 | 0.28969 | 0.059039
6094 | 2004-09-10 | 22:00 | 0.029805 | 0.23965 | 0.14103 | 0.29654 | 0.63988 | 0.1174 | 0.39463 |  | 0.13082 | 0.47127 | 0.28521 | 0.26237 | 0.080678
6095 | 2004-09-10 | 23:00 | 0.047928 | 0.29397 | 0.20461 | 0.33244 | 0.66787 | 0.18113 | 0.444 |  | 0.15823 | 0.47725 | 0.29252 | 0.2354 | 0.088221
6096 | 2004-09-11 | 00:00 | 0.08571 | 0.33812 | 0.27772 | 0.35265 | 0.68446 | 0.14012 | 0.49638 |  | 0.14607 | 0.5316 | 0.29271 | 0.21956 | 0.094761
6097 | 2004-09-11 | 01:00 | 0.12811 | 0.2081 | 0.30467 | 0.33994 | 0.71647 | 0.14275 | 0.47116 |  | 0.14234 | 0.59105 | 0.28384 | 0.19808 | 0.095941
6098 | 2004-09-11 | 02:00 | 0.13993 | 0.19925 | 0.30649 | 0.4006 | 0.72615 | 0.14373 | 0.41391 |  | 0.13363 | 0.63591 | 0.24926 | 0.20875 | 0.096401
6099 | 2004-09-11 | 03:00 | 0.16116 | 0.18884 | 0.2628 | 0.46435 | 0.708 | 0.11194 | 0.33802 |  | 0.1239 | 0.67088 | 0.19696 | 0.22111 | 0.098876
6100 | 2004-09-11 | 04:00 | 0.18361 | 0.28218 | 0.21164 | 0.55365 | 0.69121 | 0.071789 | 0.26981 |  | 0.14156 | 0.71126 | 0.16855 | 0.25177 | 0.096337
6101 | 2004-09-11 | 05:00 | 0.1877 | 0.55078 | 0.16947 | 0.66897 | 0.65667 | 0.063814 | 0.22457 |  | 0.10939 | 0.71981 | 0.17243 | 0.29557 | 0.11074
6102 | 2004-09-11 | 06:00 | 0.15223 | 0.59034 | 0.15689 | 0.70105 | 0.56914 | 0.060082 | 0.19971 |  | 0.10584 | 0.70586 | 0.1879 | 0.28 | 0.11336
6103 | 2004-09-11 | 07:00 | 0.13177 | 0.43838 | 0.14543 | 0.65286 | 0.50042 | 0.025136 | 0.18038 |  | 0.14051 | 0.68533 | 0.20014 | 0.2443 | 0.10859
6104 | 2004-09-11 | 08:00 | 0.13719 | 0.49083 | 0.13369 | 0.56019 | 0.45652 | 0.009249 | 0.14464 |  | 0.17896 | 0.63123 | 0.21359 | 0.24638 | 0.098762
6105 | 2004-09-11 | 09:00 | 0.13883 | 0.48411 | 0.1183 | 0.47822 | 0.40494 | 0.007672 | 0.10129 |  | 0.24802 | 0.55905 | 0.22734 | 0.2171 | 0.084968
6106 | 2004-09-11 | 10:00 | 0.17447 | 0.50149 | 0.10823 | 0.42814 | 0.37227 | 0.011857 | 0.072574 |  | 0.2917 | 0.51522 | 0.24963 | 0.22841 | 0.07626
6107 | 2004-09-11 | 11:00 | 0.21605 | 0.51457 | 0.098317 | 0.39856 | 0.3197 | 0.015239 | 0.070937 |  | 0.2741 | 0.47012 | 0.26154 | 0.23818 | 0.071305
6108 | 2004-09-11 | 12:00 | 0.19193 | 0.46151 | 0.046697 | 0.33576 | 0.26891 | 0.012542 | 0.025337 |  | 0.16993 | 0.40603 | 0.27983 | 0.22912 | 0.064823
6109 | 2004-09-11 | 13:00 | 0.10056 | 0.35421 | 0.024155 | 0.24318 | 0.21119 | 0.005967 | 0.008224 |  | 0.16011 | 0.35603 | 0.29888 | 0.23322 | 0.056757
6110 | 2004-09-11 | 14:00 | 0.067071 | 0.27423 | 0.018925 | 0.18722 | 0.18471 | 0.000224 | 0.006585 |  | 0.20664 | 0.32771 | 0.31023 | 0.1645 | 0.056478
6111 | 2004-09-11 | 15:00 | 0.067918 | 0.19076 | 0.018007 | 0.14619 | 0.1406 | 0.001428 | 0.006798 |  | 0.22763 | 0.24021 | 0.33129 | 0.18797 | 0.056963
6112 | 2004-09-11 | 16:00 | 0.065953 | 0.17203 | 0.022126 | 0.1356 | 0.12127 | 0.001752 | 0.006946 |  | 0.17199 | 0.20858 | 0.3537 | 0.13353 | 0.052344
6113 | 2004-09-11 | 17:00 | 0.069933 | 0.16823 | 0.025768 | 0.14907 | 0.12584 | 0.000516 | 0.007748 |  | 0.13006 | 0.20517 | 0.38098 | 0.098009 | 0.055745
6114 | 2004-09-11 | 18:00 | 0.071042 | 0.19175 | 0.035732 | 0.17396 | 0.13097 | 0.002053 | 0.008538 |  | 0.17744 | 0.20532 | 0.36564 | 0.10127 | 0.053927
6115 | 2004-09-11 | 19:00 | 0.069122 | 0.11318 | 0.048489 | 0.19073 | 0.13824 | 0.000412 | 0.012432 |  | 0.22151 | 0.19426 | 0.3559 | 0.10127 | 0.039278
6116 | 2004-09-11 | 20:00 | 0.069648 | 0.094621 | 0.060066 | 0.19524 | 0.15646 | 0.003248 | 0.027921 |  | 0.27524 | 0.17436 | 0.36173 | 0.13476 | 0.046514
6117 | 2004-09-11 | 21:00 | 0.069217 | 0.15714 | 0.10072 | 0.16817 | 0.16002 | 0.007666 | 0.068153 |  | 0.32235 | 0.15754 | 0.36979 | 0.16061 | 0.062697
6118 | 2004-09-11 | 22:00 | 0.087899 | 0.28629 | 0.17954 | 0.1391 | 0.18153 | 0.023632 | 0.13225 |  | 0.36324 | 0.15028 | 0.38087 | 0.19838 | 0.075202
6119 | 2004-09-11 | 23:00 | 0.13885 | 0.27479 | 0.23966 | 0.11666 | 0.21119 | 0.057653 | 0.21491 |  | 0.38282 | 0.14789 | 0.38552 | 0.21732 | 0.086043
6120 | 2004-09-12 | 00:00 | 0.13301 | 0.26866 | 0.1607 | 0.12042 | 0.24736 | 0.04977 | 0.19734 |  | 0.32567 | 0.1539 | 0.37191 | 0.12072 | 0.095113
6121 | 2004-09-12 | 01:00 | 0.14555 | 0.21941 | 0.16997 | 0.14615 | 0.30216 | 0.073461 | 0.24715 |  | 0.3183 | 0.18736 | 0.27279 | 0.07524 | 0.10401
6122 | 2004-09-12 | 02:00 | 0.19176 | 0.24809 | 0.21111 | 0.19541 | 0.37478 | 0.11516 | 0.32485 |  | 0.30983 | 0.25439 | 0.28447 | 0.07459 | 0.23742
6123 | 2004-09-12 | 03:00 | 0.24321 | 0.27231 | 0.21755 | 0.24786 | 0.44149 | 0.16303 | 0.36606 |  | 0.2715 | 0.33598 | 0.34804 | 0.19599 | 0.41608
6124 | 2004-09-12 | 04:00 | 0.27271 | 0.30734 | 0.21649 | 0.31824 | 0.54282 | 0.18969 | 0.3524 |  | 0.229 | 0.43116 | 0.43019 | 0.30454 | 0.46735
6125 | 2004-09-12 | 05:00 | 0.27181 | 0.33669 | 0.19507 | 0.37321 | 0.57743 | 0.26663 | 0.33833 |  | 0.25046 | 0.49319 | 0.41697 | 0.2833 | 0.589
6126 | 2004-09-12 | 06:00 | 0.22026 | 0.42046 | 0.17976 | 0.37608 | 0.59872 | 0.36745 | 0.34358 |  | 0.24311 | 0.50336 | 0.40113 | 0.33534 | 0.66278
6127 | 2004-09-12 | 07:00 | 0.17696 | 0.40162 | 0.17452 | 0.33123 | 0.62207 | 0.38381 | 0.30531 |  | 0.28268 | 0.53956 | 0.41802 | 0.38002 | 0.65537
6128 | 2004-09-12 | 08:00 | 0.12359 | 0.41801 | 0.15201 | 0.289 | 0.64976 | 0.41689 | 0.27375 |  | 0.30821 | 0.60321 | 0.46795 | 0.37267 | 0.60994
6129 | 2004-09-12 | 09:00 | 0.059712 | 0.42174 | 0.11672 | 0.27021 | 0.65725 | 0.44402 | 0.24048 |  | 0.32706 | 0.64619 | 0.51933 | 0.33931 | 0.55769
6130 | 2004-09-12 | 10:00 | 0.029372 | 0.41784 | 0.098134 | 0.17699 | 0.62816 | 0.42497 | 0.2272 |  | 0.37088 | 0.62738 | 0.51945 | 0.33665 | 0.49248
6131 | 2004-09-12 | 11:00 | 0.02297 | 0.3682 | 0.082163 | 0.095048 | 0.55889 | 0.40887 | 0.22463 |  | 0.33871 | 0.57229 | 0.48895 | 0.37313 | 0.3862
6132 | 2004-09-12 | 12:00 | 0.015345 | 0.33552 | 0.046627 | 0.049687 | 0.4958 | 0.25191 | 0.12804 |  | 0.29714 | 0.52715 | 0.48796 | 0.33943 | 0.28592
6133 | 2004-09-12 | 13:00 | 0.008313 | 0.34897 | 0.013497 | 0.04227 | 0.48282 | 0.1431 | 0.079963 |  | 0.27021 | 0.5023 | 0.45328 | 0.32689 | 0.2923
6134 | 2004-09-12 | 14:00 | 0.00609 | 0.33555 | 0.006458 | 0.040934 | 0.43301 | 0.13906 | 0.06755 |  | 0.28514 | 0.48345 | 0.41436 | 0.38522 | 0.29209
6135 | 2004-09-12 | 15:00 | 0.00699 | 0.31317 | 0.006254 | 0.023614 | 0.39227 | 0.12456 | 0.082375 |  | 0.2337 | 0.38598 | 0.39859 | 0.46345 | 0.31383
6136 | 2004-09-12 | 16:00 | 0.011267 | 0.15871 | 0.008274 | 0.022299 | 0.41787 | 0.12145 | 0.10715 |  | 0.25352 | 0.34255 | 0.36661 | 0.47978 | 0.3689
6137 | 2004-09-12 | 17:00 | 0.014068 | 0.08258 | 0.005591 | 0.03096 | 0.48483 | 0.14766 | 0.13866 |  | 0.27319 | 0.38754 | 0.31684 | 0.42244 | 0.41123
6138 | 2004-09-12 | 18:00 | 0.024818 | 0.087729 | 0.005847 | 0.044426 | 0.56703 | 0.17321 | 0.15062 |  | 0.2373 | 0.40773 | 0.26177 | 0.46337 | 0.37611
6139 | 2004-09-12 | 19:00 | 0.035072 | 0.044646 | 0.004129 | 0.058895 | 0.62729 | 0.20079 | 0.16617 |  | 0.23347 | 0.43985 | 0.22798 | 0.54642 | 0.28975
6140 | 2004-09-12 | 20:00 | 0.023332 | 0.02732 | 0.00802 | 0.068802 | 0.65146 | 0.18846 | 0.19304 |  | 0.27602 | 0.46935 | 0.21145 | 0.50558 | 0.2325
6141 | 2004-09-12 | 21:00 | 0.020849 | 0.04407 | 0.013312 | 0.066767 | 0.6567 | 0.14523 | 0.19111 |  | 0.32514 | 0.46857 | 0.22028 | 0.49536 | 0.19301
6142 | 2004-09-12 | 22:00 | 0.039526 | 0.12657 | 0.023175 | 0.071528 | 0.65879 | 0.14375 | 0.22778 |  | 0.33366 | 0.49774 | 0.2516 | 0.51057 | 0.21053
6143 | 2004-09-12 | 23:00 | 0.07416 | 0.2238 | 0.064354 | 0.096529 | 0.6659 | 0.18288 | 0.27128 |  | 0.33067 | 0.56463 | 0.26457 | 0.52377 | 0.25603
6144 | 2004-09-13 | 00:00 | 0.066418 | 0.14363 | 0.065661 | 0.16201 | 0.68103 | 0.22351 | 0.33828 |  | 0.24566 | 0.64684 | 0.28177 | 0.50035 | 0.31626
6145 | 2004-09-13 | 01:00 | 0.074821 | 0.11211 | 0.10064 | 0.22702 | 0.70779 | 0.28887 | 0.33587 |  | 0.25703 | 0.72428 | 0.28187 | 0.49007 | 0.42301
6146 | 2004-09-13 | 02:00 | 0.10884 | 0.1833 | 0.12184 | 0.27304 | 0.74009 | 0.34601 | 0.34564 |  | 0.2238 | 0.77169 | 0.27787 | 0.52684 | 0.54209
6147 | 2004-09-13 | 03:00 | 0.11625 | 0.26537 | 0.091147 | 0.32621 | 0.75986 | 0.31937 | 0.40441 |  | 0.20615 | 0.82762 | 0.26934 | 0.61547 | 0.61669
6148 | 2004-09-13 | 04:00 | 0.12512 | 0.30322 | 0.086196 | 0.43292 | 0.77197 | 0.2564 | 0.40977 |  | 0.19872 | 0.86684 | 0.26008 | 0.70918 | 0.6539
6149 | 2004-09-13 | 05:00 | 0.13649 | 0.33488 | 0.082221 | 0.5088 | 0.77633 | 0.2284 | 0.41453 |  | 0.17167 | 0.8811 | 0.25946 | 0.73874 | 0.69441
6150 | 2004-09-13 | 06:00 | 0.13303 | 0.42791 | 0.068116 | 0.55235 | 0.77367 | 0.18805 | 0.39689 |  | 0.1649 | 0.88343 | 0.23341 | 0.75468 | 0.72458
6151 | 2004-09-13 | 07:00 | 0.14619 | 0.41759 | 0.048021 | 0.55851 | 0.77452 | 0.12761 | 0.34199 |  | 0.16313 | 0.88193 | 0.23074 | 0.75642 | 0.73762
6152 | 2004-09-13 | 08:00 | 0.15479 | 0.25722 | 0.047233 | 0.5438 | 0.78174 | 0.081832 | 0.30658 |  | 0.18848 | 0.87172 | 0.20501 | 0.68807 | 0.74055
6153 | 2004-09-13 | 09:00 | 0.16017 | 0.2467 | 0.06461 | 0.5633 | 0.78327 | 0.074418 | 0.27594 |  | 0.23862 | 0.86033 | 0.18944 | 0.59736 | 0.74537
6154 | 2004-09-13 | 10:00 | 0.13833 | 0.28514 | 0.048169 | 0.5879 | 0.76442 | 0.08486 | 0.28542 |  | 0.31354 | 0.83413 | 0.19236 | 0.62786 | 0.7377
6155 | 2004-09-13 | 11:00 | 0.097693 | 0.27401 | 0.035292 | 0.50313 | 0.73976 | 0.077079 | 0.30191 |  | 0.34354 | 0.8078 | 0.16407 | 0.62666 | 0.70941
6156 | 2004-09-13 | 12:00 | 0.088475 | 0.27388 | 0.022983 | 0.35747 | 0.70646 | 0.029688 | 0.20445 |  | 0.25395 | 0.77454 | 0.15522 | 0.64038 | 0.69959
6157 | 2004-09-13 | 13:00 | 0.064841 | 0.20736 | 0.00172 | 0.27847 | 0.65759 | 0.012133 | 0.18545 |  | 0.17431 | 0.75179 | 0.17022 | 0.55596 | 0.69713
6158 | 2004-09-13 | 14:00 | 0.037355 | 0.16411 | 0.000239 | 0.19728 | 0.62359 | 0.012591 | 0.22118 |  | 0.12722 | 0.73015 | 0.16983 | 0.4723 | 0.70639
6159 | 2004-09-13 | 15:00 | 0.040141 | 0.11831 | 0.003192 | 0.12314 | 0.59714 | 0.022795 | 0.23324 |  | 0.12439 | 0.71681 | 0.18577 | 0.33659 | 0.71503
6160 | 2004-09-13 | 16:00 | 0.075024 | 0.043701 | 0.009598 | 0.16096 | 0.58309 | 0.030449 | 0.26131 |  | 0.1191 | 0.74011 | 0.22073 | 0.23662 | 0.70917
6161 | 2004-09-13 | 17:00 | 0.0963 | 0.066264 | 0.011444 | 0.28282 | 0.58612 | 0.041064 | 0.2867 |  | 0.16626 | 0.79126 | 0.23611 | 0.2194 | 0.70637
6162 | 2004-09-13 | 18:00 | 0.10597 | 0.037849 | 0.009062 | 0.41698 | 0.5835 | 0.04071 | 0.25384 |  | 0.18165 | 0.78828 | 0.23394 | 0.22816 | 0.65385
6163 | 2004-09-13 | 19:00 | 0.131 | 0.077489 | 0.003016 | 0.4445 | 0.59307 | 0.035388 | 0.22871 |  | 0.17828 | 0.78605 | 0.22319 | 0.27642 | 0.60645
6164 | 2004-09-13 | 20:00 | 0.18335 | 0.086465 | 0.004567 | 0.40081 | 0.59263 | 0.037231 | 0.18445 |  | 0.21431 | 0.78433 | 0.20043 | 0.27539 | 0.57897
6165 | 2004-09-13 | 21:00 | 0.22571 | 0.084846 | 0.02524 | 0.39541 | 0.57421 | 0.06418 | 0.14914 |  | 0.2857 | 0.76446 | 0.21242 | 0.33634 | 0.5288
6166 | 2004-09-13 | 22:00 | 0.27187 | 0.10721 | 0.081967 | 0.45749 | 0.55069 | 0.13296 | 0.16839 |  | 0.33311 | 0.75354 | 0.24463 | 0.38675 | 0.49262
6167 | 2004-09-13 | 23:00 | 0.32413 | 0.17948 | 0.12863 | 0.49228 | 0.55129 | 0.2625 | 0.21762 |  | 0.32933 | 0.75197 | 0.2695 | 0.41239 | 0.47845
6168 | 2004-09-14 | 00:00 | 0.36386 | 0.2268 | 0.10863 | 0.48983 | 0.55127 | 0.28483 | 0.21137 |  | 0.2601 | 0.76367 | 0.26795 | 0.43815 | 0.493
6169 | 2004-09-14 | 01:00 | 0.4033 | 0.171 | 0.10964 | 0.52222 | 0.57466 | 0.27558 | 0.18976 |  | 0.23974 | 0.81399 | 0.26775 | 0.40751 | 0.53774
6170 | 2004-09-14 | 02:00 | 0.45139 | 0.22293 | 0.092194 | 0.55852 | 0.56155 | 0.29211 | 0.18495 |  | 0.28904 | 0.83842 | 0.27024 | 0.3347 | 0.57528
6171 | 2004-09-14 | 03:00 | 0.49564 | 0.33483 | 0.088579 | 0.63554 | 0.5232 | 0.32585 | 0.15909 |  | 0.27109 | 0.85091 | 0.25657 | 0.31849 | 0.60963
6172 | 2004-09-14 | 04:00 | 0.57661 | 0.39053 | 0.10708 | 0.71927 | 0.47962 | 0.32871 | 0.13239 |  | 0.24518 | 0.85987 | 0.22354 | 0.40324 | 0.64933
6173 | 2004-09-14 | 05:00 | 0.55645 | 0.46804 | 0.11894 | 0.78435 | 0.44173 | 0.36562 | 0.12562 |  | 0.22671 | 0.85494 | 0.22737 | 0.44038 | 0.67269
6174 | 2004-09-14 | 06:00 | 0.51595 | 0.5024 | 0.12728 | 0.75905 | 0.40394 | 0.37813 | 0.15016 |  | 0.24992 | 0.84268 | 0.23032 | 0.45203 | 0.67634
6175 | 2004-09-14 | 07:00 | 0.48648 | 0.45012 | 0.18568 | 0.67769 | 0.38134 | 0.46686 | 0.17277 |  | 0.34226 | 0.84241 | 0.22248 | 0.46248 | 0.66083
6176 | 2004-09-14 | 08:00 | 0.48999 | 0.3469 | 0.25545 | 0.63327 | 0.3297 | 0.60299 | 0.21335 |  | 0.43918 | 0.83362 | 0.21969 | 0.49988 | 0.64372
6177 | 2004-09-14 | 09:00 | 0.46368 | 0.31034 | 0.30832 | 0.61079 | 0.29846 | 0.6797 | 0.22972 |  | 0.46732 | 0.83026 | 0.22002 | 0.55006 | 0.63495
6178 | 2004-09-14 | 10:00 | 0.4112 | 0.25724 | 0.27533 | 0.59262 | 0.2844 | 0.66565 | 0.23637 |  | 0.39487 | 0.80807 | 0.21512 | 0.49391 | 0.61032
6179 | 2004-09-14 | 11:00 | 0.31143 | 0.23213 | 0.21217 | 0.52229 | 0.28488 | 0.63586 | 0.23805 |  | 0.31179 | 0.76727 | 0.20362 | 0.50232 | 0.5766
6180 | 2004-09-14 | 12:00 | 0.22431 | 0.22361 | 0.10399 | 0.43465 | 0.27674 | 0.54492 | 0.16059 |  | 0.22184 | 0.70832 | 0.19724 | 0.56416 | 0.52813
6181 | 2004-09-14 | 13:00 | 0.14369 | 0.21821 | 0.067921 | 0.42603 | 0.28137 | 0.37131 | 0.094291 |  | 0.19194 | 0.69159 | 0.19256 | 0.54681 | 0.47127
6182 | 2004-09-14 | 14:00 | 0.13268 | 0.18779 | 0.06883 | 0.41619 | 0.25644 | 0.22357 | 0.065475 |  | 0.1641 | 0.68364 | 0.18652 | 0.54215 | 0.39855
6183 | 2004-09-14 | 15:00 | 0.15852 | 0.17449 | 0.073878 | 0.41994 | 0.2439 | 0.15828 | 0.056576 |  | 0.13006 | 0.66495 | 0.18815 | 0.49602 | 0.31151
6184 | 2004-09-14 | 16:00 | 0.21533 | 0.11203 | 0.055922 | 0.40692 | 0.20696 | 0.13006 | 0.055474 |  | 0.12838 | 0.63902 | 0.19404 | 0.41467 | 0.23166
6185 | 2004-09-14 | 17:00 | 0.23461 | 0.066201 | 0.053818 | 0.41447 | 0.20455 | 0.11156 | 0.054545 |  | 0.13145 | 0.64498 | 0.20479 | 0.45785 | 0.16622
6186 | 2004-09-14 | 18:00 | 0.25332 | 0.033884 | 0.087547 | 0.37166 | 0.24303 | 0.11897 | 0.066279 |  | 0.16879 | 0.65795 | 0.20578 | 0.45007 | 0.097451
6187 | 2004-09-14 | 19:00 | 0.3661 | 0.082253 | 0.16551 | 0.34477 | 0.30117 | 0.1481 | 0.077627 |  | 0.19026 | 0.65225 | 0.22186 | 0.49073 | 0.045606
6188 | 2004-09-14 | 20:00 | 0.44823 | 0.1663 | 0.28554 | 0.40087 | 0.36747 | 0.18448 | 0.083728 |  | 0.23831 | 0.67118 | 0.25651 | 0.52834 | 0.033898
6189 | 2004-09-14 | 21:00 | 0.48195 | 0.21294 | 0.39441 | 0.50514 | 0.39499 | 0.24597 | 0.10782 |  | 0.33691 | 0.7056 | 0.2765 | 0.56184 | 0.033763
6190 | 2004-09-14 | 22:00 | 0.47678 | 0.22833 | 0.43306 | 0.66494 | 0.42694 | 0.34571 | 0.21631 |  | 0.39345 | 0.73113 | 0.27313 | 0.51214 | 0.043515
6191 | 2004-09-14 | 23:00 | 0.46653 | 0.27119 | 0.55139 | 0.73831 | 0.48411 | 0.5179 | 0.41216 |  | 0.51239 | 0.75763 | 0.27241 | 0.51594 | 0.054719
6192 | 2004-09-15 | 00:00 | 0.50524 | 0.29941 | 0.48028 | 0.76018 | 0.50267 | 0.64775 | 0.40846 |  | 0.54674 | 0.78062 | 0.2922 | 0.48727 | 0.069055
6193 | 2004-09-15 | 01:00 | 0.51199 | 0.24876 | 0.49957 | 0.71463 | 0.47645 | 0.72452 | 0.44338 |  | 0.55915 | 0.80471 | 0.25909 | 0.45167 | 0.15991
6194 | 2004-09-15 | 02:00 | 0.53691 | 0.28393 | 0.49037 | 0.73382 | 0.47444 | 0.74171 | 0.48051 |  | 0.46512 | 0.82331 | 0.24687 | 0.46933 | 0.51659
6195 | 2004-09-15 | 03:00 | 0.59859 | 0.4018 | 0.39211 | 0.76679 | 0.44353 | 0.72776 | 0.44949 |  | 0.36207 | 0.82822 | 0.23754 | 0.48742 | 0.73546
6196 | 2004-09-15 | 04:00 | 0.64704 | 0.31522 | 0.32755 | 0.80742 | 0.4093 | 0.72547 | 0.4075 |  | 0.40755 | 0.83817 | 0.23731 | 0.54588 | 0.74059
6197 | 2004-09-15 | 05:00 | 0.58673 | 0.3662 | 0.31339 | 0.82036 | 0.41199 | 0.67978 | 0.37148 |  | 0.34216 | 0.84173 | 0.24958 | 0.46344 | 0.71497
6198 | 2004-09-15 | 06:00 | 0.54046 | 0.40095 | 0.30771 | 0.80032 | 0.42862 | 0.65141 | 0.39843 |  | 0.33411 | 0.84329 | 0.25545 | 0.46282 | 0.6641
6199 | 2004-09-15 | 07:00 | 0.58431 | 0.4017 | 0.30119 | 0.76534 | 0.4317 | 0.64715 | 0.3907 |  | 0.29693 | 0.83272 | 0.26053 | 0.39981 | 0.62657
6200 | 2004-09-15 | 08:00 | 0.65187 | 0.30266 | 0.32643 | 0.76531 | 0.49485 | 0.61133 | 0.36998 |  | 0.37021 | 0.80561 | 0.27353 | 0.30571 | 0.56178
6201 | 2004-09-15 | 09:00 | 0.63312 | 0.29149 | 0.3375 | 0.7724 | 0.52338 | 0.59393 | 0.33926 |  | 0.44127 | 0.78038 | 0.2974 | 0.3528 | 0.51009
6202 | 2004-09-15 | 10:00 | 0.5733 | 0.3052 | 0.30967 | 0.76185 | 0.47905 | 0.5878 | 0.30147 |  | 0.4876 | 0.74168 | 0.29611 | 0.36376 | 0.43715
6203 | 2004-09-15 | 11:00 | 0.49119 | 0.23281 | 0.25515 | 0.74084 | 0.45645 | 0.54538 | 0.25608 |  | 0.33408 | 0.68126 | 0.30309 | 0.39207 | 0.37278
6204 | 2004-09-15 | 12:00 | 0.3991 | 0.17507 | 0.2015 | 0.70167 | 0.42329 | 0.44068 | 0.22226 |  | 0.27703 | 0.59834 | 0.31688 | 0.42351 | 0.26618
6205 | 2004-09-15 | 13:00 | 0.33095 | 0.15774 | 0.13401 | 0.69799 | 0.46373 | 0.31438 | 0.18641 |  | 0.16931 | 0.48808 | 0.32162 | 0.44055 | 0.20085
6206 | 2004-09-15 | 14:00 | 0.36387 | 0.1133 | 0.076894 | 0.71977 | 0.5179 | 0.21353 | 0.15035 |  | 0.10755 | 0.49608 | 0.3411 | 0.47363 | 0.15804
6207 | 2004-09-15 | 15:00 | 0.45193 | 0.084135 | 0.059614 | 0.77055 | 0.55325 | 0.15581 | 0.11545 |  | 0.12121 | 0.53585 | 0.36075 | 0.46034 | 0.11489
6208 | 2004-09-15 | 16:00 | 0.50209 | 0.098266 | 0.063311 | 0.82525 | 0.62529 | 0.10497 | 0.085857 |  | 0.1726 | 0.53969 | 0.36487 | 0.41934 | 0.091409
6209 | 2004-09-15 | 17:00 | 0.48087 | 0.097714 | 0.061147 | 0.84557 | 0.67338 | 0.070121 | 0.07161 |  | 0.11056 | 0.53696 | 0.33554 | 0.39628 | 0.072714
6210 | 2004-09-15 | 18:00 | 0.4738 | 0.13377 | 0.057854 | 0.83656 | 0.70284 | 0.060324 | 0.078754 |  | 0.09323 | 0.46937 | 0.299 | 0.35825 | 0.052848
6211 | 2004-09-15 | 19:00 | 0.52296 | 0.19159 | 0.083828 | 0.84827 | 0.71656 | 0.068838 | 0.10958 |  | 0.10435 | 0.37196 | 0.28978 | 0.28484 | 0.031074
6212 | 2004-09-15 | 20:00 | 0.56899 | 0.14888 | 0.11465 | 0.86714 | 0.68547 | 0.082496 | 0.13846 |  | 0.12956 | 0.27611 | 0.27867 | 0.23122 | 0.030567
6213 | 2004-09-15 | 21:00 | 0.61291 | 0.18921 | 0.14056 | 0.86558 | 0.64685 | 0.1211 | 0.18846 |  | 0.13548 | 0.21391 | 0.26895 | 0.19643 | 0.035596
6214 | 2004-09-15 | 22:00 | 0.66143 | 0.16726 | 0.19329 | 0.85177 | 0.56817 | 0.22501 | 0.27207 |  | 0.18805 | 0.20606 | 0.25801 | 0.169 | 0.033051
6215 | 2004-09-15 | 23:00 | 0.68133 | 0.18294 | 0.26959 | 0.84732 | 0.48852 | 0.36428 | 0.37439 |  | 0.19258 | 0.20938 | 0.24694 | 0.14238 | 0.034452
6216 | 2004-09-16 | 00:00 | 0.66856 | 0.23292 | 0.34917 | 0.81426 | 0.43741 | 0.43774 | 0.32936 |  | 0.20305 | 0.23288 | 0.24318 | 0.13059 | 0.043508
6217 | 2004-09-16 | 01:00 | 0.68758 | 0.29448 | 0.35146 | 0.66746 | 0.40445 | 0.52074 | 0.30984 |  | 0.21025 | 0.28395 | 0.23366 | 0.1358 | 0.049447
6218 | 2004-09-16 | 02:00 | 0.73372 | 0.28031 | 0.31142 | 0.61796 | 0.37725 | 0.57215 | 0.32762 |  | 0.23212 | 0.32785 | 0.22392 | 0.15458 | 0.065558
6219 | 2004-09-16 | 03:00 | 0.75406 | 0.27006 | 0.27863 | 0.63295 | 0.3456 | 0.59836 | 0.34856 |  | 0.22688 | 0.35903 | 0.20147 | 0.18436 | 0.091354
6220 | 2004-09-16 | 04:00 | 0.7505 | 0.3163 | 0.26064 | 0.69249 | 0.3262 | 0.58757 | 0.34341 |  | 0.23394 | 0.39233 | 0.21222 | 0.20879 | 0.12111
6221 | 2004-09-16 | 05:00 | 0.72132 | 0.3389 | 0.2337 | 0.67903 | 0.3236 | 0.55992 | 0.33355 |  | 0.23553 | 0.40099 | 0.24352 | 0.21367 | 0.18316
6222 | 2004-09-16 | 06:00 | 0.66095 | 0.40081 | 0.20082 | 0.61467 | 0.35634 | 0.55523 | 0.32675 |  | 0.25321 | 0.39303 | 0.27005 | 0.20769 | 0.18739
6223 | 2004-09-16 | 07:00 | 0.59916 | 0.43514 | 0.17289 | 0.51914 | 0.40212 | 0.55921 | 0.27259 |  | 0.24285 | 0.39894 | 0.30015 | 0.21218 | 0.16936
6224 | 2004-09-16 | 08:00 | 0.53907 | 0.4174 | 0.15035 | 0.45125 | 0.4162 | 0.5691 | 0.24086 |  | 0.23781 | 0.40072 | 0.30375 | 0.21075 | 0.17516
6225 | 2004-09-16 | 09:00 | 0.43768 | 0.36405 | 0.1364 | 0.3847 | 0.40992 | 0.55573 | 0.20856 |  | 0.24117 | 0.38441 | 0.28301 | 0.21469 | 0.17691
6226 | 2004-09-16 | 10:00 | 0.33544 | 0.2879 | 0.10752 | 0.38682 | 0.40962 | 0.51105 | 0.17873 |  | 0.21833 | 0.36271 | 0.27758 | 0.2161 | 0.15591
6227 | 2004-09-16 | 11:00 | 0.26745 | 0.30565 | 0.083378 | 0.38259 | 0.38991 | 0.47149 | 0.14864 |  | 0.191 | 0.33318 | 0.29136 | 0.21066 | 0.13243
6228 | 2004-09-16 | 12:00 | 0.22908 | 0.19664 | 0.071711 | 0.35195 | 0.35784 | 0.41954 | 0.14535 |  | 0.20186 | 0.29178 | 0.28954 | 0.20768 | 0.12279
6229 | 2004-09-16 | 13:00 | 0.23341 | 0.20183 | 0.059616 | 0.31514 | 0.34234 | 0.31695 | 0.10047 |  | 0.16188 | 0.24435 | 0.2902 | 0.20616 | 0.11659
6230 | 2004-09-16 | 14:00 | 0.24054 | 0.1473 | 0.057494 | 0.23581 | 0.32889 | 0.23407 | 0.070341 |  | 0.1169 | 0.24589 | 0.29258 | 0.20279 | 0.10395
6231 | 2004-09-16 | 15:00 | 0.2776 | 0.11936 | 0.065118 | 0.20254 | 0.29096 | 0.27 | 0.055376 |  | 0.11146 | 0.23988 | 0.30362 | 0.20328 | 0.090737
6232 | 2004-09-16 | 16:00 | 0.29794 | 0.19077 | 0.075457 | 0.21845 | 0.27882 | 0.31223 | 0.049715 |  | 0.13601 | 0.24238 | 0.32279 | 0.19931 | 0.086277
6233 | 2004-09-16 | 17:00 | 0.27255 | 0.054535 | 0.087634 | 0.15749 | 0.29199 | 0.32248 | 0.043341 |  | 0.17361 | 0.25966 | 0.31004 | 0.20412 | 0.079608
6234 | 2004-09-16 | 18:00 | 0.20981 | 0.073167 | 0.085014 | 0.13048 | 0.30679 | 0.33339 | 0.045689 |  | 0.21574 | 0.28379 | 0.28459 | 0.22339 | 0.064283
6235 | 2004-09-16 | 19:00 | 0.14747 | 0.033626 | 0.081797 | 0.11616 | 0.3398 | 0.33868 | 0.05562 |  | 0.26233 | 0.31333 | 0.2852 | 0.23447 | 0.038964
6236 | 2004-09-16 | 20:00 | 0.10391 | 0.049736 | 0.10131 | 0.092721 | 0.4062 | 0.33524 | 0.06979 |  | 0.3109 | 0.33958 | 0.29639 | 0.23851 | 0.045562
6237 | 2004-09-16 | 21:00 | 0.098489 | 0.044456 | 0.15174 | 0.075228 | 0.42785 | 0.33175 | 0.099979 |  | 0.37573 | 0.38163 | 0.32229 | 0.25701 | 0.070363
6238 | 2004-09-16 | 22:00 | 0.14794 | 0.056485 | 0.23088 | 0.079581 | 0.43364 | 0.36355 | 0.16637 |  | 0.46118 | 0.39291 | 0.3443 | 0.26088 | 0.090692
6239 | 2004-09-16 | 23:00 | 0.29308 | 0.083435 | 0.33339 | 0.097465 | 0.46012 | 0.43898 | 0.27714 |  | 0.49854 | 0.39583 | 0.35239 | 0.2724 | 0.11518
6240 | 2004-09-17 | 00:00 | 0.32448 | 0.068569 | 0.30284 | 0.19732 | 0.47771 | 0.4992 | 0.35214 |  | 0.46023 | 0.43994 | 0.35334 | 0.28339 | 0.1365
6241 | 2004-09-17 | 01:00 | 0.39896 | 0.15659 | 0.29011 | 0.26895 | 0.53132 | 0.51014 | 0.41152 |  | 0.48578 | 0.4696 | 0.33344 | 0.2885 | 0.16048
6242 | 2004-09-17 | 02:00 | 0.42453 | 0.21253 | 0.30874 | 0.32868 | 0.57607 | 0.48076 | 0.43612 |  | 0.4641 | 0.5591 | 0.29312 | 0.29851 | 0.18858
6243 | 2004-09-17 | 03:00 | 0.42476 | 0.27956 | 0.28463 | 0.33713 | 0.59754 | 0.40155 | 0.41622 |  | 0.47024 | 0.67507 | 0.25697 | 0.34571 | 0.22498
6244 | 2004-09-17 | 04:00 | 0.42656 | 0.26129 | 0.29045 | 0.32031 | 0.62249 | 0.33442 | 0.46383 |  | 0.47637 | 0.72623 | 0.25136 | 0.35983 | 0.24956
6245 | 2004-09-17 | 05:00 | 0.41838 | 0.26104 | 0.25131 | 0.37857 | 0.64463 | 0.25981 | 0.45005 |  | 0.4957 | 0.70924 | 0.256 | 0.33171 | 0.29001
6246 | 2004-09-17 | 06:00 | 0.43295 | 0.35426 | 0.20218 | 0.43236 | 0.66667 | 0.19295 | 0.39497 |  | 0.51144 | 0.71588 | 0.2557 | 0.3215 | 0.3419
6247 | 2004-09-17 | 07:00 | 0.50309 | 0.3019 | 0.17247 | 0.39566 | 0.66664 | 0.17563 | 0.39537 |  | 0.46922 | 0.71376 | 0.25381 | 0.34415 | 0.3448
6248 | 2004-09-17 | 08:00 | 0.5752 | 0.36223 | 0.11836 | 0.39734 | 0.65837 | 0.19671 | 0.34835 |  | 0.46419 | 0.68491 | 0.24432 | 0.35991 | 0.35121
6249 | 2004-09-17 | 09:00 | 0.64939 | 0.39669 | 0.083501 | 0.44412 | 0.64756 | 0.13891 | 0.29007 |  | 0.49999 | 0.65836 | 0.23324 | 0.34833 | 0.36105
6250 | 2004-09-17 | 10:00 | 0.63406 | 0.3524 | 0.074498 | 0.45711 | 0.63914 | 0.12233 | 0.27692 |  | 0.51202 | 0.64907 | 0.23718 | 0.32612 | 0.35784
6251 | 2004-09-17 | 11:00 | 0.60458 | 0.30119 | 0.071721 | 0.41217 | 0.61637 | 0.11002 | 0.2537 |  | 0.50131 | 0.65107 | 0.23542 | 0.28428 | 0.33779
6252 | 2004-09-17 | 12:00 | 0.48799 | 0.35813 | 0.09751 | 0.36551 | 0.57885 | 0.051702 | 0.19947 |  | 0.53563 | 0.60333 | 0.23329 | 0.28224 | 0.30482
6253 | 2004-09-17 | 13:00 | 0.46418 | 0.31532 | 0.12875 | 0.30034 | 0.56301 | 0.03792 | 0.16531 |  | 0.57369 | 0.54654 | 0.23719 | 0.28377 | 0.25881
6254 | 2004-09-17 | 14:00 | 0.5614 | 0.29455 | 0.14815 | 0.24804 | 0.53008 | 0.040232 | 0.16069 |  | 0.6135 | 0.54239 | 0.24011 | 0.29247 | 0.20656
6255 | 2004-09-17 | 15:00 | 0.56762 | 0.27956 | 0.17143 | 0.18332 | 0.49462 | 0.030232 | 0.21694 |  | 0.68243 | 0.51692 | 0.24438 | 0.30341 | 0.16225
6256 | 2004-09-17 | 16:00 | 0.56587 | 0.12889 | 0.27348 | 0.16647 | 0.4549 | 0.037322 | 0.24194 |  | 0.71856 | 0.47045 | 0.24558 | 0.25086 | 0.15477
6257 | 2004-09-17 | 17:00 | 0.57467 | 0.11394 | 0.34741 | 0.14383 | 0.43515 | 0.052735 | 0.22249 |  | 0.73039 | 0.46801 | 0.23717 | 0.16919 | 0.17662
6258 | 2004-09-17 | 18:00 | 0.55979 | 0.12497 | 0.38471 | 0.13326 | 0.43621 | 0.044343 | 0.18501 |  | 0.73954 | 0.46906 | 0.20991 | 0.15358 | 0.16383
6259 | 2004-09-17 | 19:00 | 0.52996 | 0.10653 | 0.42265 | 0.096598 | 0.44471 | 0.043863 | 0.16753 |  | 0.74688 | 0.50842 | 0.20208 | 0.13352 | 0.14638
6260 | 2004-09-17 | 20:00 | 0.50318 | 0.094981 | 0.51465 | 0.074537 | 0.44588 | 0.072881 | 0.15869 |  | 0.75115 | 0.54029 | 0.21106 | 0.12365 | 0.17039
6261 | 2004-09-17 | 21:00 | 0.48922 | 0.066845 | 0.56315 | 0.056466 | 0.41953 | 0.15644 | 0.16533 |  | 0.79229 | 0.53985 | 0.22288 | 0.12428 | 0.21691
6262 | 2004-09-17 | 22:00 | 0.49252 | 0.087145 | 0.69733 | 0.048389 | 0.41743 | 0.19554 | 0.20765 |  | 0.83947 | 0.5084 | 0.23561 | 0.12167 | 0.2675
6263 | 2004-09-17 | 23:00 | 0.56246 | 0.15233 | 0.7503 | 0.060397 | 0.40178 | 0.24242 | 0.26433 |  | 0.82696 | 0.51105 | 0.24308 | 0.113 | 0.30358
6264 | 2004-09-18 | 00:00 | 0.58656 | 0.23876 | 0.72188 | 0.10081 | 0.37442 | 0.24591 | 0.29828 |  | 0.79053 | 0.5736 | 0.25 | 0.12332 | 0.36619
6265 | 2004-09-18 | 01:00 | 0.56263 | 0.18835 | 0.73735 | 0.13963 | 0.37023 | 0.24046 | 0.2904 |  | 0.77299 | 0.6842 | 0.25317 | 0.21165 | 0.47007
6266 | 2004-09-18 | 02:00 | 0.50283 | 0.18044 | 0.70346 | 0.20826 | 0.45744 | 0.24325 | 0.27461 |  | 0.80194 | 0.75961 | 0.30966 | 0.33089 | 0.68196
6267 | 2004-09-18 | 03:00 | 0.41185 | 0.17417 | 0.6884 | 0.26446 | 0.55872 | 0.21634 | 0.30719 |  | 0.81526 | 0.79546 | 0.29725 | 0.48572 | 0.78067
6268 | 2004-09-18 | 04:00 | 0.35904 | 0.22793 | 0.69818 | 0.30668 | 0.62561 | 0.22979 | 0.28864 |  | 0.82654 | 0.8212 | 0.27921 | 0.63972 | 0.69452
6269 | 2004-09-18 | 05:00 | 0.35702 | 0.23681 | 0.69674 | 0.37051 | 0.64675 | 0.31179 | 0.24972 |  | 0.8283 | 0.81778 | 0.29166 | 0.68247 | 0.66406
6270 | 2004-09-18 | 06:00 | 0.375 | 0.30616 | 0.64724 | 0.45285 | 0.64546 | 0.41101 | 0.27546 |  | 0.77603 | 0.82003 | 0.37228 | 0.70049 | 0.6454
6271 | 2004-09-18 | 07:00 | 0.40364 | 0.36635 | 0.6035 | 0.443 | 0.63954 | 0.45249 | 0.29984 |  | 0.74294 | 0.81847 | 0.40282 | 0.68429 | 0.53776
6272 | 2004-09-18 | 08:00 | 0.46849 | 0.33144 | 0.63326 | 0.44175 | 0.60181 | 0.45543 | 0.30011 |  | 0.71796 | 0.80334 | 0.42973 | 0.66138 | 0.42671
6273 | 2004-09-18 | 09:00 | 0.48687 | 0.31573 | 0.60856 | 0.52487 | 0.57452 | 0.4706 | 0.32037 |  | 0.71408 | 0.78791 | 0.48633 | 0.65121 | 0.40474
6274 | 2004-09-18 | 10:00 | 0.42753 | 0.32735 | 0.59143 | 0.61989 | 0.58403 | 0.49212 | 0.30075 |  | 0.69876 | 0.75409 | 0.51985 | 0.63454 | 0.39028
6275 | 2004-09-18 | 11:00 | 0.36245 | 0.27622 | 0.56642 | 0.62142 | 0.55437 | 0.49845 | 0.31337 |  | 0.6311 | 0.73148 | 0.533 | 0.60687 | 0.37739
6276 | 2004-09-18 | 12:00 | 0.31315 | 0.19444 | 0.60026 | 0.51499 | 0.50166 | 0.47968 | 0.31612 |  | 0.58127 | 0.6645 | 0.55173 | 0.53552 | 0.40887
6277 | 2004-09-18 | 13:00 | 0.23288 | 0.1343 | 0.68275 | 0.27334 | 0.46824 | 0.41055 | 0.28898 |  | 0.53787 | 0.58535 | 0.55139 | 0.59523 | 0.40985
6278 | 2004-09-18 | 14:00 | 0.2161 | 0.15271 | 0.70772 | 0.20119 | 0.42309 | 0.37303 | 0.29694 |  | 0.45297 | 0.56593 | 0.52128 | 0.65416 | 0.34347
6279 | 2004-09-18 | 15:00 | 0.19773 | 0.19017 | 0.69927 | 0.1479 | 0.35384 | 0.35234 | 0.29822 |  | 0.47513 | 0.57668 | 0.52395 | 0.64396 | 0.26878
6280 | 2004-09-18 | 16:00 | 0.20064 | 0.13664 | 0.70294 | 0.15645 | 0.30255 | 0.36384 | 0.2988 |  | 0.52928 | 0.61956 | 0.51103 | 0.68013 | 0.19834
6281 | 2004-09-18 | 17:00 | 0.19321 | 0.1307 | 0.71543 | 0.15074 | 0.31697 | 0.35077 | 0.28744 |  | 0.52816 | 0.68864 | 0.49825 | 0.67454 | 0.15947
6282 | 2004-09-18 | 18:00 | 0.17694 | 0.13626 | 0.71384 | 0.16029 | 0.42219 | 0.35053 | 0.28948 |  | 0.54567 | 0.7467 | 0.44917 | 0.73127 | 0.12925
6283 | 2004-09-18 | 19:00 | 0.17866 | 0.13441 | 0.73141 | 0.18641 | 0.56875 | 0.37141 | 0.29814 |  | 0.53382 | 0.73778 | 0.40462 | 0.794 | 0.11926
6284 | 2004-09-18 | 20:00 | 0.19489 | 0.11128 | 0.75543 | 0.20127 | 0.64532 | 0.37364 | 0.33433 |  | 0.57711 | 0.72667 | 0.41499 | 0.84854 | 0.14749
6285 | 2004-09-18 | 21:00 | 0.19076 | 0.13755 | 0.77891 | 0.23139 | 0.71659 | 0.3744 | 0.38956 |  | 0.60698 | 0.71638 | 0.42889 | 0.85254 | 0.23486
6286 | 2004-09-18 | 22:00 | 0.1779 | 0.18327 | 0.7775 | 0.27434 | 0.77859 | 0.41174 | 0.51623 |  | 0.62396 | 0.74198 | 0.44446 | 0.82416 | 0.35382
6287 | 2004-09-18 | 23:00 | 0.20605 | 0.26502 | 0.7786 | 0.31113 | 0.80456 | 0.49817 | 0.60063 |  | 0.66356 | 0.77779 | 0.43811 | 0.82877 | 0.42405
6288 | 2004-09-19 | 00:00 | 0.21288 | 0.32654 | 0.72247 | 0.35502 | 0.8162 | 0.52316 | 0.63407 |  | 0.69201 | 0.79363 | 0.41921 | 0.80724 | 0.44812
6289 | 2004-09-19 | 01:00 | 0.2297 | 0.31363 | 0.71749 | 0.37129 | 0.80202 | 0.625 | 0.63743 |  | 0.65057 | 0.78292 | 0.38286 | 0.80013 | 0.46724
6290 | 2004-09-19 | 02:00 | 0.28437 | 0.32304 | 0.71916 | 0.47038 | 0.8237 | 0.67727 | 0.64888 |  | 0.57987 | 0.813 | 0.31025 | 0.80128 | 0.47685
6291 | 2004-09-19 | 03:00 | 0.29932 | 0.33483 | 0.67271 | 0.55137 | 0.83963 | 0.61693 | 0.59648 |  | 0.59627 | 0.81373 | 0.29368 | 0.79574 | 0.47042
6292 | 2004-09-19 | 04:00 | 0.33213 | 0.30494 | 0.65753 | 0.65239 | 0.85879 | 0.57096 | 0.48604 |  | 0.54547 | 0.81727 | 0.33098 | 0.78225 | 0.47063
6293 | 2004-09-19 | 05:00 | 0.35183 | 0.30169 | 0.62727 | 0.75121 | 0.86297 | 0.51814 | 0.44272 |  | 0.56173 | 0.81849 | 0.32683 | 0.77628 | 0.48429
6294 | 2004-09-19 | 06:00 | 0.36405 | 0.27209 | 0.60415 | 0.80769 | 0.86633 | 0.47337 | 0.44318 |  | 0.59562 | 0.81985 | 0.28737 | 0.80611 | 0.45261
6295 | 2004-09-19 | 07:00 | 0.38636 | 0.28926 | 0.56845 | 0.81313 | 0.86378 | 0.4106 | 0.43374 |  | 0.63156 | 0.81927 | 0.27303 | 0.84758 | 0.39913
6296 | 2004-09-19 | 08:00 | 0.42034 | 0.32151 | 0.54161 | 0.79609 | 0.84912 | 0.37634 | 0.45907 |  | 0.6369 | 0.79225 | 0.27248 | 0.84979 | 0.36128
6297 | 2004-09-19 | 09:00 | 0.41952 | 0.35489 | 0.50817 | 0.79899 | 0.83573 | 0.3543 | 0.40698 |  | 0.66178 | 0.76487 | 0.24948 | 0.83375 | 0.32848
6298 | 2004-09-19 | 10:00 | 0.38556 | 0.37314 | 0.487 | 0.79224 | 0.82101 | 0.3664 | 0.41112 |  | 0.65192 | 0.73333 | 0.23655 | 0.82596 | 0.29804
6299 | 2004-09-19 | 11:00 | 0.36933 | 0.26968 | 0.43817 | 0.74196 | 0.78751 | 0.35316 | 0.43806 |  | 0.61169 | 0.69956 | 0.2093 | 0.80084 | 0.30256
6300 | 2004-09-19 | 12:00 | 0.33152 | 0.20546 | 0.39796 | 0.67527 | 0.74403 | 0.24014 | 0.49504 |  | 0.57239 | 0.65331 | 0.19777 | 0.773 | 0.32684
6301 | 2004-09-19 | 13:00 | 0.1938 | 0.23192 | 0.39711 | 0.60767 | 0.73519 | 0.21307 | 0.47399 |  | 0.48183 | 0.62065 | 0.19483 | 0.75395 | 0.32792
6302 | 2004-09-19 | 14:00 | 0.12445 | 0.19169 | 0.42953 | 0.5155 | 0.72755 | 0.27602 | 0.47085 |  | 0.44999 | 0.59287 | 0.1779 | 0.7485 | 0.32837
6303 | 2004-09-19 | 15:00 | 0.12647 | 0.15961 | 0.46392 | 0.41998 | 0.71527 | 0.29954 | 0.5472 |  | 0.43866 | 0.61231 | 0.18125 | 0.73674 | 0.34903
6304 | 2004-09-19 | 16:00 | 0.12977 | 0.07486 | 0.43177 | 0.4186 | 0.72281 | 0.25938 | 0.60224 |  | 0.43363 | 0.65917 | 0.18265 | 0.72442 | 0.3648
6305 | 2004-09-19 | 17:00 | 0.12666 | 0.045071 | 0.36666 | 0.48217 | 0.7415 | 0.2171 | 0.58291 |  | 0.42472 | 0.72456 | 0.18437 | 0.74822 | 0.37904
6306 | 2004-09-19 | 18:00 | 0.12459 | 0.074381 | 0.29752 | 0.49924 | 0.75499 | 0.20506 | 0.54699 |  | 0.42818 | 0.76238 | 0.19314 | 0.77421 | 0.35749
6307 | 2004-09-19 | 19:00 | 0.1395 | 0.15553 | 0.27954 | 0.46503 | 0.76846 | 0.22259 | 0.53137 |  | 0.42299 | 0.77733 | 0.19393 | 0.76903 | 0.38826
6308 | 2004-09-19 | 20:00 | 0.18011 | 0.097798 | 0.2871 | 0.43078 | 0.78833 | 0.23139 | 0.51836 |  | 0.42146 | 0.78164 | 0.24835 | 0.76823 | 0.4292
6309 | 2004-09-19 | 21:00 | 0.2324 | 0.073239 | 0.299 | 0.41609 | 0.80265 | 0.21242 | 0.49655 |  | 0.42555 | 0.79024 | 0.26295 | 0.75495 | 0.4442
6310 | 2004-09-19 | 22:00 | 0.2935 | 0.092509 | 0.36323 | 0.46871 | 0.80785 | 0.23057 | 0.47465 |  | 0.45434 | 0.7936 | 0.25715 | 0.74429 | 0.49042
6311 | 2004-09-19 | 23:00 | 0.37434 | 0.088504 | 0.50594 | 0.53499 | 0.81543 | 0.25771 | 0.48439 |  | 0.5223 | 0.78722 | 0.25285 | 0.75681 | 0.5416
6312 | 2004-09-20 | 00:00 | 0.41662 | 0.18319 | 0.51866 | 0.59462 | 0.8126 | 0.24876 | 0.499 |  | 0.53062 | 0.80451 | 0.28521 | 0.7352 | 0.5787
6313 | 2004-09-20 | 01:00 | 0.47715 | 0.35734 | 0.51954 | 0.55519 | 0.81382 | 0.22321 | 0.46841 |  | 0.5473 | 0.82219 | 0.30296 | 0.69447 | 0.60923
6314 | 2004-09-20 | 02:00 | 0.54437 | 0.37764 | 0.51901 | 0.60207 | 0.81165 | 0.22232 | 0.4639 |  | 0.55546 | 0.83596 | 0.31174 | 0.67966 | 0.66565
6315 | 2004-09-20 | 03:00 | 0.58103 | 0.40474 | 0.55681 | 0.64863 | 0.80958 | 0.22829 | 0.48109 |  | 0.60055 | 0.84093 | 0.31871 | 0.64555 | 0.69173
6316 | 2004-09-20 | 04:00 | 0.60123 | 0.44036 | 0.53298 | 0.74109 | 0.82247 | 0.20732 | 0.47397 |  | 0.63348 | 0.84169 | 0.33879 | 0.67729 | 0.71337
6317 | 2004-09-20 | 05:00 | 0.58447 | 0.44032 | 0.4507 | 0.81904 | 0.83344 | 0.14909 | 0.4004 |  | 0.6282 | 0.84777 | 0.37726 | 0.68021 | 0.72638
6318 | 2004-09-20 | 06:00 | 0.61181 | 0.37723 | 0.401 | 0.852 | 0.84111 | 0.11108 | 0.33089 |  | 0.63742 | 0.84504 | 0.45231 | 0.71945 | 0.7631
6319 | 2004-09-20 | 07:00 | 0.62732 | 0.27202 | 0.37618 | 0.86571 | 0.85357 | 0.099315 | 0.28573 |  | 0.67203 | 0.84521 | 0.48998 | 0.7608 | 0.77009
6320 | 2004-09-20 | 08:00 | 0.65115 | 0.27689 | 0.36835 | 0.84594 | 0.86175 | 0.09456 | 0.22606 |  | 0.69623 | 0.84561 | 0.50374 | 0.7572 | 0.75947
6321 | 2004-09-20 | 09:00 | 0.67215 | 0.26762 | 0.34922 | 0.79869 | 0.86042 | 0.090961 | 0.23901 |  | 0.67505 | 0.84003 | 0.5394 | 0.72723 | 0.73654
6322 | 2004-09-20 | 10:00 | 0.59649 | 0.2261 | 0.30242 | 0.74772 | 0.85272 | 0.1081 | 0.32461 |  | 0.62074 | 0.82438 | 0.60474 | 0.64163 | 0.73086
6323 | 2004-09-20 | 11:00 | 0.47422 | 0.18911 | 0.24734 | 0.66194 | 0.82973 | 0.11828 | 0.40653 |  | 0.58598 | 0.79679 | 0.64854 | 0.61688 | 0.72277
6324 | 2004-09-20 | 12:00 | 0.33556 | 0.10976 | 0.18081 | 0.57756 | 0.79198 | 0.12404 | 0.3403 |  | 0.52397 | 0.73773 | 0.62559 | 0.59808 | 0.70492
6325 | 2004-09-20 | 13:00 | 0.18597 | 0.071999 | 0.096064 | 0.50798 | 0.78128 | 0.092878 | 0.22435 |  | 0.44365 | 0.72628 | 0.63306 | 0.57519 | 0.68451
6326 | 2004-09-20 | 14:00 | 0.13539 | 0.13129 | 0.06541 | 0.40744 | 0.78447 | 0.057523 | 0.17181 |  | 0.3934 | 0.71234 | 0.63568 | 0.56252 | 0.67315
6327 | 2004-09-20 | 15:00 | 0.11889 | 0.23139 | 0.060391 | 0.27033 | 0.80001 | 0.045446 | 0.22719 |  | 0.35177 | 0.7318 | 0.62601 | 0.51663 | 0.64282
6328 | 2004-09-20 | 16:00 | 0.10189 | 0.15802 | 0.048732 | 0.25937 | 0.81414 | 0.051583 | 0.25946 |  | 0.33469 | 0.74212 | 0.62026 | 0.50199 | 0.61771
6329 | 2004-09-20 | 17:00 | 0.080674 | 0.10246 | 0.041008 | 0.29511 | 0.81479 | 0.053008 | 0.20804 |  | 0.35188 | 0.74668 | 0.60132 | 0.44694 | 0.58794
6330 | 2004-09-20 | 18:00 | 0.073236 | 0.056111 | 0.032253 | 0.28092 | 0.80117 | 0.051508 | 0.1625 |  | 0.36226 | 0.7544 | 0.59449 | 0.37434 | 0.50548
6331 | 2004-09-20 | 19:00 | 0.078762 | 0.089154 | 0.037248 | 0.27035 | 0.78033 | 0.057951 | 0.14907 |  | 0.3414 | 0.75736 | 0.56454 | 0.36133 | 0.40554
6332 | 2004-09-20 | 20:00 | 0.09849 | 0.11461 | 0.044198 | 0.30743 | 0.76719 | 0.072787 | 0.17055 |  | 0.33637 | 0.74807 | 0.53209 | 0.25939 | 0.29408
6333 | 2004-09-20 | 21:00 | 0.14679 | 0.084409 | 0.069299 | 0.34628 | 0.75752 | 0.10901 | 0.17569 |  | 0.34298 | 0.7511 | 0.48447 | 0.27134 | 0.20037
6334 | 2004-09-20 | 22:00 | 0.16949 | 0.067151 | 0.099573 | 0.46734 | 0.74738 | 0.1616 | 0.2055 |  | 0.38325 | 0.75058 | 0.43966 | 0.33756 | 0.18076
6335 | 2004-09-20 | 23:00 | 0.20375 | 0.042893 | 0.13279 | 0.60869 | 0.73674 | 0.22589 | 0.29144 |  | 0.44494 | 0.75276 | 0.39189 | 0.40191 | 0.1911
6336 | 2004-09-21 | 00:00 | 0.20416 | 0.037979 | 0.17498 | 0.64002 | 0.74166 | 0.30671 | 0.41802 |  | 0.40241 | 0.7757 | 0.3524 | 0.59839 | 0.231
6337 | 2004-09-21 | 01:00 | 0.2414 | 0.054483 | 0.19983 | 0.63698 | 0.7606 | 0.34829 | 0.42546 |  | 0.367 | 0.80047 | 0.37125 | 0.77515 | 0.40203
6338 | 2004-09-21 | 02:00 | 0.38058 | 0.13177 | 0.17303 | 0.6758 | 0.76256 | 0.37737 | 0.42455 |  | 0.40774 | 0.80871 | 0.51635 | 0.76738 | 0.65951
6339 | 2004-09-21 | 03:00 | 0.52441 | 0.29765 | 0.16507 | 0.74204 | 0.74004 | 0.43591 | 0.47203 |  | 0.40113 | 0.80146 | 0.53348 | 0.71702 | 0.8297
6340 | 2004-09-21 | 04:00 | 0.59136 | 0.21859 | 0.17002 | 0.81442 | 0.70707 | 0.45653 | 0.44608 |  | 0.38382 | 0.81776 | 0.5302 | 0.6612 | 0.7891
6341 | 2004-09-21 | 05:00 | 0.60721 | 0.18112 | 0.15782 | 0.83573 | 0.68365 | 0.50958 | 0.36157 |  | 0.34046 | 0.823 | 0.49359 | 0.6127 | 0.77395
6342 | 2004-09-21 | 06:00 | 0.58276 | 0.18087 | 0.1655 | 0.85229 | 0.64286 | 0.57006 | 0.32009 |  | 0.34858 | 0.82517 | 0.48013 | 0.61629 | 0.7732
6343 | 2004-09-21 | 07:00 | 0.54205 | 0.30058 | 0.23275 | 0.84424 | 0.61843 | 0.55829 | 0.2972 |  | 0.34696 | 0.82271 | 0.45974 | 0.59569 | 0.74865
6344 | 2004-09-21 | 08:00 | 0.55321 | 0.2582 | 0.32874 | 0.79212 | 0.60508 | 0.54283 | 0.31958 |  | 0.35456 | 0.81561 | 0.41745 | 0.58473 | 0.66847
6345 | 2004-09-21 | 09:00 | 0.55961 | 0.11409 | 0.33543 | 0.76211 | 0.57971 | 0.47786 | 0.39422 |  | 0.36449 | 0.80653 | 0.35482 | 0.57557 | 0.6268
6346 | 2004-09-21 | 10:00 | 0.52288 | 0.029855 | 0.2621 | 0.76101 | 0.5279 | 0.40043 | 0.39027 |  | 0.30192 | 0.77684 | 0.29334 | 0.50739 | 0.6101
6347 | 2004-09-21 | 11:00 | 0.43433 | 0 | 0.18952 | 0.72421 | 0.45492 | 0.37514 | 0.29043 |  | 0.22134 | 0.70205 | 0.25769 | 0.50225 | 0.49777
6348 | 2004-09-21 | 12:00 | 0.25866 | 0 | 0.25807 | 0.65263 | 0.39705 | 0.36359 | 0.20963 |  | 0.23439 | 0.64186 | 0.21323 | 0.46847 | 0.40793
6349 | 2004-09-21 | 13:00 | 0.13428 | 0.015673 | 0.20284 | 0.52784 | 0.37878 | 0.20853 | 0.129 |  | 0.23785 | 0.64365 | 0.17817 | 0.44132 | 0.38331
6350 | 2004-09-21 | 14:00 | 0.073153 | 0.022271 | 0.14455 | 0.41096 | 0.3659 | 0.13992 | 0.088586 |  | 0.17872 | 0.62685 | 0.16694 | 0.44954 | 0.36426
6351 | 2004-09-21 | 15:00 | 0.079212 | 0.030769 | 0.1297 | 0.25366 | 0.33832 | 0.15889 | 0.13357 |  | 0.15086 | 0.58918 | 0.15798 | 0.44634 | 0.44445
6352 | 2004-09-21 | 16:00 | 0.10925 | 0.014648 | 0.12717 | 0.23466 | 0.28511 | 0.1444 | 0.13515 |  | 0.13561 | 0.56833 | 0.13762 | 0.44167 | 0.53822
6353 | 2004-09-21 | 17:00 | 0.11421 | 0.04417 | 0.12339 | 0.30416 | 0.25392 | 0.14558 | 0.1276 |  | 0.11389 | 0.57913 | 0.12613 | 0.43452 | 0.57911
6354 | 2004-09-21 | 18:00 | 0.090711 | 0.13637 | 0.12513 | 0.33483 | 0.24531 | 0.18667 | 0.12463 |  | 0.11524 | 0.60051 | 0.10984 | 0.40832 | 0.56045
6355 | 2004-09-21 | 19:00 | 0.084972 | 0.11184 | 0.13265 | 0.31196 | 0.24063 | 0.20451 | 0.086794 |  | 0.10991 | 0.62589 | 0.094293 | 0.39073 | 0.58711
6356 | 2004-09-21 | 20:00 | 0.089134 | 0.12641 | 0.1625 | 0.29642 | 0.22814 | 0.27412 | 0.073177 |  | 0.089 | 0.63143 | 0.086734 | 0.30732 | 0.65185
6357 | 2004-09-21 | 21:00 | 0.094216 | 0.13593 | 0.21563 | 0.29341 | 0.23291 | 0.37264 | 0.11881 |  | 0.070432 | 0.65292 | 0.088288 | 0.32022 | 0.68114
6358 | 2004-09-21 | 22:00 | 0.1049 | 0.19911 | 0.25734 | 0.27207 | 0.26233 | 0.44575 | 0.23316 |  | 0.088052 | 0.6599 | 0.09522 | 0.38042 | 0.65943
6359 | 2004-09-21 | 23:00 | 0.14159 | 0.24031 | 0.35455 | 0.27055 | 0.2656 | 0.56552 | 0.3482 |  | 0.11829 | 0.65746 | 0.099365 | 0.42514 | 0.60495
6360 | 2004-09-22 | 00:00 | 0.14946 | 0.27849 | 0.48587 | 0.29992 | 0.27231 | 0.68829 | 0.36393 |  | 0.13278 | 0.67312 | 0.1072 | 0.41595 | 0.53585
6361 | 2004-09-22 | 01:00 | 0.1611 | 0.2799 | 0.4705 | 0.3369 | 0.32063 | 0.69518 | 0.29752 |  | 0.15201 | 0.69007 | 0.1012 | 0.44893 | 0.48084
6362 | 2004-09-22 | 02:00 | 0.18956 | 0.15458 | 0.45274 | 0.43816 | 0.35866 | 0.69245 | 0.24536 |  | 0.16425 | 0.68741 | 0.09378 | 0.51758 | 0.47077
6363 | 2004-09-22 | 03:00 | 0.23322 | 0.05971 | 0.46964 | 0.55994 | 0.33839 | 0.66664 | 0.27823 |  | 0.1643 | 0.69579 | 0.0947 | 0.5228 | 0.45256
6364 | 2004-09-22 | 04:00 | 0.29426 | 0.062973 | 0.43535 | 0.67636 | 0.31284 | 0.62964 | 0.31049 |  | 0.14559 | 0.74798 | 0.10909 | 0.49634 | 0.42008
6365 | 2004-09-22 | 05:00 | 0.30936 | 0.046135 | 0.42823 | 0.76891 | 0.2816 | 0.6234 | 0.31852 |  | 0.17652 | 0.75163 | 0.11805 | 0.46869 | 0.42242
6366 | 2004-09-22 | 06:00 | 0.26475 | 0.097894 | 0.48365 | 0.76016 | 0.26576 | 0.65151 | 0.34149 |  | 0.28152 | 0.72816 | 0.12036 | 0.50775 | 0.42837
6367 | 2004-09-22 | 07:00 | 0.23011 | 0.079622 | 0.50874 | 0.68568 | 0.24175 | 0.62742 | 0.33773 |  | 0.35272 | 0.73932 | 0.11962 | 0.50521 | 0.44287
6368 | 2004-09-22 | 08:00 | 0.2054 | 0.037863 | 0.53418 | 0.62411 | 0.22249 | 0.62301 | 0.32913 |  | 0.28649 | 0.73912 | 0.11373 | 0.4639 | 0.47647
6369 | 2004-09-22 | 09:00 | 0.1597 | 0.037735 | 0.51653 | 0.59152 | 0.21301 | 0.61344 | 0.34026 |  | 0.27988 | 0.7045 | 0.10767 | 0.43706 | 0.49363
6370 | 2004-09-22 | 10:00 | 0.11335 | 0.074714 | 0.41636 | 0.46263 | 0.22978 | 0.58351 | 0.31968 |  | 0.26527 | 0.66942 | 0.10723 | 0.46689 | 0.52149
6371 | 2004-09-22 | 11:00 | 0.080291 | 0.068481 | 0.31778 | 0.28542 | 0.23248 | 0.56111 | 0.31082 |  | 0.25418 | 0.60556 | 0.10262 | 0.46834 | 0.55296
6372 | 2004-09-22 | 12:00 | 0.045735 | 0.073831 | 0.26819 | 0.15985 | 0.2055 | 0.4484 | 0.26229 |  | 0.22726 | 0.52715 | 0.091205 | 0.50109 | 0.54046
6373 | 2004-09-22 | 13:00 | 0.025583 | 0.081045 | 0.14542 | 0.09971 | 0.20829 | 0.2941 | 0.18818 |  | 0.13771 | 0.45664 | 0.078724 | 0.5137 | 0.45666
6374 | 2004-09-22 | 14:00 | 0.010666 | 0.080241 | 0.07706 | 0.10279 | 0.21171 | 0.22194 | 0.16865 |  | 0.059496 | 0.41564 | 0.07075 | 0.49806 | 0.38572
6375 | 2004-09-22 | 15:00 | 0.007947 | 0.080714 | 0.0729 | 0.076813 | 0.23271 | 0.2447 | 0.25233 |  | 0.042704 | 0.45428 | 0.066472 | 0.46517 | 0.35396
6376 | 2004-09-22 | 16:00 | 0.009648 | 0.054976 | 0.070352 | 0.061775 | 0.27027 | 0.29557 | 0.33218 |  | 0.031132 | 0.46951 | 0.066038 | 0.43895 | 0.32059
6377 | 2004-09-22 | 17:00 | 0.016045 | 0.029223 | 0.061088 | 0.095148 | 0.31531 | 0.34201 | 0.36523 |  | 0.040652 | 0.48263 | 0.063553 | 0.43056 | 0.28463
6378 | 2004-09-22 | 18:00 | 0.024494 | 0.099647 | 0.092318 | 0.12502 | 0.35125 | 0.35863 | 0.43236 |  | 0.052999 | 0.49064 | 0.054971 | 0.37009 | 0.25062
6379 | 2004-09-22 | 19:00 | 0.031767 | 0.04833 | 0.14612 | 0.11708 | 0.38575 | 0.37979 | 0.46128 |  | 0.071978 | 0.49673 | 0.053821 | 0.31398 | 0.21385
6380 | 2004-09-22 | 20:00 | 0.036285 | 0.039677 | 0.21269 | 0.1146 | 0.39136 | 0.40253 | 0.49088 |  | 0.072516 | 0.5116 | 0.052484 | 0.29389 | 0.21439
6381 | 2004-09-22 | 21:00 | 0.036048 | 0.071645 | 0.27075 | 0.13655 | 0.34584 | 0.45653 | 0.52292 |  | 0.071403 | 0.51895 | 0.055143 | 0.30976 | 0.21713
6382 | 2004-09-22 | 22:00 | 0.038203 | 0.11154 | 0.34743 | 0.15577 | 0.33809 | 0.54202 | 0.60911 |  | 0.11106 | 0.49838 | 0.063767 | 0.29166 | 0.23291
6383 | 2004-09-22 | 23:00 | 0.0548 | 0.14303 | 0.49972 | 0.15237 | 0.34928 | 0.68629 | 0.70121 |  | 0.13234 | 0.48261 | 0.068783 | 0.27227 | 0.22618
6384 | 2004-09-23 | 00:00 | 0.061043 | 0.27259 | 0.60427 | 0.17814 | 0.34139 | 0.72109 | 0.76438 |  | 0.1087 | 0.45557 | 0.067062 | 0.28003 | 0.20877
6385 | 2004-09-23 | 01:00 | 0.080386 | 0.19505 | 0.59187 | 0.23891 | 0.3779 | 0.70307 | 0.72043 |  | 0.099784 | 0.45929 | 0.063703 | 0.31482 | 0.18167
6386 | 2004-09-23 | 02:00 | 0.11287 | 0.22421 | 0.5293 | 0.36954 | 0.39359 | 0.67064 | 0.66794 |  | 0.10175 | 0.49061 | 0.064271 | 0.32031 | 0.16139
6387 | 2004-09-23 | 03:00 | 0.15458 | 0.26578 | 0.4691 | 0.49985 | 0.3886 | 0.58634 | 0.64509 |  | 0.089666 | 0.47481 | 0.061611 | 0.26164 | 0.15058
6388 | 2004-09-23 | 04:00 | 0.168 | 0.26891 | 0.46947 | 0.61981 | 0.38193 | 0.49827 | 0.56682 |  | 0.088263 | 0.46431 | 0.060009 | 0.21259 | 0.1364
6389 | 2004-09-23 | 05:00 | 0.14765 | 0.25554 | 0.44143 | 0.67534 | 0.36749 | 0.41232 | 0.47843 |  | 0.096923 | 0.44804 | 0.069357 | 0.24363 | 0.14312
6390 | 2004-09-23 | 06:00 | 0.13219 | 0.27866 | 0.41885 | 0.64336 | 0.35979 | 0.32215 | 0.4176 |  | 0.13927 | 0.45859 | 0.079769 | 0.2045 | 0.12691
6391 | 2004-09-23 | 07:00 | 0.12872 | 0.19174 | 0.37877 | 0.64471 | 0.33116 | 0.24116 | 0.35567 |  | 0.16045 | 0.42557 | 0.086077 | 0.16855 | 0.11276
6392 | 2004-09-23 | 08:00 | 0.12505 | 0.13762 | 0.309 | 0.64261 | 0.29105 | 0.16836 | 0.31129 |  | 0.16422 | 0.39867 | 0.091162 | 0.18035 | 0.10056
6393 | 2004-09-23 | 09:00 | 0.14865 | 0.12541 | 0.25385 | 0.58413 | 0.30488 | 0.10322 | 0.26766 |  | 0.21803 | 0.36232 | 0.095108 | 0.22192 | 0.094906
6394 | 2004-09-23 | 10:00 | 0.16159 | 0.11826 | 0.15194 | 0.51552 | 0.33622 | 0.051262 | 0.24232 |  | 0.25 | 0.35381 | 0.10783 | 0.31378 | 0.087568
6395 | 2004-09-23 | 11:00 | 0.14538 | 0.13216 | 0.063131 | 0.44835 | 0.3421 | 0.028586 | 0.2305 |  | 0.23393 | 0.32529 | 0.11729 | 0.28722 | 0.07778
6396 | 2004-09-23 | 12:00 | 0.12761 | 0.13466 | 0.049805 | 0.40149 | 0.32188 | 0.017229 | 0.20524 |  | 0.20052 | 0.30087 | 0.11383 | 0.27178 | 0.071666
6397 | 2004-09-23 | 13:00 | 0.093797 | 0.09912 | 0.018864 | 0.33932 | 0.34313 | 0.005001 | 0.15326 |  | 0.11724 | 0.30478 | 0.10557 | 0.30414 | 0.076372
6398 | 2004-09-23 | 14:00 | 0.020611 | 0.044411 | 0.007067 | 0.27312 | 0.39081 | 0.0036 | 0.15223 |  | 0.059168 | 0.35312 | 0.1052 | 0.27753 | 0.086095
6399 | 2004-09-23 | 15:00 | 0.012497 | 0.021212 | 0.00237 | 0.13954 | 0.42472 | 0.011595 | 0.18651 |  | 0.048197 | 0.33542 | 0.10213 | 0.22598 | 0.098441
6400 | 2004-09-23 | 16:00 | 0.019652 | 0.030774 | 0.003824 | 0.14056 | 0.47989 | 0.02801 | 0.18975 |  | 0.067443 | 0.30813 | 0.1051 | 0.17747 | 0.10518
6401 | 2004-09-23 | 17:00 | 0.043359 | 0.024282 | 0.00435 | 0.22718 | 0.553 | 0.031708 | 0.17758 |  | 0.093857 | 0.28683 | 0.095496 | 0.24704 | 0.10623
6402 | 2004-09-23 | 18:00 | 0.0762 | 0.077318 | 0.006201 | 0.3563 | 0.63606 | 0.020611 | 0.16831 |  | 0.12359 | 0.27676 | 0.080188 | 0.17884 | 0.092198
6403 | 2004-09-23 | 19:00 | 0.1205 | 0.11251 | 0.006511 | 0.43409 | 0.7024 | 0.010373 | 0.12667 |  | 0.12823 | 0.26904 | 0.065189 | 0.15954 | 0.073891
6404 | 2004-09-23 | 20:00 | 0.1461 | 0.10306 | 0.004432 | 0.54113 | 0.74726 | 0.007877 | 0.10547 |  | 0.1528 | 0.2567 | 0.059296 | 0.17821 | 0.069802
6405 | 2004-09-23 | 21:00 | 0.15996 | 0.10985 | 0.009892 | 0.59135 | 0.77538 | 0.008229 | 0.1092 |  | 0.18749 | 0.23473 | 0.05503 | 0.10875 | 0.08374
6406 | 2004-09-23 | 22:00 | 0.17879 | 0.15896 | 0.037271 | 0.61448 | 0.78246 | 0.020615 | 0.15056 |  | 0.25452 | 0.20676 | 0.059216 | 0.1765 | 0.10581
6407 | 2004-09-23 | 23:00 | 0.23205 | 0.078086 | 0.069617 | 0.61894 | 0.77821 | 0.048174 | 0.21511 |  | 0.29665 | 0.17625 | 0.067321 | 0.17354 | 0.10114
6408 | 2004-09-24 | 00:00 | 0.27737 | 0.091709 | 0.086386 | 0.65872 | 0.7565 | 0.056777 | 0.24028 |  | 0.25517 | 0.15543 | 0.076951 | 0.15628 | 0.081837
6409 | 2004-09-24 | 01:00 | 0.32284 | 0.096357 | 0.093468 | 0.61376 | 0.73965 | 0.063992 | 0.2186 |  | 0.21069 | 0.17081 | 0.084454 | 0.20229 | 0.053083
6410 | 2004-09-24 | 02:00 | 0.38336 | 0.071809 | 0.07868 | 0.67294 | 0.73083 | 0.063592 | 0.16312 |  | 0.14986 | 0.21362 | 0.14915 | 0.20389 | 0.030542
6411 | 2004-09-24 | 03:00 | 0.42288 | 0.060042 | 0.046053 | 0.74807 | 0.70474 | 0.057045 | 0.13026 |  | 0.11595 | 0.26247 | 0.18027 | 0.27838 | 0.03481
6412 | 2004-09-24 | 04:00 | 0.43586 | 0.053931 | 0.049296 | 0.77203 | 0.68358 | 0.04898 | 0.10448 |  | 0.13708 | 0.29236 | 0.196 | 0.29483 | 0.043506
6413 | 2004-09-24 | 05:00 | 0.41125 | 0.025732 | 0.051842 | 0.75647 | 0.67383 | 0.045065 | 0.086292 |  | 0.1636 | 0.31289 | 0.20529 | 0.31007 | 0.052353
6414 | 2004-09-24 | 06:00 | 0.33578 | 0.026677 | 0.039642 | 0.71105 | 0.65615 | 0.059961 | 0.083224 |  | 0.18689 | 0.39988 | 0.2211 | 0.29151 | 0.037889
6415 | 2004-09-24 | 07:00 | 0.28453 | 0.015665 | 0.042559 | 0.64552 | 0.63601 | 0.073201 | 0.064882 |  | 0.20813 | 0.50457 | 0.21846 | 0.24182 | 0.043281
6416 | 2004-09-24 | 08:00 | 0.25552 | 0.018349 | 0.069533 | 0.57481 | 0.61551 | 0.072535 | 0.061618 |  | 0.21424 | 0.57134 | 0.21684 | 0.20365 | 0.074163
6417 | 2004-09-24 | 09:00 | 0.23807 | 0 | 0.11108 | 0.49139 | 0.6077 | 0.08348 | 0.081348 |  | 0.21601 | 0.57014 | 0.22799 | 0.2021 | 0.083028
6418 | 2004-09-24 | 10:00 | 0.2199 | 0 | 0.13422 | 0.40807 | 0.5713 | 0.12713 | 0.11826 |  | 0.24514 | 0.49774 | 0.22011 | 0.22083 | 0.062665
6419 | 2004-09-24 | 11:00 | 0.19396 | 0.026821 | 0.1437 | 0.34497 | 0.49673 | 0.17529 | 0.12608 |  | 0.25641 | 0.38348 | 0.21205 | 0.26445 | 0.055477
6420 | 2004-09-24 | 12:00 | 0.13647 | 0.054811 | 0.11412 | 0.26583 | 0.45609 | 0.16601 | 0.11884 |  | 0.27157 | 0.30683 | 0.19285 | 0.27525 | 0.058714
6421 | 2004-09-24 | 13:00 | 0.073573 | 0.015227 | 0.027323 | 0.2184 | 0.4177 | 0.097756 | 0.090635 |  | 0.29058 | 0.27863 | 0.164 | 0.25005 | 0.079366
6422 | 2004-09-24 | 14:00 | 0.035681 | 0.016769 | 0.001905 | 0.17191 | 0.40081 | 0.056166 | 0.068486 |  | 0.26546 | 0.26895 | 0.12981 | 0.22662 | 0.10606
6423 | 2004-09-24 | 15:00 | 0.047711 | 0.018429 | 0.001102 | 0.1397 | 0.32659 | 0.049594 | 0.055235 |  | 0.25789 | 0.19363 | 0.11613 | 0.19559 | 0.14173
6424 | 2004-09-24 | 16:00 | 0.10692 | 0.044089 | 0.002867 | 0.17913 | 0.27683 | 0.049631 | 0.048976 |  | 0.28164 | 0.12814 | 0.10732 | 0.13952 | 0.13665
6425 | 2004-09-24 | 17:00 | 0.15974 | 0.042459 | 0.003513 | 0.23852 | 0.28615 | 0.04874 | 0.047071 |  | 0.29751 | 0.117 | 0.093224 | 0.091034 | 0.13862
6426 | 2004-09-24 | 18:00 | 0.15959 | 0.03721 | 0.006383 | 0.29019 | 0.29858 | 0.05497 | 0.0495 |  | 0.30264 | 0.11024 | 0.066516 | 0.082979 | 0.15574
6427 | 2004-09-24 | 19:00 | 0.14089 | 0 | 0.007896 | 0.2776 | 0.28257 | 0.046994 | 0.054549 |  | 0.32105 | 0.10892 | 0.041836 | 0.072833 | 0.11182
6428 | 2004-09-24 | 20:00 | 0.12821 | 0 | 0.018846 | 0.24776 | 0.24098 | 0.044321 | 0.060209 |  | 0.34637 | 0.11647 | 0.029607 | 0.049296 | 0.084471
6429 | 2004-09-24 | 21:00 | 0.13613 | 0 | 0.051901 | 0.24279 | 0.18769 | 0.048305 | 0.07662 |  | 0.36248 | 0.16393 | 0.027438 | 0.030077 | 0.083227
6430 | 2004-09-24 | 22:00 | 0.15563 | 0 | 0.15633 | 0.24234 | 0.15744 | 0.070613 | 0.13823 |  | 0.39645 | 0.23165 | 0.025387 | 0.019955 | 0.091456
6431 | 2004-09-24 | 23:00 | 0.18536 | 0 | 0.2569 | 0.23237 | 0.14075 | 0.11224 | 0.24002 |  | 0.40087 | 0.26959 | 0.022835 | 0.014358 | 0.094493
6432 | 2004-09-25 | 00:00 | 0.1758 | 0.032962 | 0.22666 | 0.23067 | 0.13868 | 0.17032 | 0.29322 |  | 0.33272 | 0.34213 | 0.022091 | 0.011693 | 0.086457
6433 | 2004-09-25 | 01:00 | 0.19821 | 0.015459 | 0.219 | 0.2056 | 0.12456 | 0.24871 | 0.34134 |  | 0.31606 | 0.35429 | 0.024224 | 0.011469 | 0.080715
6434 | 2004-09-25 | 02:00 | 0.27091 | 0.019748 | 0.24103 | 0.25455 | 0.1561 | 0.34314 | 0.39271 |  | 0.31113 | 0.40051 | 0.025224 | 0.024976 | 0.0721
6435 | 2004-09-25 | 03:00 | 0.32379 | 0.028503 | 0.28192 | 0.32034 | 0.18239 | 0.4789 | 0.49073 |  | 0.28078 | 0.43729 | 0.028771 | 0.057549 | 0.073194
6436 | 2004-09-25 | 04:00 | 0.30796 | 0.029969 | 0.30174 | 0.33819 | 0.19796 | 0.6075 | 0.55012 |  | 0.24871 | 0.46639 | 0.036201 | 0.082981 | 0.088149
6437 | 2004-09-25 | 05:00 | 0.28773 | 0.064606 | 0.27369 | 0.32779 | 0.22676 | 0.60786 | 0.5322 |  | 0.23071 | 0.43775 | 0.040844 | 0.090695 | 0.10429
6438 | 2004-09-25 | 06:00 | 0.3113 | 0.14522 | 0.24893 | 0.33616 | 0.23312 | 0.60676 | 0.5149 |  | 0.19598 | 0.37523 | 0.04769 | 0.11171 | 0.1054
6439 | 2004-09-25 | 07:00 | 0.32205 | 0.27001 | 0.20326 | 0.34649 | 0.2331 | 0.55581 | 0.45923 |  | 0.1658 | 0.35086 | 0.057745 | 0.11905 | 0.098218
6440 | 2004-09-25 | 08:00 | 0.25986 | 0.23529 | 0.16077 | 0.36223 | 0.24508 | 0.4451 | 0.40599 |  | 0.18392 | 0.30464 | 0.068898 | 0.11489 | 0.092231
6441 | 2004-09-25 | 09:00 | 0.23107 | 0.23847 | 0.13846 | 0.34877 | 0.25966 | 0.37944 | 0.35356 |  | 0.20977 | 0.23744 | 0.077859 | 0.099526 | 0.091263
6442 | 2004-09-25 | 10:00 | 0.22852 | 0.17296 | 0.10643 | 0.35276 | 0.28138 | 0.3117 | 0.3086 |  | 0.24237 | 0.18941 | 0.081761 | 0.091362 | 0.092539
6443 | 2004-09-25 | 11:00 | 0.21868 | 0.12186 | 0.091617 | 0.33672 | 0.28002 | 0.28343 | 0.29193 |  | 0.20106 | 0.1387 | 0.079844 | 0.08799 | 0.098773
6444 | 2004-09-25 | 12:00 | 0.19161 | 0.11281 | 0.047269 | 0.29195 | 0.25801 | 0.19336 | 0.25341 |  | 0.12267 | 0.10779 | 0.073817 | 0.088325 | 0.096608
6445 | 2004-09-25 | 13:00 | 0.11099 | 0.058929 | 0.013516 | 0.21969 | 0.21805 | 0.13436 | 0.1846 |  | 0.069389 | 0.095553 | 0.067809 | 0.087474 | 0.091923
6446 | 2004-09-25 | 14:00 | 0.079294 | 0.074515 | 0.019396 | 0.16457 | 0.20997 | 0.14414 | 0.17282 |  | 0.047003 | 0.098806 | 0.064969 | 0.082348 | 0.10302
6447 | 2004-09-25 | 15:00 | 0.067649 | 0.099725 | 0.02995 | 0.067654 | 0.18666 | 0.18188 | 0.18807 |  | 0.05269 | 0.080163 | 0.063789 | 0.073655 | 0.11443
6448 | 2004-09-25 | 16:00 | 0.069837 | 0.12018 | 0.034005 | 0.043138 | 0.15541 | 0.25695 | 0.21116 |  | 0.06338 | 0.059872 | 0.063247 | 0.058919 | 0.11865
6449 | 2004-09-25 | 17:00 | 0.10092 | 0.11562 | 0.045237 | 0.03904 | 0.157 | 0.37381 | 0.25665 |  | 0.074005 | 0.063588 | 0.06311 | 0.037096 | 0.12091
6450 | 2004-09-25 | 18:00 | 0.13625 | 0.078187 | 0.057139 | 0.049163 | 0.17179 | 0.46344 | 0.31336 |  | 0.09627 | 0.071857 | 0.053881 | 0.031458 | 0.12456
6451 | 2004-09-25 | 19:00 | 0.15504 | 0.051182 | 0.057765 | 0.074707 | 0.17776 | 0.50955 | 0.32772 |  | 0.10649 | 0.092915 | 0.033812 | 0.039622 | 0.10335
6452 | 2004-09-25 | 20:00 | 0.146 | 0 | 0.068695 | 0.096887 | 0.17874 | 0.52291 | 0.37925 |  | 0.13902 | 0.13883 | 0.028164 | 0.045069 | 0.078469
6453 | 2004-09-25 | 21:00 | 0.12407 | 0 | 0.095504 | 0.099965 | 0.17424 | 0.51699 | 0.46354 |  | 0.18364 | 0.167 | 0.027081 | 0.047442 | 0.080915
6454 | 2004-09-25 | 22:00 | 0.13607 | 0 | 0.1701 | 0.10804 | 0.17249 | 0.52531 | 0.54278 |  | 0.22931 | 0.17487 | 0.027512 | 0.05616 | 0.081922
6455 | 2004-09-25 | 23:00 | 0.23107 | 0 | 0.25159 | 0.10072 | 0.17995 | 0.53302 | 0.59064 |  | 0.29995 | 0.18944 | 0.028497 | 0.06409 | 0.07613
6456 | 2004-09-26 | 00:00 | 0.29874 | 0.04585 | 0.26177 | 0.13638 | 0.20527 | 0.45652 | 0.57504 |  | 0.26359 | 0.22402 | 0.027343 | 0.07411 | 0.068266
6457 | 2004-09-26 | 01:00 | 0.36139 | 0.081553 | 0.31611 | 0.17802 | 0.24887 | 0.47629 | 0.59479 |  | 0.23871 | 0.2569 | 0.027756 | 0.1033 | 0.065169
6458 | 2004-09-26 | 02:00 | 0.34159 | 0.084027 | 0.33393 | 0.2691 | 0.31733 | 0.44072 | 0.58386 |  | 0.24318 | 0.28117 | 0.030323 | 0.15695 | 0.06763
6459 | 2004-09-26 | 03:00 | 0.24625 | 0.16784 | 0.27974 | 0.26873 | 0.40088 | 0.36784 | 0.53833 |  | 0.25146 | 0.29359 | 0.037692 | 0.20247 | 0.069941
6460 | 2004-09-26 | 04:00 | 0.18645 | 0.4323 | 0.2542 | 0.20198 | 0.5051 | 0.31675 | 0.47568 |  | 0.26416 | 0.2881 | 0.042267 | 0.21837 | 0.073569
6461 | 2004-09-26 | 05:00 | 0.1945 | 0.42449 | 0.26307 | 0.18814 | 0.56973 | 0.27752 | 0.41853 |  | 0.26128 | 0.24289 | 0.040931 | 0.22731 | 0.068152
6462 | 2004-09-26 | 06:00 | 0.19721 | 0.54309 | 0.23952 | 0.17558 | 0.5839 | 0.26279 | 0.38103 |  | 0.26541 | 0.22045 | 0.039828 | 0.22202 | 0.061282
6463 | 2004-09-26 | 07:00 | 0.16809 | 0.54309 | 0.18129 | 0.1571 | 0.59439 | 0.21295 | 0.35337 |  | 0.28414 | 0.21159 | 0.042038 | 0.2351 | 0.060497
6464 | 2004-09-26 | 08:00 | 0.15938 | 0.5548 | 0.18669 | 0.1371 | 0.61165 | 0.14627 | 0.30288 |  | 0.35069 | 0.18222 | 0.045733 | 0.24305 | 0.057506
6465 | 2004-09-26 | 09:00 | 0.16835 | 0.62011 | 0.19135 | 0.13644 | 0.63258 | 0.089033 | 0.2741 |  | 0.40544 | 0.17072 | 0.048105 | 0.23148 | 0.050055
6466 | 2004-09-26 | 10:00 | 0.14475 | 0.59082 | 0.14586 | 0.13526 | 0.65648 | 0.065298 | 0.28142 |  | 0.40725 | 0.16006 | 0.049965 | 0.21114 | 0.041196
6467 | 2004-09-26 | 11:00 | 0.12023 | 0.49644 | 0.10816 | 0.10771 | 0.64792 | 0.064514 | 0.27951 |  | 0.38219 | 0.1396 | 0.051025 | 0.18987 | 0.038737
6468 | 2004-09-26 | 12:00 | 0.090688 | 0.50446 | 0.048229 | 0.07434 | 0.62325 | 0.036033 | 0.17007 |  | 0.26669 | 0.11394 | 0.050891 | 0.1713 | 0.039792
6469 | 2004-09-26 | 13:00 | 0.050101 | 0.38472 | 0.017684 | 0.070613 | 0.5839 | 0.022258 | 0.15275 |  | 0.15866 | 0.11619 | 0.04848 | 0.15101 | 0.044023
6470 | 2004-09-26 | 14:00 | 0.023119 | 0.25189 | 0.019251 | 0.07702 | 0.52792 | 0.026027 | 0.16444 |  | 0.11849 | 0.092017 | 0.047002 | 0.13228 | 0.050594
6471 | 2004-09-26 | 15:00 | 0.024527 | 0.14836 | 0.017929 | 0.038807 | 0.40937 | 0.030335 | 0.17883 |  | 0.13837 | 0.05973 | 0.043717 | 0.1114 | 0.060872
6472 | 2004-09-26 | 16:00 | 0.027196 | 0.27535 | 0.022071 | 0.025249 | 0.34741 | 0.044239 | 0.212 |  | 0.14664 | 0.051472 | 0.044505 | 0.10539 | 0.060166
6473 | 2004-09-26 | 17:00 | 0.031807 | 0.19525 | 0.030751 | 0.02439 | 0.3354 | 0.068396 | 0.23386 |  | 0.12384 | 0.087303 | 0.049896 | 0.08635 | 0.067183
6474 | 2004-09-26 | 18:00 | 0.044684 | 0.13232 | 0.032936 | 0.024702 | 0.35134 | 0.078634 | 0.24836 |  | 0.12438 | 0.10615 | 0.045724 | 0.075552 | 0.082022
6475 | 2004-09-26 | 19:00 | 0.050003 | 0.10595 | 0.026833 | 0.029729 | 0.39625 | 0.067408 | 0.23929 |  | 0.13191 | 0.1339 | 0.029115 | 0.078749 | 0.066421
6476 | 2004-09-26 | 20:00 | 0.058677 | 0.073713 | 0.02398 | 0.035343 | 0.44324 | 0.059334 | 0.22644 |  | 0.16257 | 0.14287 | 0.025055 | 0.083467 | 0.058824
6477 | 2004-09-26 | 21:00 | 0.067207 | 0.084941 | 0.031986 | 0.035373 | 0.44345 | 0.057878 | 0.19644 |  | 0.22884 | 0.13707 | 0.025502 | 0.077782 | 0.067888
6478 | 2004-09-26 | 22:00 | 0.068844 | 0.099216 | 0.048108 | 0.039468 | 0.43799 | 0.082369 | 0.21763 |  | 0.32649 | 0.11541 | 0.029585 | 0.067902 | 0.074856
6479 | 2004-09-26 | 23:00 | 0.1014 | 0.075762 | 0.071982 | 0.047563 | 0.41867 | 0.12291 | 0.26077 |  | 0.43838 | 0.10468 | 0.033077 | 0.06338 | 0.078153
6480 | 2004-09-27 | 00:00 | 0.16708 | 0.097777 | 0.10516 | 0.06679 | 0.39809 | 0.1766 | 0.27793 |  | 0.41981 | 0.11069 | 0.039141 | 0.076728 | 0.077907
6481 | 2004-09-27 | 01:00 | 0.20466 | 0.11859 | 0.11817 | 0.076821 | 0.46378 | 0.21246 | 0.29642 |  | 0.38914 | 0.13913 | 0.045167 | 0.1134 | 0.080945
6482 | 2004-09-27 | 02:00 | 0.20949 | 0.19037 | 0.095407 | 0.10415 | 0.54597 | 0.20001 | 0.31347 |  | 0.35036 | 0.20366 | 0.12868 | 0.12028 | 0.14553
6483 | 2004-09-27 | 03:00 | 0.19512 | 0.3027 | 0.076044 | 0.12033 | 0.58862 | 0.16858 | 0.33607 |  | 0.31151 | 0.24451 | 0.24045 | 0.13915 | 0.27002
6484 | 2004-09-27 | 04:00 | 0.18049 | 0.48211 | 0.063342 | 0.14157 | 0.61432 | 0.15234 | 0.35637 |  | 0.28366 | 0.2458 | 0.26136 | 0.16471 | 0.40383
6485 | 2004-09-27 | 05:00 | 0.19485 | 0.40607 | 0.031919 | 0.17051 | 0.61322 | 0.13828 | 0.3246 |  | 0.29096 | 0.25558 | 0.2263 | 0.1864 | 0.52912
6486 | 2004-09-27 | 06:00 | 0.1842 | 0.41599 | 0.026947 | 0.15154 | 0.6207 | 0.11795 | 0.28838 |  | 0.27636 | 0.25627 | 0.18768 | 0.18276 | 0.55704
6487 | 2004-09-27 | 07:00 | 0.15484 | 0.41395 | 0.037254 | 0.1266 | 0.6128 | 0.1034 | 0.2567 |  | 0.2685 | 0.22289 | 0.18043 | 0.18941 | 0.54192
6488 | 2004-09-27 | 08:00 | 0.13745 | 0.45009 | 0.040366 | 0.12479 | 0.60257 | 0.099234 | 0.22117 |  | 0.28827 | 0.19268 | 0.16689 | 0.19227 | 0.49199
6489 | 2004-09-27 | 09:00 | 0.14863 | 0.33741 | 0.04108 | 0.13537 | 0.56063 | 0.10084 | 0.19634 |  | 0.2703 | 0.17583 | 0.16156 | 0.19211 | 0.35257
6490 | 2004-09-27 | 10:00 | 0.15067 | 0.35677 | 0.046112 | 0.13206 | 0.52377 | 0.11024 | 0.17965 |  | 0.3021 | 0.16433 | 0.15887 | 0.18012 | 0.24102
6491 | 2004-09-27 | 11:00 | 0.11124 | 0.27725 | 0.051528 | 0.1225 | 0.44623 | 0.14306 | 0.16576 |  | 0.27071 | 0.15377 | 0.16671 | 0.17703 | 0.21328
6492 | 2004-09-27 | 12:00 | 0.090555 | 0.24139 | 0.07069 | 0.11217 | 0.35188 | 0.11655 | 0.1628 |  | 0.20675 | 0.1206 | 0.16261 | 0.16189 | 0.19476
6493 | 2004-09-27 | 13:00 | 0.065361 | 0.25038 | 0.054147 | 0.097277 | 0.32869 | 0.065764 | 0.117 |  | 0.22344 | 0.089013 | 0.14145 | 0.14044 | 0.16349
6494 | 2004-09-27 | 14:00 | 0.040894 | 0.14035 | 0.042499 | 0.076151 | 0.31221 | 0.043131 | 0.069806 |  | 0.32179 | 0.077769 | 0.12831 | 0.12393 | 0.13549
6495 | 2004-09-27 | 15:00 | 0.038793 | 0.082822 | 0.049073 | 0.040808 | 0.2721 | 0.036262 | 0.069266 |  | 0.32833 | 0.05354 | 0.12566 | 0.10285 | 0.10864
6496 | 2004-09-27 | 16:00 | 0.03957 | 0.069283 | 0.063333 | 0.034049 | 0.26472 | 0.035837 | 0.1039 |  | 0.33164 | 0.042682 | 0.1242 | 0.081737 | 0.084087
6497 | 2004-09-27 | 17:00 | 0.051046 | 0.047818 | 0.074367 | 0.048908 | 0.28514 | 0.042745 | 0.12088 |  | 0.27932 | 0.045403 | 0.11713 | 0.058429 | 0.054745
6498 | 2004-09-27 | 18:00 | 0.063303 | 0.14329 | 0.083488 | 0.064341 | 0.30394 | 0.046399 | 0.13314 |  | 0.26019 | 0.04026 | 0.10729 | 0.054303 | 0.044247
6499 | 2004-09-27 | 19:00 | 0.061878 | 0.099979 | 0.096109 | 0.069988 | 0.33803 | 0.050306 | 0.14697 |  | 0.28453 | 0.046167 | 0.10659 | 0.050616 | 0.039349
6500 | 2004-09-27 | 20:00 | 0.060502 | 0.077926 | 0.14769 | 0.069608 | 0.40426 | 0.052979 | 0.16078 |  | 0.37069 | 0.076509 | 0.1198 | 0.051193 | 0.031816
6501 | 2004-09-27 | 21:00 | 0.069557 | 0.068744 | 0.2113 | 0.070259 | 0.44347 | 0.053688 | 0.17618 |  | 0.51572 | 0.12407 | 0.13898 | 0.05385 | 0.050115
6502 | 2004-09-27 | 22:00 | 0.091712 | 0.073577 | 0.31426 | 0.065998 | 0.47092 | 0.080107 | 0.2268 |  | 0.56835 | 0.17814 | 0.15305 | 0.065657 | 0.082528
6503 | 2004-09-27 | 23:00 | 0.1359 | 0.092312 | 0.37362 | 0.080406 | 0.5346 | 0.12532 | 0.32127 |  | 0.55479 | 0.21565 | 0.16213 | 0.10448 | 0.10946
6504 | 2004-09-28 | 00:00 | 0.17573 | 0.06907 | 0.36411 | 0.11793 | 0.57199 | 0.21193 | 0.35494 |  | 0.58833 | 0.21471 | 0.16609 | 0.12076 | 0.16257
6505 | 2004-09-28 | 01:00 | 0.24751 | 0.10949 | 0.38631 | 0.19473 | 0.58159 | 0.26251 | 0.38479 |  | 0.61034 | 0.22264 | 0.16594 | 0.13242 | 0.20311
6506 | 2004-09-28 | 02:00 | 0.25857 | 0.12789 | 0.3443 | 0.25287 | 0.60391 | 0.28514 | 0.41978 |  | 0.57704 | 0.2574 | 0.17548 | 0.12986 | 0.20979
6507 | 2004-09-28 | 03:00 | 0.22077 | 0.15429 | 0.2718 | 0.25168 | 0.6283 | 0.27887 | 0.42614 |  | 0.50994 | 0.26873 | 0.16782 | 0.11741 | 0.20739
6508 | 2004-09-28 | 04:00 | 0.24442 | 0.10955 | 0.25087 | 0.25074 | 0.64182 | 0.27435 | 0.43223 |  | 0.44843 | 0.27258 | 0.17912 | 0.10443 | 0.20334
6509 | 2004-09-28 | 05:00 | 0.3241 | 0.090926 | 0.19983 | 0.28331 | 0.6404 | 0.27316 | 0.45744 |  | 0.45586 | 0.2582 | 0.19874 | 0.092838 | 0.22104
6510 | 2004-09-28 | 06:00 | 0.36052 | 0.18228 | 0.14975 | 0.32932 | 0.6263 | 0.25679 | 0.43994 |  | 0.46913 | 0.25372 | 0.20673 | 0.080729 | 0.18169
6511 | 2004-09-28 | 07:00 | 0.35856 | 0.1868 | 0.14691 | 0.44539 | 0.57863 | 0.18897 | 0.38954 |  | 0.47888 | 0.24039 | 0.20321 | 0.079598 | 0.1413
6512 | 2004-09-28 | 08:00 | 0.42749 | 0.16829 | 0.15534 | 0.55644 | 0.53905 | 0.12839 | 0.32677 |  | 0.50117 | 0.23539 | 0.19583 | 0.089276 | 0.11312
6513 | 2004-09-28 | 09:00 | 0.50836 | 0.084047 | 0.15822 | 0.66666 | 0.54246 | 0.0752 | 0.24327 |  | 0.53526 | 0.23519 | 0.19189 | 0.091473 | 0.094637
6514 | 2004-09-28 | 10:00 | 0.50087 | 0.14531 | 0.11386 | 0.73504 | 0.51521 | 0.049223 | 0.19589 |  | 0.52691 | 0.25406 | 0.19753 | 0.091087 | 0.088506
6515 | 2004-09-28 | 11:00 | 0.49461 | 0.14177 | 0.099708 | 0.66494 | 0.42722 | 0.03874 | 0.162 |  | 0.52072 | 0.23095 | 0.20161 | 0.10151 | 0.091667
6516 | 2004-09-28 | 12:00 | 0.48348 | 0.14385 | 0.14504 | 0.61764 | 0.35473 | 0.028323 | 0.097857 |  | 0.51484 | 0.1883 | 0.1847 | 0.12319 | 0.10496
6517 | 2004-09-28 | 13:00 | 0.45604 | 0.12802 | 0.15207 | 0.61425 | 0.35615 | 0.032021 | 0.065955 |  | 0.56257 | 0.17212 | 0.17269 | 0.13276 | 0.11207
6518 | 2004-09-28 | 14:00 | 0.40545 | 0.035125 | 0.15994 | 0.63643 | 0.31401 | 0.040908 | 0.035969 |  | 0.60341 | 0.17037 | 0.16683 | 0.13605 | 0.1031
6519 | 2004-09-28 | 15:00 | 0.43496 | 0 | 0.17193 | 0.58887 | 0.23689 | 0.094909 | 0.033036 |  | 0.6379 | 0.14615 | 0.1734 | 0.13411 | 0.0856
6520 | 2004-09-28 | 16:00 | 0.51613 | 0 | 0.19526 | 0.55171 | 0.20119 | 0.17552 | 0.054981 |  | 0.65943 | 0.12172 | 0.18601 | 0.11588 | 0.06549
6521 | 2004-09-28 | 17:00 | 0.57393 | 0 | 0.27066 | 0.5749 | 0.19817 | 0.25283 | 0.053056 |  | 0.66353 | 0.12698 | 0.20463 | 0.09219 | 0.054116
6522 | 2004-09-28 | 18:00 | 0.60524 | 0 | 0.38966 | 0.55744 | 0.20533 | 0.23753 | 0.04245 |  | 0.71002 | 0.15092 | 0.18614 | 0.075586 | 0.043681
6523 | 2004-09-28 | 19:00 | 0.61463 | 0 | 0.51977 | 0.50879 | 0.21988 | 0.20935 | 0.062976 |  | 0.70603 | 0.14941 | 0.17545 | 0.059288 | 0.031744
6524 | 2004-09-28 | 20:00 | 0.63282 | 0 | 0.61135 | 0.52063 | 0.24126 | 0.25028 | 0.090589 |  | 0.70486 | 0.15045 | 0.16302 | 0.045122 | 0.035718
6525 | 2004-09-28 | 21:00 | 0.69342 | 0.0071519 | 0.75941 | 0.53477 | 0.25759 | 0.3606 | 0.1516 |  | 0.70129 | 0.15977 | 0.17201 | 0.035813 | 0.064899
6526 | 2004-09-28 | 22:00 | 0.7266 | 0.014092 | 0.79679 | 0.56924 | 0.27302 | 0.45707 | 0.26635 |  | 0.71021 | 0.17369 | 0.16656 | 0.034956 | 0.11656
6527 | 2004-09-28 | 23:00 | 0.70574 | 0.015658 | 0.76165 | 0.58747 | 0.27992 | 0.53438 | 0.32491 |  | 0.69015 | 0.16468 | 0.16561 | 0.039425 | 0.18028
6528 | 2004-09-29 | 00:00 | 0.67284 | 0.032462 | 0.63642 | 0.57331 | 0.29734 | 0.50248 | 0.39268 |  | 0.66746 | 0.16398 | 0.18036 | 0.041928 | 0.2327
6529 | 2004-09-29 | 01:00 | 0.65168 | 0.040976 | 0.5901 | 0.51214 | 0.36169 | 0.5866 | 0.40776 |  | 0.6683 | 0.17022 | 0.18528 | 0.050792 | 0.237
6530 | 2004-09-29 | 02:00 | 0.65534 | 0.079827 | 0.68645 | 0.5379 | 0.42304 | 0.69342 | 0.44297 |  | 0.68239 | 0.18139 | 0.19894 | 0.080682 | 0.23376
6531 | 2004-09-29 | 03:00 | 0.61371 | 0.14006 | 0.72152 | 0.59878 | 0.46942 | 0.62668 | 0.49843 |  | 0.63463 | 0.19447 | 0.20163 | 0.12646 | 0.22845
6532 | 2004-09-29 | 04:00 | 0.55066 | 0.20617 | 0.66714 | 0.58035 | 0.52753 | 0.53659 | 0.52274 |  | 0.54273 | 0.21528 | 0.22308 | 0.13975 | 0.23604
6533 | 2004-09-29 | 05:00 | 0.47697 | 0.23867 | 0.60219 | 0.52618 | 0.57236 | 0.42703 | 0.49083 |  | 0.45743 | 0.22586 | 0.21387 | 0.14198 | 0.27821
6534 | 2004-09-29 | 06:00 | 0.42123 | 0.28849 | 0.53552 | 0.5023 | 0.59476 | 0.36561 | 0.49256 |  | 0.43048 | 0.24138 | 0.22238 | 0.14036 | 0.28659
6535 | 2004-09-29 | 07:00 | 0.3635 | 0.29601 | 0.4798 | 0.49286 | 0.61752 | 0.36089 | 0.46383 |  | 0.32858 | 0.26653 | 0.22826 | 0.14769 | 0.27122
6536 | 2004-09-29 | 08:00 | 0.29609 | 0.30734 | 0.43444 | 0.44104 | 0.62239 | 0.3433 | 0.45259 |  | 0.24452 | 0.29082 | 0.22286 | 0.16519 | 0.23838
6537 | 2004-09-29 | 09:00 | 0.26278 | 0.22686 | 0.37279 | 0.36629 | 0.61897 | 0.30053 | 0.44237 |  | 0.16302 | 0.32052 | 0.21398 | 0.18773 | 0.21495
6538 | 2004-09-29 | 10:00 | 0.22602 | 0.18097 | 0.32077 | 0.32466 | 0.63975 | 0.22161 | 0.42061 |  | 0.10168 | 0.31848 | 0.18192 | 0.1891 | 0.1925
6539 | 2004-09-29 | 11:00 | 0.19418 | 0.20399 | 0.24331 | 0.25047 | 0.65234 | 0.18067 | 0.39962 |  | 0.055257 | 0.32637 | 0.14728 | 0.18911 | 0.17009
6540 | 2004-09-29 | 12:00 | 0.16109 | 0.19233 | 0.15076 | 0.16729 | 0.64543 | 0.10342 | 0.33621 |  | 0.050964 | 0.33699 | 0.12493 | 0.20931 | 0.15937
6541 | 2004-09-29 | 13:00 | 0.12346 | 0.22012 | 0.12585 | 0.13474 | 0.57983 | 0.066135 | 0.25661 |  | 0.032279 | 0.26561 | 0.11439 | 0.23775 | 0.15652
6542 | 2004-09-29 | 14:00 | 0.1042 | 0.12972 | 0.098903 | 0.13071 | 0.57489 | 0.070417 | 0.20541 |  | 0.022503 | 0.26083 | 0.1012 | 0.25003 | 0.15108
6543 | 2004-09-29 | 15:00 | 0.13003 | 0.0736 | 0.029783 | 0.066558 | 0.47608 | 0.047761 | 0.18072 |  | 0.01693 | 0.23601 | 0.10128 | 0.24908 | 0.14357
6544 | 2004-09-29 | 16:00 | 0.16685 | 0.034151 | 0.011897 | 0.04425 | 0.41239 | 0.058562 | 0.17233 |  | 0.01965 | 0.26025 | 0.10999 | 0.21803 | 0.13195
6545 | 2004-09-29 | 17:00 | 0.18211 | 0.021976 | 0.016944 | 0.042335 | 0.43486 | 0.079122 | 0.16058 |  | 0.036088 | 0.35978 | 0.10883 | 0.16348 | 0.13045
6546 | 2004-09-29 | 18:00 | 0.15016 | 0.052809 | 0.017411 | 0.038525 | 0.4889 | 0.074174 | 0.12108 |  | 0.066668 | 0.41988 | 0.092586 | 0.17175 | 0.11969
6547 | 2004-09-29 | 19:00 | 0.08882 | 0.047593 | 0.008708 | 0.037855 | 0.5435 | 0.063374 | 0.084309 |  | 0.068821 | 0.45043 | 0.071912 | 0.18221 | 0.09321
6548 | 2004-09-29 | 20:00 | 0.049964 | 0.025571 | 0.009461 | 0.028057 | 0.58647 | 0.047691 | 0.062165 |  | 0.076945 | 0.44636 | 0.063285 | 0.18821 | 0.091746
6549 | 2004-09-29 | 21:00 | 0.030214 | 0.02842 | 0.034601 | 0.023807 | 0.59071 | 0.045446 | 0.055333 |  | 0.081754 | 0.41152 | 0.068794 | 0.16353 | 0.12188
6550 | 2004-09-29 | 22:00 | 0.028453 | 0.04781 | 0.079353 | 0.022207 | 0.5582 | 0.070628 | 0.092607 |  | 0.10958 | 0.38883 | 0.061295 | 0.16174 | 0.15553
6551 | 2004-09-29 | 23:00 | 0.068107 | 0.075449 | 0.090073 | 0.02348 | 0.55201 | 0.1264 | 0.141 |  | 0.14694 | 0.41415 | 0.060693 | 0.17176 | 0.18243
6552 | 2004-09-30 | 00:00 | 0.13775 | 0.10491 | 0.075158 | 0.036642 | 0.57751 | 0.10216 | 0.20917 |  | 0.11448 | 0.47878 | 0.060291 | 0.16371 | 0.23069
6553 | 2004-09-30 | 01:00 | 0.17101 | 0.14342 | 0.065768 | 0.048623 | 0.59464 | 0.087851 | 0.1718 |  | 0.10947 | 0.54032 | 0.072609 | 0.18364 | 0.31307
6554 | 2004-09-30 | 02:00 | 0.16413 | 0.17528 | 0.045517 | 0.057556 | 0.64535 | 0.068195 | 0.11984 |  | 0.12266 | 0.59766 | 0.18087 | 0.20459 | 0.50564
6555 | 2004-09-30 | 03:00 | 0.1208 | 0.21479 | 0.05673 | 0.051147 | 0.68632 | 0.048559 | 0.096077 |  | 0.099807 | 0.63474 | 0.28582 | 0.26112 | 0.66147
6556 | 2004-09-30 | 04:00 | 0.091585 | 0.22501 | 0.054699 | 0.055077 | 0.70506 | 0.04982 | 0.079951 |  | 0.088304 | 0.70106 | 0.26916 | 0.32598 | 0.72349
6557 | 2004-09-30 | 05:00 | 0.070124 | 0.26205 | 0.064366 | 0.083846 | 0.70734 | 0.057933 | 0.09712 |  | 0.08675 | 0.74555 | 0.23747 | 0.37273 | 0.75734
6558 | 2004-09-30 | 06:00 | 0.056894 | 0.24369 | 0.070927 | 0.10733 | 0.70093 | 0.058006 | 0.11356 |  | 0.097663 | 0.77531 | 0.2156 | 0.36291 | 0.74414
6559 | 2004-09-30 | 07:00 | 0.055289 | 0.30164 | 0.076947 | 0.12964 | 0.68773 | 0.055299 | 0.10322 |  | 0.11137 | 0.79941 | 0.20226 | 0.37355 | 0.73452
6560 | 2004-09-30 | 08:00 | 0.057128 | 0.28103 | 0.060143 | 0.17035 | 0.66645 | 0.04878 | 0.066273 |  | 0.10411 | 0.79472 | 0.18893 | 0.3786 | 0.70846
6561 | 2004-09-30 | 09:00 | 0.052594 | 0.30944 | 0.055205 | 0.20894 | 0.64688 | 0.041647 | 0.029165 |  | 0.085237 | 0.78179 | 0.1521 | 0.38406 | 0.66398
6562 | 2004-09-30 | 10:00 | 0.039633 | 0.3426 | 0.050227 | 0.22737 | 0.62414 | 0.036855 | 0.022371 |  | 0.067731 | 0.76413 | 0.15066 | 0.38313 | 0.61614
6563 | 2004-09-30 | 11:00 | 0.027379 | 0.36155 | 0.058228 | 0.21594 | 0.58645 | 0.038946 | 0.020574 |  | 0.058786 | 0.73144 | 0.14439 | 0.41555 | 0.58237
6564 | 2004-09-30 | 12:00 | 0.022245 | 0.28272 | 0.037463 | 0.18976 | 0.54604 | 0.051072 | 0.01741 |  | 0.048358 | 0.66972 | 0.12743 | 0.38462 | 0.53105
6565 | 2004-09-30 | 13:00 | 0.027465 | 0.2298 | 0.008187 | 0.11804 | 0.53657 | 0.072644 | 0.008197 |  | 0.036684 | 0.56479 | 0.11923 | 0.35201 | 0.49038
6566 | 2004-09-30 | 14:00 | 0.018371 | 0.17215 | 0.004581 | 0.10348 | 0.50657 | 0.065659 | 0.007043 |  | 0.018748 | 0.54072 | 0.10559 | 0.35479 | 0.4548
6567 | 2004-09-30 | 15:00 | 0.015786 | 0.11268 | 0.017418 | 0.08273 | 0.46762 | 0.11667 | 0.010056 |  | 0.017193 | 0.46414 | 0.090075 | 0.37389 | 0.45257
6568 | 2004-09-30 | 16:00 | 0.026915 | 0.057461 | 0.051151 | 0.059672 | 0.4201 | 0.16501 | 0.015773 |  | 0.030185 | 0.43816 | 0.08273 | 0.36433 | 0.41852
6569 | 2004-09-30 | 17:00 | 0.029559 | 0.039864 | 0.085678 | 0.10968 | 0.40681 | 0.17929 | 0.016217 |  | 0.043939 | 0.4838 | 0.080885 | 0.33025 | 0.35248
6570 | 2004-09-30 | 18:00 | 0.029361 | 0.030802 | 0.10275 | 0.15135 | 0.37431 | 0.18303 | 0.016195 |  | 0.029461 | 0.58856 | 0.079156 | 0.35359 | 0.24988
6571 | 2004-09-30 | 19:00 | 0.032243 | 0.02024 | 0.096112 | 0.16314 | 0.35456 | 0.17822 | 0.025332 |  | 0.025818 | 0.67195 | 0.08488 | 0.37418 | 0.14933
6572 | 2004-09-30 | 20:00 | 0.027523 | 0.058801 | 0.081822 | 0.18819 | 0.40867 | 0.15068 | 0.042354 |  | 0.02459 | 0.71571 | 0.10106 | 0.37456 | 0.094086
6573 | 2004-09-30 | 21:00 | 0.023671 | 0.12448 | 0.0717 | 0.20261 | 0.46066 | 0.12837 | 0.062207 |  | 0.028485 | 0.75494 | 0.12518 | 0.374 | 0.063453
6574 | 2004-09-30 | 22:00 | 0.026462 | 0.15932 | 0.08447 | 0.22379 | 0.49421 | 0.15076 | 0.076307 |  | 0.040776 | 0.72576 | 0.16384 | 0.36008 | 0.050987
6575 | 2004-09-30 | 23:00 | 0.039721 | 0.2128 | 0.10952 | 0.25781 | 0.5285 | 0.22345 | 0.094704 |  | 0.060661 | 0.73133 | 0.21412 | 0.35158 | 0.03974
6576 | 2004-10-01 | 00:00 | 0.048826 | 0.18782 | 0.11591 | 0.3293 | 0.56685 | 0.30975 | 0.12426 |  | 0.078862 | 0.74323 | 0.25196 | 0.31754 | 0.028446
6577 | 2004-10-01 | 01:00 | 0.054839 | 0.17052 | 0.10013 | 0.29824 | 0.5476 | 0.32601 | 0.12937 |  | 0.078924 | 0.75946 | 0.30574 | 0.25604 | 0.024342
6578 | 2004-10-01 | 02:00 | 0.066595 | 0.19318 | 0.07483 | 0.31423 | 0.56352 | 0.33503 | 0.12871 |  | 0.066705 | 0.76713 | 0.33426 | 0.26011 | 0.034842
6579 | 2004-10-01 | 03:00 | 0.089646 | 0.23027 | 0.049497 | 0.3676 | 0.58577 | 0.35468 | 0.13972 |  | 0.048518 | 0.7664 | 0.33487 | 0.21131 | 0.068418
6580 | 2004-10-01 | 04:00 | 0.11952 | 0.2252 | 0.038054 | 0.43214 | 0.61631 | 0.38184 | 0.13022 |  | 0.034269 | 0.74438 | 0.33786 | 0.23003 | 0.11841
6581 | 2004-10-01 | 05:00 | 0.13769 | 0.24828 | 0.030426 | 0.48169 | 0.63376 | 0.35759 | 0.13102 |  | 0.031173 | 0.73895 | 0.36072 | 0.26432 | 0.15547
6582 | 2004-10-01 | 06:00 | 0.14364 | 0.29895 | 0.036612 | 0.53235 | 0.6384 | 0.35222 | 0.16755 |  | 0.034705 | 0.72105 | 0.36565 | 0.28408 | 0.12222
6583 | 2004-10-01 | 07:00 | 0.17028 | 0.31777 | 0.034977 | 0.58213 | 0.66817 | 0.29213 | 0.21177 |  | 0.060878 | 0.69638 | 0.38998 | 0.30227 | 0.082897
6584 | 2004-10-01 | 08:00 | 0.24714 | 0.3552 | 0.042109 | 0.6288 | 0.70934 | 0.21769 | 0.25471 |  | 0.086803 | 0.66868 | 0.37756 | 0.32837 | 0.061859
6585 | 2004-10-01 | 09:00 | 0.35538 | 0.34377 | 0.054557 | 0.64885 | 0.74467 | 0.14789 | 0.22927 |  | 0.10132 | 0.65664 | 0.36587 | 0.35808 | 0.050994
6586 | 2004-10-01 | 10:00 | 0.42247 | 0.24413 | 0.056203 | 0.6179 | 0.75646 | 0.10396 | 0.15623 |  | 0.13725 | 0.60099 | 0.34313 | 0.38035 | 0.044917
6587 | 2004-10-01 | 11:00 | 0.4264 | 0.1625 | 0.051157 | 0.55013 | 0.72859 | 0.09413 | 0.1022 |  | 0.15608 | 0.52428 | 0.31149 | 0.38916 | 0.037197
6588 | 2004-10-01 | 12:00 | 0.37975 | 0.19938 | 0.040056 | 0.517 | 0.6901 | 0.095297 | 0.054926 |  | 0.080556 | 0.4462 | 0.28721 | 0.3972 | 0.028485
6589 | 2004-10-01 | 13:00 | 0.35246 | 0.26088 | 0.024961 | 0.5933 | 0.72424 | 0.06289 | 0.020031 |  | 0.054915 | 0.44222 | 0.26415 | 0.3939 | 0.01982
6590 | 2004-10-01 | 14:00 | 0.1901 | 0.26392 | 0.019352 | 0.6459 | 0.76987 | 0.028135 | 0.00946 |  | 0.071832 | 0.4818 | 0.23321 | 0.37483 | 0.014519
6591 | 2004-10-01 | 15:00 | 0.1592 | 0.26525 | 0.024685 | 0.61353 | 0.80014 | 0.02751 | 0.008282 |  | 0.10036 | 0.49841 | 0.20264 | 0.32495 | 0.0128
6592 | 2004-10-01 | 16:00 | 0.2204 | 0.10305 | 0.030723 | 0.60683 | 0.79961 | 0.029553 | 0.008896 |  | 0.10539 | 0.48848 | 0.17728 | 0.27453 | 0.013032
6593 | 2004-10-01 | 17:00 | 0.30734 | 0.058234 | 0.029262 | 0.62517 | 0.80841 | 0.032027 | 0.013197 |  | 0.10333 | 0.52113 | 0.16268 | 0.2316 | 0.020256
6594 | 2004-10-01 | 18:00 | 0.35492 | 0.13246 | 0.037368 | 0.70181 | 0.81347 | 0.032235 | 0.012488 |  | 0.10269 | 0.57208 | 0.14973 | 0.23423 | 0.02547
6595 | 2004-10-01 | 19:00 | 0.43669 | 0.10145 | 0.063522 | 0.72794 | 0.79935 | 0.035983 | 0.00814 |  | 0.10663 | 0.57564 | 0.12898 | 0.2224 | 0.021017
6596 | 2004-10-01 | 20:00 | 0.51173 | 0.16981 | 0.086904 | 0.75611 | 0.78959 | 0.060675 | 0.007382 |  | 0.13213 | 0.55849 | 0.11618 | 0.21074 | 0.029322
6597 | 2004-10-01 | 21:00 | 0.54895 | 0.22232 | 0.16249 | 0.78178 | 0.77118 | 0.12308 | 0.008361 |  | 0.16502 | 0.56786 | 0.10194 | 0.20301 | 0.046549
6598 | 2004-10-01 | 22:00 | 0.54279 | 0.2835 | 0.29283 | 0.7702 | 0.74907 | 0.19479 | 0.021229 |  | 0.19598 | 0.60579 | 0.087275 | 0.19093 | 0.06758
6599 | 2004-10-01 | 23:00 | 0.53873 | 0.24994 | 0.38427 | 0.74302 | 0.71254 | 0.31201 | 0.050001 |  | 0.25851 | 0.63303 | 0.080896 | 0.1754 | 0.085993
6600 | 2004-10-02 | 00:00 | 0.60091 | 0.23691 | 0.38299 | 0.72614 | 0.66952 | 0.43542 | 0.068427 |  | 0.26432 | 0.66189 | 0.076364 | 0.1503 | 0.10337
6601 | 2004-10-02 | 01:00 | 0.6353 | 0.19457 | 0.43258 | 0.77024 | 0.61157 | 0.52294 | 0.0961 |  | 0.25473 | 0.60949 | 0.074483 | 0.14471 | 0.12893
6602 | 2004-10-02 | 02:00 | 0.69357 | 0.25869 | 0.47524 | 0.75685 | 0.52689 | 0.58747 | 0.1184 |  | 0.23829 | 0.59614 | 0.070769 | 0.1747 | 0.14392
6603 | 2004-10-02 | 03:00 | 0.7126 | 0.31315 | 0.50099 | 0.76316 | 0.4696 | 0.64063 | 0.18402 |  | 0.25063 | 0.57495 | 0.063467 | 0.21407 | 0.14298
6604 | 2004-10-02 | 04:00 | 0.73887 | 0.32777 | 0.53504 | 0.72176 | 0.41588 | 0.68719 | 0.24022 |  | 0.25385 | 0.53507 | 0.073461 | 0.21903 | 0.13374
6605 | 2004-10-02 | 05:00 | 0.68137 | 0.33854 | 0.48885 | 0.68488 | 0.37966 | 0.69559 | 0.25646 |  | 0.29163 | 0.47654 | 0.093358 | 0.19066 | 0.11257
6606 | 2004-10-02 | 06:00 | 0.61201 | 0.32146 | 0.43258 | 0.72984 | 0.38678 | 0.68773 | 0.27454 |  | 0.30698 | 0.42149 | 0.12123 | 0.14304 | 0.081613
6607 | 2004-10-02 | 07:00 | 0.59185 | 0.3413 | 0.41233 | 0.79509 | 0.42418 | 0.6759 | 0.25759 |  | 0.32787 | 0.35703 | 0.14858 | 0.10565 | 0.057797
6608 | 2004-10-02 | 08:00 | 0.61607 | 0.41011 | 0.39876 | 0.80655 | 0.46243 | 0.67353 | 0.26188 |  | 0.31672 | 0.28254 | 0.17999 | 0.095291 | 0.050695
6609 | 2004-10-02 | 09:00 | 0.62172 | 0.45372 | 0.38454 | 0.76521 | 0.48494 | 0.6295 | 0.27238 |  | 0.33332 | 0.22125 | 0.2114 | 0.10966 | 0.049418
6610 | 2004-10-02 | 10:00 | 0.5473 | 0.48144 | 0.32139 | 0.66804 | 0.51523 | 0.59071 | 0.32969 |  | 0.34526 | 0.21884 | 0.2441 | 0.13874 | 0.05251
6611 | 2004-10-02 | 11:00 | 0.47661 | 0.4201 | 0.2889 | 0.51315 | 0.52103 | 0.57508 | 0.4152 |  | 0.32761 | 0.2209 | 0.27481 | 0.17726 | 0.056017
6612 | 2004-10-02 | 12:00 | 0.43438 | 0.25455 | 0.28415 | 0.4212 | 0.48999 | 0.5132 | 0.37732 |  | 0.26838 | 0.19851 | 0.30356 | 0.20816 | 0.058608
6613 | 2004-10-02 | 13:00 | 0.42682 | 0.24898 | 0.25104 | 0.43107 | 0.48931 | 0.46484 | 0.2956 |  | 0.21536 | 0.1899 | 0.3283 | 0.2282 | 0.061027
6614 | 2004-10-02 | 14:00 | 0.47203 | 0.28893 | 0.23267 | 0.38496 | 0.48207 | 0.43006 | 0.31529 |  | 0.21171 | 0.19042 | 0.33981 | 0.23328 | 0.074921
6615 | 2004-10-02 | 15:00 | 0.4521 | 0.33664 | 0.22519 | 0.24969 | 0.43128 | 0.42648 | 0.37217 |  | 0.18472 | 0.16482 | 0.33983 | 0.23854 | 0.090457
6616 | 2004-10-02 | 16:00 | 0.41852 | 0.27336 | 0.21956 | 0.15386 | 0.37154 | 0.49889 | 0.39983 |  | 0.15814 | 0.14238 | 0.33072 | 0.22583 | 0.097059
6617 | 2004-10-02 | 17:00 | 0.43023 | 0.24188 | 0.23057 | 0.14069 | 0.32692 | 0.59476 | 0.42368 |  | 0.18223 | 0.14827 | 0.30366 | 0.18051 | 0.096444
6618 | 2004-10-02 | 18:00 | 0.46094 | 0.25473 | 0.30924 | 0.23244 | 0.33889 | 0.67221 | 0.46898 |  | 0.19714 | 0.15857 | 0.24081 | 0.17475 | 0.088519
6619 | 2004-10-02 | 19:00 | 0.4737 | 0.35556 | 0.35913 | 0.30333 | 0.36992 | 0.72133 | 0.52832 |  | 0.20278 | 0.17376 | 0.1993 | 0.1881 | 0.06441
6620 | 2004-10-02 | 20:00 | 0.43741 | 0.26025 | 0.40748 | 0.32612 | 0.3886 | 0.71177 | 0.60757 |  | 0.22185 | 0.19113 | 0.19412 | 0.20875 | 0.071199
6621 | 2004-10-02 | 21:00 | 0.36452 | 0.2403 | 0.40818 | 0.32559 | 0.39278 | 0.70359 | 0.67495 |  | 0.24085 | 0.21017 | 0.18184 | 0.22677 | 0.082598
6622 | 2004-10-02 | 22:00 | 0.3146 | 0.23217 | 0.47589 | 0.30411 | 0.39503 | 0.71497 | 0.69295 |  | 0.26353 | 0.24531 | 0.17384 | 0.22189 | 0.082243
6623 | 2004-10-02 | 23:00 | 0.3184 | 0.26973 | 0.4502 | 0.24886 | 0.38963 | 0.6778 | 0.65414 |  | 0.31333 | 0.2698 | 0.16724 | 0.19311 | 0.068261
6624 | 2004-10-03 | 00:00 | 0.28161 | 0.30662 | 0.3871 | 0.22285 | 0.38708 | 0.4944 | 0.59446 |  | 0.32257 | 0.29116 | 0.15352 | 0.11092 | 0.053855
6625 | 2004-10-03 | 01:00 | 0.2731 | 0.34795 | 0.41557 | 0.19769 | 0.40664 | 0.47668 | 0.56436 |  | 0.342 | 0.34342 | 0.092916 | 0.08536 | 0.039968
6626 | 2004-10-03 | 02:00 | 0.29354 | 0.45533 | 0.33137 | 0.20354 | 0.45637 | 0.49168 | 0.57752 |  | 0.36828 | 0.45791 | 0.051338 | 0.12499 | 0.042819
6627 | 2004-10-03 | 03:00 | 0.28815 | 0.56341 | 0.25008 | 0.23185 | 0.52765 | 0.44286 | 0.57806 |  | 0.34883 | 0.53736 | 0.054381 | 0.17597 | 0.049434
6628 | 2004-10-03 | 04:00 | 0.27658 | 0.60828 | 0.22856 | 0.24747 | 0.58329 | 0.40437 | 0.62099 |  | 0.30531 | 0.58995 | 0.074049 | 0.18952 | 0.048008
6629 | 2004-10-03 | 05:00 | 0.27181 | 0.57639 | 0.1995 | 0.2653 | 0.60871 | 0.43566 | 0.61592 |  | 0.30185 | 0.60354 | 0.10283 | 0.25707 | 0.057309
6630 | 2004-10-03 | 06:00 | 0.26181 | 0.56644 | 0.23079 | 0.31955 | 0.63654 | 0.47826 | 0.56163 |  | 0.24914 | 0.62345 | 0.10111 | 0.30961 | 0.053904
6631 | 2004-10-03 | 07:00 | 0.24106 | 0.50727 | 0.27556 | 0.37381 | 0.68314 | 0.44701 | 0.48948 |  | 0.18096 | 0.66654 | 0.10161 | 0.36039 | 0.074579
6632 | 2004-10-03 | 08:00 | 0.20072 | 0.47532 | 0.28206 | 0.40344 | 0.7144 | 0.41299 | 0.44122 |  | 0.14691 | 0.66753 | 0.098857 | 0.40099 | 0.067155
6633 | 2004-10-03 | 09:00 | 0.15609 | 0.45178 | 0.2684 | 0.45369 | 0.72733 | 0.29568 | 0.43143 |  | 0.11037 | 0.64632 | 0.094921 | 0.43533 | 0.048519
6634 | 2004-10-03 | 10:00 | 0.12851 | 0.45579 | 0.23799 | 0.51142 | 0.71975 | 0.16896 | 0.40024 |  | 0.10827 | 0.62443 | 0.088945 | 0.44411 | 0.038844
6635 | 2004-10-03 | 11:00 | 0.14057 | 0.40408 | 0.19623 | 0.53698 | 0.67358 | 0.10505 | 0.37459 |  | 0.093599 | 0.58264 | 0.08703 | 0.43692 | 0.045721
6636 | 2004-10-03 | 12:00 | 0.14048 | 0.38764 | 0.143 | 0.54805 | 0.59626 | 0.10201 | 0.31894 |  | 0.09563 | 0.52398 | 0.077999 | 0.38779 | 0.049745
6637 | 2004-10-03 | 13:00 | 0.13835 | 0.39465 | 0.09401 | 0.4713 | 0.5661 | 0.081826 | 0.19306 |  | 0.064825 | 0.45797 | 0.055384 | 0.34447 | 0.050437
6638 | 2004-10-03 | 14:00 | 0.10977 | 0.36188 | 0.07361 | 0.47498 | 0.54497 | 0.036181 | 0.11493 |  | 0.065959 | 0.46893 | 0.042817 | 0.29748 | 0.059129
6639 | 2004-10-03 | 15:00 | 0.10913 | 0.33471 | 0.050723 | 0.48004 | 0.50395 | 0.044615 | 0.065705 |  | 0.074085 | 0.40941 | 0.0378 | 0.26349 | 0.075527
6640 | 2004-10-03 | 16:00 | 0.18295 | 0.39014 | 0.035447 | 0.43258 | 0.42032 | 0.049145 | 0.050696 |  | 0.058421 | 0.23886 | 0.035867 | 0.20771 | 0.08018
6641 | 2004-10-03 | 17:00 | 0.24205 | 0.34824 | 0.031041 | 0.51099 | 0.40332 | 0.063286 | 0.044704 |  | 0.058576 | 0.1726 | 0.033027 | 0.12737 | 0.079307
6642 | 2004-10-03 | 18:00 | 0.28306 | 0.31665 | 0.036009 | 0.58568 | 0.43301 | 0.073839 | 0.033325 |  | 0.074101 | 0.2003 | 0.025978 | 0.10408 | 0.094516
6643 | 2004-10-03 | 19:00 | 0.34592 | 0.35242 | 0.044019 | 0.6148 | 0.47616 | 0.08886 | 0.027541 |  | 0.091615 | 0.2297 | 0.017206 | 0.094307 | 0.098914
6644 | 2004-10-03 | 20:00 | 0.43062 | 0.34246 | 0.062021 | 0.66604 | 0.53356 | 0.10258 | 0.024212 |  | 0.10533 | 0.22812 | 0.013124 | 0.071355 | 0.074202
6645 | 2004-10-03 | 21:00 | 0.49514 | 0.32359 | 0.076298 | 0.72728 | 0.61999 | 0.10284 | 0.021858 |  | 0.13509 | 0.19202 | 0.013612 | 0.056187 | 0.07641
6646 | 2004-10-03 | 22:00 | 0.53722 | 0.27862 | 0.094209 | 0.7554 | 0.70367 | 0.13856 | 0.032694 |  | 0.16884 | 0.1627 | 0.016948 | 0.051323 | 0.082451
6647 | 2004-10-03 | 23:00 | 0.57714 | 0.26997 | 0.12369 | 0.75899 | 0.76213 | 0.20319 | 0.047873 |  | 0.18078 | 0.13395 | 0.021339 | 0.048117 | 0.089533
6648 | 2004-10-04 | 00:00 | 0.67715 | 0.24679 | 0.11903 | 0.71886 | 0.77884 | 0.23418 | 0.063962 |  | 0.21696 | 0.14894 | 0.026056 | 0.053897 | 0.090014
6649 | 2004-10-04 | 01:00 | 0.72937 | 0.21153 | 0.15971 | 0.72845 | 0.7175 | 0.28565 | 0.081584 |  | 0.21119 | 0.22481 | 0.029254 | 0.080901 | 0.08976
6650 | 2004-10-04 | 02:00 | 0.75192 | 0.17707 | 0.23608 | 0.78525 | 0.67446 | 0.3909 | 0.11886 |  | 0.16904 | 0.28053 | 0.032479 | 0.15158 | 0.090837
6651 | 2004-10-04 | 03:00 | 0.78149 | 0.173 | 0.31466 | 0.8255 | 0.62318 | 0.55386 | 0.1645 |  | 0.13895 | 0.29997 | 0.041383 | 0.13004 | 0.088222
6652 | 2004-10-04 | 04:00 | 0.80029 | 0.261 | 0.38031 | 0.82569 | 0.57892 | 0.66571 | 0.19384 |  | 0.10104 | 0.27265 | 0.049047 | 0.14681 | 0.089027
6653 | 2004-10-04 | 05:00 | 0.79532 | 0.44563 | 0.40025 | 0.82068 | 0.57055 | 0.71691 | 0.2193 |  | 0.089745 | 0.26234 | 0.047154 | 0.15595 | 0.11529
6654 | 2004-10-04 | 06:00 | 0.7757 | 0.58814 | 0.36052 | 0.79928 | 0.53875 | 0.70796 | 0.25825 |  | 0.07422 | 0.2591 | 0.046742 | 0.16058 | 0.12799
6655 | 2004-10-04 | 07:00 | 0.74503 | 0.6144 | 0.35578 | 0.78565 | 0.50343 | 0.71034 | 0.29931 |  | 0.10166 | 0.2742 | 0.049001 | 0.15559 | 0.10545
6656 | 2004-10-04 | 08:00 | 0.68761 | 0.70013 | 0.40874 | 0.77658 | 0.46527 | 0.7366 | 0.32852 |  | 0.13144 | 0.29721 | 0.051334 | 0.1341 | 0.085606
6657 | 2004-10-04 | 09:00 | 0.58383 | 0.64414 | 0.40117 | 0.77408 | 0.41242 | 0.75641 | 0.34878 |  | 0.13671 | 0.29098 | 0.048941 | 0.11389 | 0.07125
6658 | 2004-10-04 | 10:00 | 0.47081 | 0.49195 | 0.37188 | 0.71642 | 0.35809 | 0.74323 | 0.38182 |  | 0.13105 | 0.30797 | 0.044226 | 0.1025 | 0.068693
6659 | 2004-10-04 | 11:00 | 0.44802 | 0.46024 | 0.35064 | 0.61443 | 0.30436 | 0.74823 | 0.4276 |  | 0.11378 | 0.3194 | 0.040738 | 0.098177 | 0.07227
6660 | 2004-10-04 | 12:00 | 0.42902 | 0.48831 | 0.28874 | 0.51868 | 0.27495 | 0.71759 | 0.41354 |  | 0.12688 | 0.31565 | 0.041077 | 0.1069 | 0.076489
6661 | 2004-10-04 | 13:00 | 0.40988 | 0.54006 | 0.19012 | 0.47369 | 0.21573 | 0.63835 | 0.33375 |  | 0.11028 | 0.28216 | 0.041724 | 0.11619 | 0.07991
6662 | 2004-10-04 | 14:00 | 0.40867 | 0.45258 | 0.13106 | 0.54044 | 0.22782 | 0.60165 | 0.3072 |  | 0.078185 | 0.26223 | 0.03981 | 0.12251 | 0.080894
6663 | 2004-10-04 | 15:00 | 0.39432 | 0.36922 | 0.11083 | 0.52114 | 0.22455 | 0.60007 | 0.30461 |  | 0.06835 | 0.25517 | 0.037135 | 0.12512 | 0.080946
6664 | 2004-10-04 | 16:00 | 0.35732 | 0.37115 | 0.12436 | 0.39828 | 0.19109 | 0.57039 | 0.31936 |  | 0.063304 | 0.25329 | 0.036593 | 0.12009 | 0.086525
6665 | 2004-10-04 | 17:00 | 0.35193 | 0.44451 | 0.17106 | 0.28406 | 0.16878 | 0.58126 | 0.31727 |  | 0.069609 | 0.25079 | 0.033427 | 0.098301 | 0.090763
6666 | 2004-10-04 | 18:00 | 0.34839 | 0.4303 | 0.21518 | 0.24868 | 0.16375 | 0.67361 | 0.31414 |  | 0.086174 | 0.23547 | 0.026993 | 0.086282 | 0.08745
6667 | 2004-10-04 | 19:00 | 0.33237 | 0.41712 | 0.23528 | 0.23376 | 0.17146 | 0.6758 | 0.32155 |  | 0.097405 | 0.23048 | 0.016873 | 0.088877 | 0.067621
6668 | 2004-10-04 | 20:00 | 0.31926 | 0.32938 | 0.22677 | 0.21292 | 0.18607 | 0.66118 | 0.34982 |  | 0.11816 | 0.20618 | 0.010462 | 0.10081 | 0.049283
6669 | 2004-10-04 | 21:00 | 0.31796 | 0.37718 | 0.24985 | 0.18941 | 0.1927 | 0.63303 | 0.39336 |  | 0.1156 | 0.19917 | 0.009228 | 0.1177 | 0.037432
6670 | 2004-10-04 | 22:00 | 0.2922 | 0.43775 | 0.35378 | 0.18024 | 0.19567 | 0.62632 | 0.45842 |  | 0.14789 | 0.23343 | 0.009081 | 0.13329 | 0.037855
6671 | 2004-10-04 | 23:00 | 0.29316 | 0.38184 | 0.45104 | 0.15568 | 0.20647 | 0.58202 | 0.55132 |  | 0.19495 | 0.2612 | 0.011848 | 0.16016 | 0.041365
6672 | 2004-10-05 | 00:00 | 0.30131 | 0.40098 | 0.48025 | 0.13145 | 0.22637 | 0.46505 | 0.5817 |  | 0.19697 | 0.27144 | 0.016745 | 0.17923 | 0.047211
6673 | 2004-10-05 | 01:00 | 0.35601 | 0.33151 | 0.50641 | 0.13372 | 0.27053 | 0.4446 | 0.60962 |  | 0.22948 | 0.31629 | 0.022233 | 0.18886 | 0.054657
6674 | 2004-10-05 | 02:00 | 0.38481 | 0.32289 | 0.46717 | 0.20289 | 0.32173 | 0.50129 | 0.62442 |  | 0.28533 | 0.35559 | 0.028116 | 0.19788 | 0.068242
6675 | 2004-10-05 | 03:00 | 0.2996 | 0.31181 | 0.39915 | 0.25484 | 0.38167 | 0.44393 | 0.59444 |  | 0.28629 | 0.38291 | 0.033836 | 0.20088 | 0.12807
6676 | 2004-10-05 | 04:00 | 0.19887 | 0.17003 | 0.35922 | 0.21507 | 0.45199 | 0.37186 | 0.57373 |  | 0.29816 | 0.3936 | 0.043112 | 0.23636 | 0.21845
6677 | 2004-10-05 | 05:00 | 0.16584 | 0.27755 | 0.34861 | 0.16625 | 0.51137 | 0.3358 | 0.54207 |  | 0.30294 | 0.3674 | 0.044786 | 0.22568 | 0.24734
6678 | 2004-10-05 | 06:00 | 0.16097 | 0.37377 | 0.36534 | 0.14053 | 0.56793 | 0.34769 | 0.51883 |  | 0.25899 | 0.33834 | 0.046779 | 0.21736 | 0.23774
6679 | 2004-10-05 | 07:00 | 0.11469 | 0.31408 | 0.33758 | 0.11882 | 0.6342 | 0.37099 | 0.53229 |  | 0.2328 | 0.33929 | 0.048317 | 0.2065 | 0.20275
6680 | 2004-10-05 | 08:00 | 0.074288 | 0.33362 | 0.30756 | 0.080088 | 0.70641 | 0.30835 | 0.53172 |  | 0.23033 | 0.33381 | 0.048538 | 0.20695 | 0.17123
6681 | 2004-10-05 | 09:00 | 0.06212 | 0.28949 | 0.27522 | 0.06498 | 0.74642 | 0.22993 | 0.47839 |  | 0.31034 | 0.349 | 0.048536 | 0.25059 | 0.14054
6682 | 2004-10-05 | 10:00 | 0.054427 | 0.27568 | 0.19817 | 0.061095 | 0.76158 | 0.1876 | 0.42478 |  | 0.27002 | 0.35386 | 0.048416 | 0.26364 | 0.11336
6683 | 2004-10-05 | 11:00 | 0.042858 | 0.28943 | 0.1219 | 0.059739 | 0.73261 | 0.18502 | 0.40061 |  | 0.22721 | 0.33152 | 0.049221 | 0.25552 | 0.099049
6684 | 2004-10-05 | 12:00 | 0.033635 | 0.30899 | 0.10074 | 0.064773 | 0.67743 | 0.17 | 0.43781 |  | 0.12429 | 0.28983 | 0.050452 | 0.23322 | 0.084493
6685 | 2004-10-05 | 13:00 | 0.039237 | 0.27307 | 0.08697 | 0.066164 | 0.63775 | 0.13811 | 0.34285 |  | 0.12593 | 0.24132 | 0.052114 | 0.21218 | 0.070467
6686 | 2004-10-05 | 14:00 | 0.0312 | 0.21718 | 0.050779 | 0.082226 | 0.6443 | 0.10114 | 0.2891 |  | 0.16472 | 0.21809 | 0.05098 | 0.19169 | 0.057088
6687 | 2004-10-05 | 15:00 | 0.026015 | 0.16553 | 0.014266 | 0.097084 | 0.63555 | 0.11342 | 0.34915 |  | 0.17338 | 0.22216 | 0.049511 | 0.17193 | 0.055022
6688 | 2004-10-05 | 16:00 | 0.030049 | 0.080354 | 0.003672 | 0.071628 | 0.60545 | 0.14779 | 0.37399 |  | 0.14715 | 0.24351 | 0.051574 | 0.16198 | 0.060343
6689 | 2004-10-05 | 17:00 | 0.03986 | 0.16205 | 0.006981 | 0.080625 | 0.57247 | 0.16169 | 0.3615 |  | 0.14694 | 0.26204 | 0.051459 | 0.14898 | 0.066784
6690 | 2004-10-05 | 18:00 | 0.045953 | 0.22172 | 0.015125 | 0.096702 | 0.56034 | 0.18491 | 0.35935 |  | 0.16623 | 0.32183 | 0.046547 | 0.16648 | 0.074504
6691 | 2004-10-05 | 19:00 | 0.058023 | 0.33765 | 0.025497 | 0.10335 | 0.5714 | 0.15098 | 0.29533 |  | 0.17001 | 0.41794 | 0.033725 | 0.15917 | 0.064675
6692 | 2004-10-05 | 20:00 | 0.064997 | 0.30195 | 0.022072 | 0.11356 | 0.57402 | 0.11094 | 0.23936 |  | 0.17745 | 0.465 | 0.024543 | 0.13959 | 0.065606
6693 | 2004-10-05 | 21:00 | 0.071195 | 0.29531 | 0.018578 | 0.12845 | 0.55123 | 0.10888 | 0.21865 |  | 0.17855 | 0.51202 | 0.025808 | 0.14247 | 0.072181
6694 | 2004-10-05 | 22:00 | 0.078562 | 0.28336 | 0.032442 | 0.14951 | 0.54321 | 0.12056 | 0.22536 |  | 0.20837 | 0.53184 | 0.029147 | 0.15006 | 0.070777
6695 | 2004-10-05 | 23:00 | 0.094606 | 0.26745 | 0.048895 | 0.18116 | 0.56887 | 0.15341 | 0.21062 |  | 0.25276 | 0.5729 | 0.033279 | 0.14381 | 0.065042
6696 | 2004-10-06 | 00:00 | 0.11123 | 0.31065 | 0.058705 | 0.22193 | 0.58488 | 0.19725 | 0.19631 |  | 0.29761 | 0.63003 | 0.039443 | 0.16968 | 0.05773
6697 | 2004-10-06 | 01:00 | 0.12368 | 0.2269 | 0.082394 | 0.26018 | 0.61023 | 0.23257 | 0.20206 |  | 0.33952 | 0.65309 | 0.043109 | 0.30301 | 0.088618
6698 | 2004-10-06 | 02:00 | 0.13362 | 0.30079 | 0.090239 | 0.32636 | 0.66057 | 0.27256 | 0.23011 |  | 0.322 | 0.6872 | 0.071008 | 0.35027 | 0.28584
6699 | 2004-10-06 | 03:00 | 0.15431 | 0.38696 | 0.055008 | 0.37329 | 0.68904 | 0.2645 | 0.23266 |  | 0.26411 | 0.71585 | 0.082769 | 0.32709 | 0.45186
6700 | 2004-10-06 | 04:00 | 0.19111 | 0.38376 | 0.029798 | 0.41619 | 0.69197 | 0.26427 | 0.23555 |  | 0.22643 | 0.66229 | 0.1185 | 0.33747 | 0.47668
6701 | 2004-10-06 | 05:00 | 0.23003 | 0.33881 | 0.026104 | 0.52473 | 0.67317 | 0.28121 | 0.26124 |  | 0.22283 | 0.5983 | 0.14654 | 0.34311 | 0.49385
6702 | 2004-10-06 | 06:00 | 0.23855 | 0.32142 | 0.032034 | 0.57377 | 0.66493 | 0.36601 | 0.26637 |  | 0.20535 | 0.54006 | 0.16016 | 0.30648 | 0.51109
6703 | 2004-10-06 | 07:00 | 0.23868 | 0.32117 | 0.033973 | 0.53668 | 0.65493 | 0.45617 | 0.27211 |  | 0.15066 | 0.52083 | 0.16523 | 0.30349 | 0.50293
6704 | 2004-10-06 | 08:00 | 0.26107 | 0.27173 | 0.034862 | 0.52338 | 0.64502 | 0.5011 | 0.24663 |  | 0.13116 | 0.51499 | 0.18056 | 0.27479 | 0.42918
6705 | 2004-10-06 | 09:00 | 0.29149 | 0.17194 | 0.048944 | 0.58928 | 0.64221 | 0.55686 | 0.23588 |  | 0.13358 | 0.47588 | 0.22032 | 0.25595 | 0.37171
6706 | 2004-10-06 | 10:00 | 0.3138 | 0.16469 | 0.067112 | 0.66258 | 0.62328 | 0.62309 | 0.24576 |  | 0.1346 | 0.46568 | 0.22474 | 0.20759 | 0.31265
6707 | 2004-10-06 | 11:00 | 0.33857 | 0.19001 | 0.07369 | 0.702 | 0.61194 | 0.65165 | 0.2892 |  | 0.13489 | 0.46725 | 0.23421 | 0.21735 | 0.24111
6708 | 2004-10-06 | 12:00 | 0.37258 | 0.22356 | 0.063581 | 0.67279 | 0.5516 | 0.6445 | 0.32354 |  | 0.12137 | 0.44439 | 0.2606 | 0.22122 | 0.17955
6709 | 2004-10-06 | 13:00 | 0.35577 | 0.26314 | 0.040173 | 0.44477 | 0.48782 | 0.54581 | 0.27008 |  | 0.11856 | 0.48038 | 0.26819 | 0.24833 | 0.14523
6710 | 2004-10-06 | 14:00 | 0.26646 | 0.23824 | 0.03291 | 0.36695 | 0.48568 | 0.49399 | 0.21321 |  | 0.10134 | 0.49088 | 0.27392 | 0.19782 | 0.11915
6711 | 2004-10-06 | 15:00 | 0.19954 | 0.24569 | 0.034186 | 0.33159 | 0.45869 | 0.47351 | 0.20522 |  | 0.096182 | 0.47029 | 0.27544 | 0.1267 | 0.086878
6712 | 2004-10-06 | 16:00 | 0.18663 | 0.18443 | 0.036745 | 0.27401 | 0.37884 | 0.46682 | 0.19682 |  | 0.10227 | 0.46225 | 0.26788 | 0.13653 | 0.071373
6713 | 2004-10-06 | 17:00 | 0.1985 | 0.16619 | 0.037041 | 0.20128 | 0.32868 | 0.46623 | 0.18317 |  | 0.095571 | 0.48352 | 0.26948 | 0.08216 | 0.068393
6714 | 2004-10-06 | 18:00 | 0.2071 | 0.15957 | 0.046205 | 0.15894 | 0.34634 | 0.50155 | 0.20907 |  | 0.089507 | 0.50452 | 0.26362 | 0.05483 | 0.063662
6715 | 2004-10-06 | 19:00 | 0.21147 | 0.19152 | 0.061922 | 0.1403 | 0.38064 | 0.55691 | 0.24081 |  | 0.093598 | 0.51043 | 0.20373 | 0.043981 | 0.046855
6716 | 2004-10-06 | 20:00 | 0.22343 | 0.17976 | 0.07794 | 0.1379 | 0.44691 | 0.59278 | 0.26143 |  | 0.10434 | 0.52253 | 0.1708 | 0.039446 | 0.036026
6717 | 2004-10-06 | 21:00 | 0.23038 | 0.15445 | 0.10881 | 0.16044 | 0.52321 | 0.633 | 0.29624 |  | 0.12024 | 0.51182 | 0.16606 | 0.031913 | 0.031701
6718 | 2004-10-06 | 22:00 | 0.24404 | 0.16153 | 0.19659 | 0.19302 | 0.55786 | 0.67056 | 0.38612 |  | 0.129 | 0.52291 | 0.16452 | 0.016993 | 0.02832
6719 | 2004-10-06 | 23:00 | 0.2839 | 0.15899 | 0.31094 | 0.22839 | 0.58526 | 0.72348 | 0.49447 |  | 0.12331 | 0.55599 | 0.16909 | 0.01817 | 0.026294
6720 | 2004-10-07 | 00:00 | 0.31283 | 0.22793 | 0.42462 | 0.28338 | 0.62819 | 0.79332 | 0.59128 |  | 0.093429 | 0.60292 | 0.1668 | 0.026314 | 0.02715
6721 | 2004-10-07 | 01:00 | 0.35997 | 0.35936 | 0.49308 | 0.35931 | 0.65775 | 0.81927 | 0.56163 |  | 0.073958 | 0.57826 | 0.1562 | 0.057899 | 0.032782
6722 | 2004-10-07 | 02:00 | 0.38666 | 0.39124 | 0.4447 | 0.43652 | 0.67841 | 0.77785 | 0.48087 |  | 0.094959 | 0.62965 | 0.129 | 0.10777 | 0.04388
6723 | 2004-10-07 | 03:00 | 0.40106 | 0.41982 | 0.39952 | 0.50936 | 0.70395 | 0.73616 | 0.47338 |  | 0.12879 | 0.66729 | 0.11879 | 0.12738 | 0.07798
6724 | 2004-10-07 | 04:00 | 0.44059 | 0.38187 | 0.39895 | 0.59097 | 0.70127 | 0.74405 | 0.46339 |  | 0.15507 | 0.66786 | 0.12205 | 0.16551 | 0.15579
6725 | 2004-10-07 | 05:00 | 0.45146 | 0.4327 | 0.39395 | 0.64161 | 0.66092 | 0.74006 | 0.43235 |  | 0.18368 | 0.65626 | 0.11754 | 0.16798 | 0.19852
6726 | 2004-10-07 | 06:00 | 0.39304 | 0.46495 | 0.38114 | 0.68201 | 0.63565 | 0.70661 | 0.43144 |  | 0.21179 | 0.6293 | 0.11468 | 0.2009 | 0.20275
6727 | 2004-10-07 | 07:00 | 0.3287 | 0.49373 | 0.39867 | 0.69296 | 0.5833 | 0.67822 | 0.41483 |  | 0.22955 | 0.64906 | 0.11632 | 0.22814 | 0.2116
6728 | 2004-10-07 | 08:00 | 0.33728 | 0.48133 | 0.39943 | 0.67871 | 0.51188 | 0.65005 | 0.42584 |  | 0.23671 | 0.60527 | 0.11815 | 0.22607 | 0.21765
6729 | 2004-10-07 | 09:00 | 0.39575 | 0.45362 | 0.37994 | 0.67665 | 0.46476 | 0.58347 | 0.38752 |  | 0.21341 | 0.49812 | 0.12958 | 0.20259 | 0.2012
6730 | 2004-10-07 | 10:00 | 0.45545 | 0.42243 | 0.29841 | 0.70597 | 0.46584 | 0.52604 | 0.29941 |  | 0.19735 | 0.45471 | 0.14386 | 0.16203 | 0.18152
6731 | 2004-10-07 | 11:00 | 0.46367 | 0.14888 | 0.21833 | 0.69028 | 0.45472 | 0.49237 | 0.2664 |  | 0.17925 | 0.41363 | 0.16654 | 0.15284 | 0.15209
6732 | 2004-10-07 | 12:00 | 0.39085 | 0.15508 | 0.18949 | 0.63692 | 0.40736 | 0.44534 | 0.23979 |  | 0.17017 | 0.32556 | 0.18975 | 0.14903 | 0.12884
6733 | 2004-10-07 | 13:00 | 0.36806 | 0.17533 | 0.11467 | 0.59233 | 0.37221 | 0.28106 | 0.12466 |  | 0.12184 | 0.27893 | 0.21287 | 0.12821 | 0.11888
6734 | 2004-10-07 | 14:00 | 0.28738 | 0.19876 | 0.04475 | 0.57256 | 0.35834 | 0.18054 | 0.050228 |  | 0.06868 | 0.26818 | 0.22287 | 0.12104 | 0.10841
6735 | 2004-10-07 | 15:00 | 0.16625 | 0.24937 | 0.036797 | 0.50102 | 0.34306 | 0.15884 | 0.03632 |  | 0.047557 | 0.23418 | 0.22775 | 0.11627 | 0.10868
6736 | 2004-10-07 | 16:00 | 0.13112 | 0.17199 | 0.037492 | 0.33542 | 0.30831 | 0.1439 | 0.035846 |  | 0.044292 | 0.18834 | 0.2427 | 0.1152 | 0.099243
6737 | 2004-10-07 | 17:00 | 0.13926 | 0.059148 | 0.039804 | 0.26665 | 0.29348 | 0.12619 | 0.05073 |  | 0.048909 | 0.16766 | 0.25495 | 0.0694 | 0.079335
6738 | 2004-10-07 | 18:00 | 0.16839 | 0.028775 | 0.043187 | 0.26524 | 0.29353 | 0.098622 | 0.058508 |  | 0.065455 | 0.14813 | 0.25155 | 0.036005 | 0.062176
6739 | 2004-10-07 | 19:00 | 0.19451 | 0 | 0.046098 | 0.29714 | 0.27536 | 0.081014 | 0.060717 |  | 0.072862 | 0.14831 | 0.21669 | 0.034511 | 0.032316
6740 | 2004-10-07 | 20:00 | 0.25578 | 0.015856 | 0.062196 | 0.31243 | 0.3107 | 0.094259 | 0.061906 |  | 0.078464 | 0.18202 | 0.1969 | 0.033042 | 0.021345
6741 | 2004-10-07 | 21:00 | 0.35801 | 0.024455 | 0.085729 | 0.38476 | 0.36794 | 0.12487 | 0.079215 |  | 0.10905 | 0.21937 | 0.17672 | 0.032126 | 0.018954
6742 | 2004-10-07 | 22:00 | 0.46401 | 0.017839 | 0.1207 | 0.56962 | 0.37412 | 0.19055 | 0.14214 |  | 0.11468 | 0.24377 | 0.16651 | 0.035792 | 0.014392
6743 | 2004-10-07 | 23:00 | 0.58485 | 0.12034 | 0.1578 | 0.73249 | 0.32764 | 0.25133 | 0.22413 |  | 0.16121 | 0.25761 | 0.15281 | 0.051566 | 0.014112
6744 | 2004-10-08 | 00:00 | 0.6542 | 0.21119 | 0.17016 | 0.81842 | 0.30019 | 0.26763 | 0.2678 |  | 0.17711 | 0.26162 | 0.13343 | 0.071286 | 0.018202
6745 | 2004-10-08 | 01:00 | 0.66703 | 0.2323 | 0.17044 | 0.67451 | 0.28451 | 0.26765 | 0.27696 |  | 0.17895 | 0.25383 | 0.1231 | 0.090937 | 0.025259
6746 | 2004-10-08 | 02:00 | 0.68712 | 0.13575 | 0.14177 | 0.65668 | 0.28134 | 0.27109 | 0.2838 |  | 0.18814 | 0.27291 | 0.10288 | 0.089557 | 0.044126
6747 | 2004-10-08 | 03:00 | 0.75257 | 0.087292 | 0.11564 | 0.74959 | 0.29168 | 0.25312 | 0.28884 |  | 0.20438 | 0.2896 | 0.10153 | 0.10008 | 0.08999
6748 | 2004-10-08 | 04:00 | 0.80922 | 0.088782 | 0.12081 | 0.81516 | 0.32004 | 0.25084 | 0.35541 |  | 0.2352 | 0.28456 | 0.10714 | 0.10303 | 0.14693
6749 | 2004-10-08 | 05:00 | 0.81694 | 0.13517 | 0.12992 | 0.84417 | 0.31122 | 0.25364 | 0.38065 |  | 0.2622 | 0.28265 | 0.10616 | 0.0886 | 0.20303
6750 | 2004-10-08 | 06:00 | 0.77839 | 0.21535 | 0.1491 | 0.8313 | 0.31726 | 0.28159 | 0.36261 |  | 0.29551 | 0.27137 | 0.12182 | 0.095225 | 0.21293
6751 | 2004-10-08 | 07:00 | 0.74118 | 0.10792 | 0.14895 | 0.79178 | 0.37078 | 0.29131 | 0.30911 |  | 0.33443 | 0.28282 | 0.12439 | 0.13625 | 0.20042
6752 | 2004-10-08 | 08:00 | 0.75556 | 0.20143 | 0.1455 | 0.76065 | 0.42009 | 0.28097 | 0.25542 |  | 0.33656 | 0.2805 | 0.11166 | 0.19157 | 0.19911
6753 | 2004-10-08 | 09:00 | 0.76306 | 0.21525 | 0.14319 | 0.78801 | 0.45208 | 0.32983 | 0.20993 |  | 0.3151 | 0.2526 | 0.10444 | 0.17658 | 0.17157
6754 | 2004-10-08 | 10:00 | 0.7291 | 0.19197 | 0.14149 | 0.79217 | 0.48138 | 0.43351 | 0.16365 |  | 0.30353 | 0.22409 | 0.10815 | 0.21104 | 0.13422
6755 | 2004-10-08 | 11:00 | 0.69576 | 0.13042 | 0.15315 | 0.72583 | 0.48795 | 0.50819 | 0.1391 |  | 0.28197 | 0.19032 | 0.12194 | 0.25056 | 0.09936
6756 | 2004-10-08 | 12:00 | 0.69846 | 0.10036 | 0.20413 | 0.66301 | 0.44431 | 0.47843 | 0.16635 |  | 0.2516 | 0.15312 | 0.15014 | 0.26381 | 0.075789
6757 | 2004-10-08 | 13:00 | 0.64055 | 0.16869 | 0.21734 | 0.59455 | 0.40572 | 0.40637 | 0.13343 |  | 0.24065 | 0.17876 | 0.18511 | 0.32785 | 0.067844
6758 | 2004-10-08 | 14:00 | 0.57288 | 0.12831 | 0.18157 | 0.54678 | 0.40852 | 0.32135 | 0.09065 |  | 0.177 | 0.27159 | 0.20622 | 0.38242 | 0.070198
6759 | 2004-10-08 | 15:00 | 0.57509 | 0.095141 | 0.1689 | 0.50003 | 0.37955 | 0.28411 | 0.079066 |  | 0.14403 | 0.27101 | 0.22003 | 0.37784 | 0.071697
6760 | 2004-10-08 | 16:00 | 0.63844 | 0 | 0.18499 | 0.47405 | 0.34015 | 0.30061 | 0.080086 |  | 0.14751 | 0.22641 | 0.24083 | 0.37528 | 0.067244
6761 | 2004-10-08 | 17:00 | 0.65554 | 0.0048233 | 0.18611 | 0.50121 | 0.35762 | 0.32277 | 0.088474 |  | 0.14104 | 0.24333 | 0.26189 | 0.47144 | 0.065321
6762 | 2004-10-08 | 18:00 | 0.63814 | 0.10076 | 0.17584 | 0.50433 | 0.43142 | 0.33545 | 0.099092 |  | 0.1335 | 0.25303 | 0.24867 | 0.41855 | 0.07057
6763 | 2004-10-08 | 19:00 | 0.68271 | 0.15267 | 0.196 | 0.48691 | 0.50165 | 0.35299 | 0.10132 |  | 0.14001 | 0.24347 | 0.21859 | 0.34444 | 0.062219
6764 | 2004-10-08 | 20:00 | 0.75161 | 0.25783 | 0.25669 | 0.51633 | 0.52631 | 0.37333 | 0.12562 |  | 0.15373 | 0.2169 | 0.21659 | 0.38659 | 0.049043
6765 | 2004-10-08 | 21:00 | 0.79402 | 0.31411 | 0.36048 | 0.54769 | 0.51826 | 0.44602 | 0.17804 |  | 0.1847 | 0.1968 | 0.21932 | 0.41701 | 0.046566
6766 | 2004-10-08 | 22:00 | 0.81312 | 0.32917 | 0.54964 | 0.58389 | 0.47465 | 0.5898 | 0.28928 |  | 0.26988 | 0.2148 | 0.22289 | 0.42904 | 0.057525
6767 | 2004-10-08 | 23:00 | 0.79756 | 0.26435 | 0.70811 | 0.58522 | 0.42597 | 0.75169 | 0.4072 |  | 0.35919 | 0.23935 | 0.24878 | 0.41365 | 0.075499
6768 | 2004-10-09 | 00:00 | 0.81472 | 0.23122 | 0.67482 | 0.5733 | 0.40456 | 0.77582 | 0.42534 |  | 0.36397 | 0.27161 | 0.26093 | 0.31548 | 0.095852
6769 | 2004-10-09 | 01:00 | 0.79098 | 0.17824 | 0.65552 | 0.68086 | 0.38657 | 0.81962 | 0.45509 |  | 0.40433 | 0.36429 | 0.217 | 0.13044 | 0.13453
6770 | 2004-10-09 | 02:00 | 0.74709 | 0.22259 | 0.65979 | 0.70139 | 0.37282 | 0.86993 | 0.51823 |  | 0.40586 | 0.39505 | 0.25301 | 0.087875 | 0.22684
6771 | 2004-10-09 | 03:00 | 0.75304 | 0.29622 | 0.62625 | 0.6432 | 0.39294 | 0.88067 | 0.52929 |  | 0.36866 | 0.34506 | 0.31435 | 0.10153 | 0.33713
6772 | 2004-10-09 | 04:00 | 0.78886 | 0.3264 | 0.60453 | 0.67741 | 0.42279 | 0.88396 | 0.54597 |  | 0.32552 | 0.29303 | 0.38173 | 0.095086 | 0.36183
6773 | 2004-10-09 | 05:00 | 0.78247 | 0.3019 | 0.5943 | 0.65719 | 0.42194 | 0.87444 | 0.5361 |  | 0.32651 | 0.23367 | 0.40034 | 0.075998 | 0.43575
6774 | 2004-10-09 | 06:00 | 0.74423 | 0.20994 | 0.59769 | 0.60103 | 0.40949 | 0.86594 | 0.53949 |  | 0.30082 | 0.20638 | 0.40608 | 0.082996 | 0.5001
6775 | 2004-10-09 | 07:00 | 0.71005 | 0.25237 | 0.60244 | 0.56394 | 0.40913 | 0.86247 | 0.5551 |  | 0.252 | 0.18519 | 0.41965 | 0.10852 | 0.51238
6776 | 2004-10-09 | 08:00 | 0.63999 | 0.17584 | 0.56676 | 0.52114 | 0.40319 | 0.8527 | 0.52477 |  | 0.23975 | 0.15795 | 0.44914 | 0.13615 | 0.55106
6777 | 2004-10-09 | 09:00 | 0.5516 | 0.17439 | 0.55065 | 0.40981 | 0.388 | 0.84271 | 0.48414 |  | 0.19937 | 0.136 | 0.49172 | 0.14248 | 0.55539
6778 | 2004-10-09 | 10:00 | 0.42755 | 0.16192 | 0.48028 | 0.32092 | 0.38727 | 0.83847 | 0.49477 |  | 0.1194 | 0.12376 | 0.53278 | 0.15713 | 0.52344
6779 | 2004-10-09 | 11:00 | 0.29668 | 0.13646 | 0.39331 | 0.27255 | 0.36014 | 0.82666 | 0.50658 |  | 0.10765 | 0.11182 | 0.57003 | 0.16056 | 0.48395
6780 | 2004-10-09 | 12:00 | 0.22661 | 0.10308 | 0.32452 | 0.25503 | 0.32966 | 0.78656 | 0.50549 |  | 0.10758 | 0.11417 | 0.55978 | 0.15258 | 0.39689
6781 | 2004-10-09 | 13:00 | 0.22292 | 0.14765 | 0.21539 | 0.39931 | 0.33363 | 0.78466 | 0.41694 |  | 0.088377 | 0.13703 | 0.53754 | 0.14314 | 0.33023
6782 | 2004-10-09 | 14:00 | 0.26742 | 0.10853 | 0.13471 | 0.43925 | 0.33429 | 0.79389 | 0.35991 |  | 0.053624 | 0.13804 | 0.53565 | 0.14386 | 0.31805
6783 | 2004-10-09 | 15:00 | 0.28472 | 0.081171 | 0.10309 | 0.31331 | 0.30454 | 0.76357 | 0.35841 |  | 0.018336 | 0.095979 | 0.52215 | 0.14804 | 0.33097
6784 | 2004-10-09 | 16:00 | 0.25663 | 0.072184 | 0.12977 | 0.19667 | 0.26358 | 0.75407 | 0.37587 |  | 0.022146 | 0.062258 | 0.49793 | 0.14342 | 0.32826
6785 | 2004-10-09 | 17:00 | 0.27009 | 0.045199 | 0.17487 | 0.12085 | 0.24169 | 0.76484 | 0.43218 |  | 0.028777 | 0.054536 | 0.45625 | 0.12448 | 0.32325
6786 | 2004-10-09 | 18:00 | 0.2951 | 0.064465 | 0.1962 | 0.10985 | 0.26588 | 0.77792 | 0.49639 |  | 0.030465 | 0.059205 | 0.41522 | 0.10857 | 0.3215
6787 | 2004-10-09 | 19:00 | 0.27013 | 0.073267 | 0.19684 | 0.11908 | 0.32846 | 0.77701 | 0.53973 |  | 0.035035 | 0.068371 | 0.34856 | 0.10881 | 0.28318
6788 | 2004-10-09 | 20:00 | 0.22679 | 0.066447 | 0.20619 | 0.094525 | 0.38492 | 0.76552 | 0.53369 |  | 0.04557 | 0.10297 | 0.32086 | 0.097637 | 0.2322
6789 | 2004-10-09 | 21:00 | 0.22334 | 0.051858 | 0.25698 | 0.058522 | 0.40878 | 0.76909 | 0.55756 |  | 0.050572 | 0.14607 | 0.31654 | 0.083995 | 0.1916
6790 | 2004-10-09 | 22:00 | 0.22422 | 0.030308 | 0.35397 | 0.069577 | 0.44013 | 0.74068 | 0.58141 |  | 0.046653 | 0.18986 | 0.33125 | 0.080758 | 0.15759
6791 | 2004-10-09 | 23:00 | 0.26318 | 0.069597 | 0.43522 | 0.081494 | 0.46172 | 0.66149 | 0.59076 |  | 0.066984 | 0.20535 | 0.33437 | 0.085459 | 0.16059
6792 | 2004-10-10 | 00:00 | 0.23968 | 0.12975 | 0.41446 | 0.099135 | 0.47984 | 0.53808 | 0.60895 |  | 0.12487 | 0.20581 | 0.31833 | 0.099098 | 0.19643
6793 | 2004-10-10 | 01:00 | 0.32894 | 0.10072 | 0.37937 | 0.10665 | 0.51825 | 0.51908 | 0.56937 |  | 0.16323 | 0.21998 | 0.29399 | 0.12528 | 0.24894
6794 | 2004-10-10 | 02:00 | 0.40025 | 0.13878 | 0.34208 | 0.20246 | 0.56357 | 0.53012 | 0.50359 |  | 0.1621 | 0.2559 | 0.25409 | 0.18076 | 0.34766
6795 | 2004-10-10 | 03:00 | 0.35525 | 0.20322 | 0.27791 | 0.31008 | 0.62873 | 0.55874 | 0.44331 |  | 0.16249 | 0.27397 | 0.24612 | 0.22406 | 0.42634
6796 | 2004-10-10 | 04:00 | 0.25606 | 0.056265 | 0.23883 | 0.35451 | 0.68051 | 0.60152 | 0.4558 |  | 0.1782 | 0.25885 | 0.26277 | 0.24799 | 0.52323
6797 | 2004-10-10 | 05:00 | 0.22311 | 0.021767 | 0.20824 | 0.32141 | 0.70097 | 0.61461 | 0.42167 |  | 0.14721 | 0.24394 | 0.28526 | 0.26309 | 0.60528
6798 | 2004-10-10 | 06:00 | 0.21557 | 0.015212 | 0.17575 | 0.26381 | 0.74285 | 0.58505 | 0.40512 |  | 0.13436 | 0.27126 | 0.27952 | 0.26239 | 0.65651
6799 | 2004-10-10 | 07:00 | 0.20029 | 0 | 0.19077 | 0.20822 | 0.76959 | 0.55842 | 0.44124 |  | 0.09711 | 0.29137 | 0.26352 | 0.25056 | 0.67198
6800 | 2004-10-10 | 08:00 | 0.20418 | 0 | 0.25907 | 0.19365 | 0.75568 | 0.46534 | 0.44161 |  | 0.089874 | 0.28984 | 0.26089 | 0.24632 | 0.66194
6801 | 2004-10-10 | 09:00 | 0.25117 | 0.050794 | 0.31062 | 0.207 | 0.72568 | 0.35991 | 0.40254 |  | 0.092212 | 0.2596 | 0.24542 | 0.24228 | 0.63756
6802 | 2004-10-10 | 10:00 | 0.27832 | 0.075989 | 0.33211 | 0.24847 | 0.70207 | 0.2962 | 0.38584 |  | 0.11381 | 0.21464 | 0.23864 | 0.23172 | 0.63536
6803 | 2004-10-10 | 11:00 | 0.27124 | 0.085958 | 0.2928 | 0.28195 | 0.64683 | 0.28178 | 0.35699 |  | 0.12872 | 0.16295 | 0.25003 | 0.21015 | 0.63459
6804 | 2004-10-10 | 12:00 | 0.30095 | 0.1272 | 0.18719 | 0.2981 | 0.5965 | 0.25048 | 0.23948 |  | 0.099563 | 0.11207 | 0.21165 | 0.18932 | 0.64567
6805 | 2004-10-10 | 13:00 | 0.29807 | 0.11332 | 0.15248 | 0.27819 | 0.56272 | 0.22066 | 0.18901 |  | 0.074828 | 0.085444 | 0.17227 | 0.17444 | 0.65071
6806 | 2004-10-10 | 14:00 | 0.17622 | 0.10544 | 0.21446 | 0.37977 | 0.52987 | 0.20663 | 0.18086 |  | 0.065186 | 0.088944 | 0.13623 | 0.16105 | 0.63855
6807 | 2004-10-10 | 15:00 | 0.11392 | 0.10002 | 0.26875 | 0.30027 | 0.48654 | 0.22734 | 0.19804 |  | 0.074298 | 0.085312 | 0.10583 | 0.1524 | 0.63681
6808 | 2004-10-10 | 16:00 | 0.1107 | 0.083216 | 0.22333 | 0.14127 | 0.39232 | 0.22366 | 0.2024 |  | 0.091372 | 0.085052 | 0.094203 | 0.14215 | 0.64359
6809 | 2004-10-10 | 17:00 | 0.13744 | 0.048763 | 0.23311 | 0.118 | 0.3474 | 0.2573 | 0.21946 |  | 0.10936 | 0.092301 | 0.084847 | 0.11917 | 0.6324
6810 | 2004-10-10 | 18:00 | 0.17549 | 0.058287 | 0.25126 | 0.15235 | 0.35706 | 0.27173 | 0.27992 |  | 0.13614 | 0.12341 | 0.073987 | 0.13233 | 0.59272
6811 | 2004-10-10 | 19:00 | 0.18189 | 0.068091 | 0.27423 | 0.17989 | 0.34795 | 0.22717 | 0.2643 |  | 0.12915 | 0.18403 | 0.063468 | 0.13485 | 0.50163
6812 | 2004-10-10 | 20:00 | 0.15594 | 0.18913 | 0.29317 | 0.2114 | 0.32064 | 0.21575 | 0.22718 |  | 0.11064 | 0.21519 | 0.059871 | 0.1211 | 0.44822
6813 | 2004-10-10 | 21:00 | 0.16561 | 0.36057 | 0.34807 | 0.23428 | 0.29527 | 0.2373 | 0.23368 |  | 0.14376 | 0.21193 | 0.065886 | 0.10208 | 0.37656
6814 | 2004-10-10 | 22:00 | 0.18219 | 0.36615 | 0.46869 | 0.24744 | 0.27536 | 0.25503 | 0.3086 |  | 0.18482 | 0.20216 | 0.081764 | 0.098212 | 0.34667
6815 | 2004-10-10 | 23:00 | 0.2316 | 0.35032 | 0.58844 | 0.23592 | 0.24979 | 0.28474 | 0.43349 |  | 0.21561 | 0.2019 | 0.094422 | 0.11131 | 0.34903
6816 | 2004-10-11 | 00:00 | 0.22434 | 0.40563 | 0.66575 | 0.26293 | 0.23671 | 0.33687 | 0.52053 |  | 0.26578 | 0.2393 | 0.10139 | 0.13679 | 0.34131
6817 | 2004-10-11 | 01:00 | 0.25137 | 0.50251 | 0.72481 | 0.32987 | 0.24008 | 0.39959 | 0.52204 |  | 0.25751 | 0.3196 | 0.10124 | 0.18515 | 0.34005
6818 | 2004-10-11 | 02:00 | 0.31713 | 0.50804 | 0.65697 | 0.40912 | 0.26936 | 0.38712 | 0.46109 |  | 0.26251 | 0.3524 | 0.10444 | 0.23826 | 0.37238
6819 | 2004-10-11 | 03:00 | 0.35897 | 0.49888 | 0.5309 | 0.453 | 0.32054 | 0.37324 | 0.3916 |  | 0.31656 | 0.32159 | 0.10074 | 0.27163 | 0.43267
6820 | 2004-10-11 | 04:00 | 0.34201 | 0.48923 | 0.35866 | 0.43727 | 0.37172 | 0.2978 | 0.34218 |  | 0.28091 | 0.32398 | 0.091599 | 0.28126 | 0.42673
6821 | 2004-10-11 | 05:00 | 0.35205 | 0.47643 | 0.27718 | 0.43516 | 0.35868 | 0.21801 | 0.34613 |  | 0.39146 | 0.30242 | 0.082617 | 0.24954 | 0.44342
6822 | 2004-10-11 | 06:00 | 0.45297 | 0.47213 | 0.29676 | 0.45014 | 0.35584 | 0.19741 | 0.35234 |  | 0.42175 | 0.28084 | 0.074773 | 0.21849 | 0.3791
6823 | 2004-10-11 | 07:00 | 0.46662 | 0.50729 | 0.33693 | 0.48416 | 0.34642 | 0.19295 | 0.3351 |  | 0.41799 | 0.24349 | 0.071101 | 0.18005 | 0.38784
6824 | 2004-10-11 | 08:00 | 0.37741 | 0.51247 | 0.3604 | 0.51626 | 0.32233 | 0.2059 | 0.34158 |  | 0.37035 | 0.19424 | 0.067804 | 0.15787 | 0.35916
6825 | 2004-10-11 | 09:00 | 0.31835 | 0.47142 | 0.36348 | 0.50005 | 0.27732 | 0.18855 | 0.34114 |  | 0.34016 | 0.19079 | 0.064025 | 0.14128 | 0.37007
6826 | 2004-10-11 | 10:00 | 0.27124 | 0.41787 | 0.27365 | 0.43801 | 0.23002 | 0.14187 | 0.31458 |  | 0.32651 | 0.2237 | 0.058389 | 0.11929 | 0.43056
6827 | 2004-10-11 | 11:00 | 0.17368 | 0.39877 | 0.21816 | 0.3542 | 0.18085 | 0.13235 | 0.31313 |  | 0.2915 | 0.23474 | 0.052978 | 0.10145 | 0.46199
6828 | 2004-10-11 | 12:00 | 0.14176 | 0.3951 | 0.17894 | 0.26621 | 0.14447 | 0.091145 | 0.34284 |  | 0.23636 | 0.25096 | 0.049714 | 0.091465 | 0.44462
6829 | 2004-10-11 | 13:00 | 0.14232 | 0.36573 | 0.16755 | 0.20052 | 0.11572 | 0.072093 | 0.37189 |  | 0.25232 | 0.29756 | 0.047168 | 0.081074 | 0.41065
6830 | 2004-10-11 | 14:00 | 0.089023 | 0.20035 | 0.14011 | 0.31001 | 0.10701 | 0.074035 | 0.30038 |  | 0.24073 | 0.27944 | 0.045389 | 0.070471 | 0.37898
6831 | 2004-10-11 | 15:00 | 0.061964 | 0.10273 | 0.12147 | 0.28835 | 0.082241 | 0.079397 | 0.26507 |  | 0.20357 | 0.24125 | 0.042681 | 0.06147 | 0.33733
6832 | 2004-10-11 | 16:00 | 0.06772 | 0.16937 | 0.1219 | 0.14291 | 0.039467 | 0.10517 | 0.29117 |  | 0.16947 | 0.24024 | 0.040838 | 0.050418 | 0.31588
6833 | 2004-10-11 | 17:00 | 0.098552 | 0.15239 | 0.10489 | 0.086992 | 0.022403 | 0.10642 | 0.29851 |  | 0.14883 | 0.27592 | 0.037431 | 0.038178 | 0.33517
6834 | 2004-10-11 | 18:00 | 0.099919 | 0.15911 | 0.09723 | 0.12661 | 0.023187 | 0.094645 | 0.28176 |  | 0.10269 | 0.31883 | 0.031993 | 0.034911 | 0.3107
6835 | 2004-10-11 | 19:00 | 0.094398 | 0.17619 | 0.12472 | 0.13505 | 0.027913 | 0.078931 | 0.25633 |  | 0.077528 | 0.33367 | 0.026144 | 0.040908 | 0.26184
6836 | 2004-10-11 | 20:00 | 0.10329 | 0.26565 | 0.15861 | 0.11368 | 0.033997 | 0.08306 | 0.2585 |  | 0.094332 | 0.37218 | 0.023928 | 0.046082 | 0.29059
6837 | 2004-10-11 | 21:00 | 0.10223 | 0.38254 | 0.18366 | 0.13181 | 0.035654 | 0.098752 | 0.28411 |  | 0.086657 | 0.43203 | 0.02449 | 0.047415 | 0.30131
6838 | 2004-10-11 | 22:00 | 0.091459 | 0.42835 | 0.2524 | 0.1585 | 0.03558 | 0.16315 | 0.36861 |  | 0.099669 | 0.43018 | 0.027231 | 0.050722 | 0.31454
6839 | 2004-10-11 | 23:00 | 0.16044 | 0.41556 | 0.33973 | 0.1976 | 0.037572 | 0.22628 | 0.47082 |  | 0.12536 | 0.40473 | 0.032985 | 0.050965 | 0.31789
6840 | 2004-10-12 | 00:00 | 0.24684 | 0.39003 | 0.38625 | 0.32595 | 0.040939 | 0.20783 | 0.55361 |  | 0.13457 | 0.37944 | 0.038132 | 0.052416 | 0.3002
6841 | 2004-10-12 | 01:00 | 0.29581 | 0.34269 | 0.41652 | 0.36284 | 0.064625 | 0.18991 | 0.59985 |  | 0.15325 | 0.35732 | 0.037374 | 0.10644 | 0.25893
6842 | 2004-10-12 | 02:00 | 0.28851 | 0.26345 | 0.40315 | 0.44544 | 0.10243 | 0.22206 | 0.63001 |  | 0.17515 | 0.31133 | 0.057987 | 0.18447 | 0.26552
6843 | 2004-10-12 | 03:00 | 0.27875 | 0.19287 | 0.3604 | 0.45794 | 0.14576 | 0.23425 | 0.61377 |  | 0.17204 | 0.25017 | 0.086281 | 0.22129 | 0.26616
6844 | 2004-10-12 | 04:00 | 0.27607 | 0.10454 | 0.3065 | 0.42298 | 0.16958 | 0.26979 | 0.61055 |  | 0.18596 | 0.21583 | 0.088106 | 0.18504 | 0.29672
6845 | 2004-10-12 | 05:00 | 0.28379 | 0.10842 | 0.27827 | 0.44427 | 0.17637 | 0.28587 | 0.59838 |  | 0.18154 | 0.17192 | 0.094247 | 0.14598 | 0.34101
6846 | 2004-10-12 | 06:00 | 0.30138 | 0.1881 | 0.27729 | 0.4238 | 0.18169 | 0.27567 | 0.62795 |  | 0.1834 | 0.144 | 0.11671 | 0.098355 | 0.26546
6847 | 2004-10-12 | 07:00 | 0.26531 | 0.30488 | 0.27867 | 0.33998 | 0.17907 | 0.26052 | 0.68654 |  | 0.20696 | 0.16063 | 0.13476 | 0.080382 | 0.28362
6848 | 2004-10-12 | 08:00 | 0.2202 | 0.37081 | 0.27644 | 0.29616 | 0.14791 | 0.23812 | 0.70428 |  | 0.19958 | 0.18727 | 0.14631 | 0.067228 | 0.2989
6849 | 2004-10-12 | 09:00 | 0.21639 | 0.32353 | 0.27437 | 0.26305 | 0.14274 | 0.22409 | 0.70064 |  | 0.23838 | 0.226 | 0.15718 | 0.043906 | 0.31857
6850 | 2004-10-12 | 10:00 | 0.21088 | 0.30916 | 0.27357 | 0.28665 | 0.16588 | 0.23267 | 0.73759 |  | 0.25183 | 0.24918 | 0.17083 | 0.044342 | 0.32471
6851 | 2004-10-12 | 11:00 | 0.16558 | 0.31651 | 0.27624 | 0.28497 | 0.17313 | 0.24033 | 0.77004 |  | 0.21565 | 0.26542 | 0.19064 | 0.035019 | 0.2985
6852 | 2004-10-12 | 12:00 | 0.16967 | 0.21544 | 0.26885 | 0.24913 | 0.17417 | 0.24913 | 0.81715 |  | 0.16669 | 0.23928 | 0.2071 | 0.028623 | 0.30157
6853 | 2004-10-12 | 13:00 | 0.18466 | 0.17391 | 0.22345 | 0.17113 | 0.1526 | 0.18751 | 0.79231 |  | 0.11692 | 0.20242 | 0.20661 | 0.024869 | 0.34624
6854 | 2004-10-12 | 14:00 | 0.098941 | 0.11555 | 0.18446 | 0.28414 | 0.1628 | 0.13899 | 0.73586 |  | 0.097519 | 0.19561 | 0.20242 | 0.02739 | 0.36721
6855 | 2004-10-12 | 15:00 | 0.055374 | 0.093626 | 0.14275 | 0.26397 | 0.17119 | 0.14807 | 0.72995 |  | 0.064708 | 0.1938 | 0.19906 | 0.02924 | 0.39848
6856 | 2004-10-12 | 16:00 | 0.056657 | 0.076693 | 0.1588 | 0.15607 | 0.13567 | 0.18626 | 0.7737 |  | 0.067595 | 0.15498 | 0.20727 | 0.026239 | 0.38048
6857 | 2004-10-12 | 17:00 | 0.047988 | 0.097113 | 0.15087 | 0.11801 | 0.090339 | 0.20413 | 0.78719 |  | 0.074079 | 0.14057 | 0.20102 | 0.021973 | 0.35547
6858 | 2004-10-12 | 18:00 | 0.04065 | 0.20302 | 0.13962 | 0.09668 | 0.083537 | 0.23114 | 0.78855 |  | 0.072701 | 0.14008 | 0.19451 | 0.022875 | 0.32593
6859 | 2004-10-12 | 19:00 | 0.044823 | 0.16466 | 0.16971 | 0.065621 | 0.10264 | 0.26643 | 0.78258 |  | 0.072226 | 0.15565 | 0.17095 | 0.029114 | 0.2858
6860 | 2004-10-12 | 20:00 | 0.062383 | 0.23726 | 0.24474 | 0.069966 | 0.12898 | 0.2992 | 0.79103 |  | 0.082057 | 0.17994 | 0.18882 | 0.035377 | 0.31017
6861 | 2004-10-12 | 21:00 | 0.098335 | 0.28769 | 0.30081 | 0.11099 | 0.15422 | 0.30528 | 0.78671 |  | 0.10584 | 0.2161 | 0.19337 | 0.042265 | 0.34995
6862 | 2004-10-12 | 22:00 | 0.13026 | 0.29995 | 0.37112 | 0.15511 | 0.1889 | 0.34847 | 0.78406 |  | 0.18066 | 0.25008 | 0.1915 | 0.054202 | 0.43229
6863 | 2004-10-12 | 23:00 | 0.18327 | 0.27569 | 0.41773 | 0.15342 | 0.2242 | 0.38242 | 0.77718 |  | 0.22576 | 0.25659 | 0.20021 | 0.070469 | 0.46851
6864 | 2004-10-13 | 00:00 | 0.22245 | 0.18615 | 0.34042 | 0.16043 | 0.24879 | 0.41153 | 0.79384 |  | 0.22819 | 0.23664 | 0.2186 | 0.081245 | 0.49456
6865 | 2004-10-13 | 01:00 | 0.26055 | 0.15871 | 0.27292 | 0.20264 | 0.27104 | 0.37496 | 0.75673 |  | 0.2138 | 0.18621 | 0.23646 | 0.091971 | 0.46481
6866 | 2004-10-13 | 02:00 | 0.26301 | 0.14934 | 0.23983 | 0.25548 | 0.30366 | 0.29913 | 0.68704 |  | 0.17086 | 0.17432 | 0.24874 | 0.11004 | 0.42042
6867 | 2004-10-13 | 03:00 | 0.25387 | 0.13907 | 0.24087 | 0.27529 | 0.32999 | 0.2526 | 0.67622 |  | 0.17722 | 0.16777 | 0.27857 | 0.12872 | 0.33954
6868 | 2004-10-13 | 04:00 | 0.25736 | 0.28632 | 0.23026 | 0.21603 | 0.3642 | 0.19265 | 0.65117 |  | 0.16597 | 0.16165 | 0.30468 | 0.15405 | 0.26599
6869 | 2004-10-13 | 05:00 | 0.23354 | 0.1998 | 0.18338 | 0.14933 | 0.41747 | 0.14397 | 0.62546 |  | 0.14843 | 0.15911 | 0.3044 | 0.18064 | 0.20504
6870 | 2004-10-13 | 06:00 | 0.20692 | 0.42719 | 0.16635 | 0.089549 | 0.45492 | 0.18543 | 0.62655 |  | 0.14735 | 0.16692 | 0.2809 | 0.21665 | 0.1792
6871 | 2004-10-13 | 07:00 | 0.18383 | 0.28352 | 0.20847 | 0.0856 | 0.55768 | 0.23584 | 0.62223 |  | 0.15104 | 0.20436 | 0.27489 | 0.24605 | 0.18988
6872 | 2004-10-13 | 08:00 | 0.15553 | 0.31192 | 0.23157 | 0.10624 | 0.67478 | 0.2667 | 0.55621 |  | 0.16295 | 0.25584 | 0.26522 | 0.28535 | 0.21532
6873 | 2004-10-13 | 09:00 | 0.15501 | 0.27532 | 0.20568 | 0.11074 | 0.73824 | 0.28969 | 0.48153 |  | 0.15238 | 0.33495 | 0.25887 | 0.34357 | 0.22088
6874 | 2004-10-13 | 10:00 | 0.1186 | 0.27734 | 0.1606 | 0.14464 | 0.77923 | 0.26043 | 0.42769 |  | 0.19074 | 0.47528 | 0.25352 | 0.39401 | 0.25708
6875 | 2004-10-13 | 11:00 | 0.091089 | 0.25019 | 0.13176 | 0.18325 | 0.79271 | 0.22318 | 0.39325 |  | 0.2315 | 0.60339 | 0.2387 | 0.39671 | 0.28665
6876 | 2004-10-13 | 12:00 | 0.10888 | 0.286 | 0.12091 | 0.19027 | 0.79317 | 0.19369 | 0.40863 |  | 0.17187 | 0.66301 | 0.21996 | 0.39672 | 0.32485
6877 | 2004-10-13 | 13:00 | 0.11576 | 0.26033 | 0.12577 | 0.19246 | 0.75553 | 0.15972 | 0.31167 |  | 0.14585 | 0.63 | 0.20048 | 0.39619 | 0.36146
6878 | 2004-10-13 | 14:00 | 0.073803 | 0.24187 | 0.091102 | 0.17988 | 0.75811 | 0.080839 | 0.2001 |  | 0.139 | 0.66507 | 0.17648 | 0.42751 | 0.37491
6879 | 2004-10-13 | 15:00 | 0.054092 | 0.23316 | 0.057671 | 0.12557 | 0.79644 | 0.027827 | 0.18 |  | 0.17449 | 0.65522 | 0.15647 | 0.47478 | 0.36858
6880 | 2004-10-13 | 16:00 | 0.050458 | 0.086358 | 0.051414 | 0.074361 | 0.81808 | 0.02658 | 0.18996 |  | 0.16296 | 0.71157 | 0.14235 | 0.47782 | 0.38446
6881 | 2004-10-13 | 17:00 | 0.048225 | 0.031394 | 0.032047 | 0.065142 | 0.82381 | 0.030269 | 0.17691 |  | 0.24274 | 0.76538 | 0.13442 | 0.48143 | 0.40751
6882 | 2004-10-13 | 18:00 | 0.052549 | 0.10496 | 0.014409 | 0.076749 | 0.82581 | 0.040089 | 0.1618 |  | 0.28075 | 0.81094 | 0.12359 | 0.4861 | 0.4075
6883 | 2004-10-13 | 19:00 | 0.062768 | 0.09254 | 0.028608 | 0.11868 | 0.81381 | 0.049235 | 0.15535 |  | 0.3462 | 0.82047 | 0.12207 | 0.49146 | 0.34961
6884 | 2004-10-13 | 20:00 | 0.08542 | 0.14454 | 0.053982 | 0.19308 | 0.80493 | 0.067652 | 0.15184 |  | 0.41377 | 0.80656 | 0.12768 | 0.49573 | 0.38378
6885 | 2004-10-13 | 21:00 | 0.11701 | 0.11648 | 0.10047 | 0.27687 | 0.80442 | 0.12386 | 0.18536 |  | 0.50456 | 0.79742 | 0.13819 | 0.48437 | 0.50528
6886 | 2004-10-13 | 22:00 | 0.13949 | 0.053755 | 0.21948 | 0.34059 | 0.80336 | 0.17592 | 0.2318 |  | 0.46043 | 0.72418 | 0.14942 | 0.47677 | 0.57017
6887 | 2004-10-13 | 23:00 | 0.16605 | 0.041983 | 0.29084 | 0.37653 | 0.79466 | 0.21004 | 0.23722 |  | 0.49784 | 0.63603 | 0.1621 | 0.4879 | 0.60055
6888 | 2004-10-14 | 00:00 | 0.14824 | 0.045477 | 0.26459 | 0.40234 | 0.77086 | 0.24397 | 0.20107 |  | 0.4684 | 0.56644 | 0.17067 | 0.49095 | 0.59863
6889 | 2004-10-14 | 01:00 | 0.15098 | 0.064976 | 0.24084 | 0.36805 | 0.70683 | 0.23893 | 0.20116 |  | 0.42252 | 0.53991 | 0.18079 | 0.44557 | 0.58413
6890 | 2004-10-14 | 02:00 | 0.18714 | 0.095598 | 0.19019 | 0.44682 | 0.65497 | 0.2444 | 0.17795 |  | 0.41834 | 0.52188 | 0.20981 | 0.32716 | 0.55611
6891 | 2004-10-14 | 03:00 | 0.19225 | 0.14246 | 0.14855 | 0.59088 | 0.6204 | 0.22651 | 0.13565 |  | 0.40241 | 0.53834 | 0.26549 | 0.24716 | 0.49361
6892 | 2004-10-14 | 04:00 | 0.20008 | 0.14959 | 0.13859 | 0.67814 | 0.59949 | 0.20313 | 0.12303 |  | 0.37544 | 0.55272 | 0.3149 | 0.18949 | 0.44834
6893 | 2004-10-14 | 05:00 | 0.2059 | 0.14869 | 0.16278 | 0.66222 | 0.5619 | 0.22132 | 0.11092 |  | 0.38229 | 0.50946 | 0.35697 | 0.15548 | 0.40815
6894 | 2004-10-14 | 06:00 | 0.22957 | 0.23242 | 0.18054 | 0.59559 | 0.49404 | 0.24896 | 0.086673 |  | 0.36166 | 0.39038 | 0.41151 | 0.14189 | 0.35389
6895 | 2004-10-14 | 07:00 | 0.24485 | 0.17826 | 0.14355 | 0.58369 | 0.45971 | 0.229 | 0.086671 |  | 0.39238 | 0.29527 | 0.44178 | 0.14794 | 0.34044
6896 | 2004-10-14 | 08:00 | 0.23459 | 0.16116 | 0.13866 | 0.50749 | 0.45556 | 0.22897 | 0.11459 |  | 0.39243 | 0.25542 | 0.45873 | 0.15722 | 0.30443
6897 | 2004-10-14 | 09:00 | 0.20876 | 0.25558 | 0.12555 | 0.41626 | 0.45673 | 0.25041 | 0.15329 |  | 0.39906 | 0.27994 | 0.45917 | 0.17545 | 0.32687
6898 | 2004-10-14 | 10:00 | 0.173 | 0.22316 | 0.082488 | 0.35946 | 0.46818 | 0.27245 | 0.19074 |  | 0.34739 | 0.32397 | 0.45561 | 0.20188 | 0.37477
6899 | 2004-10-14 | 11:00 | 0.14987 | 0.16143 | 0.09049 | 0.29888 | 0.45063 | 0.28783 | 0.19806 |  | 0.26857 | 0.35904 | 0.46069 | 0.22576 | 0.43209
6900 | 2004-10-14 | 12:00 | 0.154 | 0.12361 | 0.071271 | 0.26092 | 0.40138 | 0.29519 | 0.19827 |  | 0.20897 | 0.35696 | 0.46118 | 0.25018 | 0.45607
6901 | 2004-10-14 | 13:00 | 0.13123 | 0.12219 | 0.060093 | 0.19673 | 0.32256 | 0.22905 | 0.15503 |  | 0.15959 | 0.37866 | 0.45273 | 0.27486 | 0.43812
6902 | 2004-10-14 | 14:00 | 0.09357 | 0.09061 | 0.043113 | 0.21314 | 0.31217 | 0.13888 | 0.092754 |  | 0.11366 | 0.42216 | 0.44073 | 0.30958 | 0.41622
6903 | 2004-10-14 | 15:00 | 0.068472 | 0.066426 | 0.038318 | 0.19202 | 0.34178 | 0.086292 | 0.065293 |  | 0.093718 | 0.41001 | 0.42757 | 0.35417 | 0.3987
6904 | 2004-10-14 | 16:00 | 0.052083 | 0.016165 | 0.044321 | 0.13346 | 0.35607 | 0.064679 | 0.066291 |  | 0.082398 | 0.33126 | 0.41947 | 0.38658 | 0.36491
6905 | 2004-10-14 | 17:00 | 0.082164 | 0 | 0.068292 | 0.095258 | 0.36528 | 0.071612 | 0.086641 |  | 0.1455 | 0.34985 | 0.40919 | 0.36644 | 0.31449
6906 | 2004-10-14 | 18:00 | 0.098468 | 0.094839 | 0.080525 | 0.071614 | 0.36244 | 0.07628 | 0.086247 |  | 0.19065 | 0.38062 | 0.40083 | 0.39572 | 0.25961
6907 | 2004-10-14 | 19:00 | 0.075738 | 0.19002 | 0.078646 | 0.063644 | 0.36168 | 0.067262 | 0.086849 |  | 0.22995 | 0.39003 | 0.3883 | 0.48284 | 0.20019
6908 | 2004-10-14 | 20:00 | 0.071284 | 0.15863 | 0.072356 | 0.074308 | 0.36512 | 0.077431 | 0.11734 |  | 0.26853 | 0.4309 | 0.37708 | 0.58609 | 0.19923
6909 | 2004-10-14 | 21:00 | 0.089493 | 0.18547 | 0.059092 | 0.089094 | 0.36997 | 0.10319 | 0.2062 |  | 0.28365 | 0.54673 | 0.37483 | 0.61372 | 0.20816
6910 | 2004-10-14 | 22:00 | 0.096529 | 0.12282 | 0.05154 | 0.12252 | 0.40149 | 0.1442 | 0.32922 |  | 0.30221 | 0.63817 | 0.37245 | 0.63468 | 0.20758
6911 | 2004-10-14 | 23:00 | 0.11371 | 0.095115 | 0.058059 | 0.14369 | 0.42391 | 0.17362 | 0.41826 |  | 0.38255 | 0.62365 | 0.35062 | 0.58175 | 0.22824
6912 | 2004-10-15 | 00:00 | 0.12999 | 0.12073 | 0.13412 | 0.1492 | 0.41756 | 0.20975 | 0.33669 |  | 0.35901 | 0.51793 | 0.35277 | 0.56564 | 0.22547
6913 | 2004-10-15 | 01:00 | 0.12827 | 0.10782 | 0.14694 | 0.12329 | 0.41194 | 0.25229 | 0.30598 |  | 0.36522 | 0.4397 | 0.36108 | 0.55991 | 0.18239
6914 | 2004-10-15 | 02:00 | 0.10592 | 0.23408 | 0.096328 | 0.14763 | 0.41735 | 0.26451 | 0.30111 |  | 0.3869 | 0.38294 | 0.52166 | 0.50643 | 0.11428
6915 | 2004-10-15 | 03:00 | 0.10472 | 0.37934 | 0.098966 | 0.19292 | 0.43829 | 0.2534 | 0.30111 |  | 0.36899 | 0.36945 | 0.51338 | 0.51154 | 0.068786
6916 | 2004-10-15 | 04:00 | 0.13509 | 0.33732 | 0.11409 | 0.24139 | 0.47779 | 0.2726 | 0.27827 |  | 0.4356 | 0.42756 | 0.403 | 0.54036 | 0.096119
6917 | 2004-10-15 | 05:00 | 0.18094 | 0.36327 | 0.12484 | 0.25997 | 0.52512 | 0.26118 | 0.31263 |  | 0.45098 | 0.4789 | 0.32241 | 0.5547 | 0.065246
6918 | 2004-10-15 | 06:00 | 0.24508 | 0.39705 | 0.14457 | 0.26671 | 0.56747 | 0.2491 | 0.36929 |  | 0.38399 | 0.50434 | 0.24788 | 0.49532 | 0.078341
6919 | 2004-10-15 | 07:00 | 0.30125 | 0.39138 | 0.18201 | 0.30851 | 0.60438 | 0.27667 | 0.35233 |  | 0.29434 | 0.54375 | 0.24421 | 0.47393 | 0.053914
6920 | 2004-10-15 | 08:00 | 0.38748 | 0.2962 | 0.19929 | 0.34911 | 0.6197 | 0.31826 | 0.33968 |  | 0.25842 | 0.54782 | 0.22066 | 0.5412 | 0.030833
6921 | 2004-10-15 | 09:00 | 0.41621 | 0.25656 | 0.22107 | 0.42198 | 0.63687 | 0.38542 | 0.36818 |  | 0.28039 | 0.50733 | 0.18783 | 0.52043 | 0.030656
6922 | 2004-10-15 | 10:00 | 0.43807 | 0.16988 | 0.28314 | 0.49641 | 0.65793 | 0.47515 | 0.33065 |  | 0.31361 | 0.51491 | 0.14781 | 0.47047 | 0.038507
6923 | 2004-10-15 | 11:00 | 0.47986 | 0.14639 | 0.30207 | 0.47137 | 0.62007 | 0.54248 | 0.309 |  | 0.31561 | 0.49803 | 0.11775 | 0.43131 | 0.036857
6924 | 2004-10-15 | 12:00 | 0.51369 | 0.15416 | 0.33102 | 0.43081 | 0.55347 | 0.59559 | 0.36597 |  | 0.29447 | 0.43864 | 0.1203 | 0.40376 | 0.025653
6925 | 2004-10-15 | 13:00 | 0.5389 | 0.11724 | 0.28014 | 0.41763 | 0.5551 | 0.57198 | 0.29855 |  | 0.27965 | 0.41656 | 0.13992 | 0.37959 | 0.017909
6926 | 2004-10-15 | 14:00 | 0.52968 | 0.1036 | 0.26968 | 0.50565 | 0.59142 | 0.4284 | 0.24468 |  | 0.37249 | 0.36986 | 0.155 | 0.35796 | 0.014774
6927 | 2004-10-15 | 15:00 | 0.54094 | 0.11347 | 0.34358 | 0.57779 | 0.66522 | 0.43033 | 0.27412 |  | 0.51845 | 0.32352 | 0.1686 | 0.35326 | 0.010571
6928 | 2004-10-15 | 16:00 | 0.58318 | 0.08139 | 0.35285 | 0.51454 | 0.74372 | 0.47558 | 0.28053 |  | 0.54154 | 0.28815 | 0.17578 | 0.34415 | 0.00994
6929 | 2004-10-15 | 17:00 | 0.64111 | 0.037217 | 0.34728 | 0.49154 | 0.76344 | 0.5164 | 0.22673 |  | 0.56842 | 0.28763 | 0.15589 | 0.31927 | 0.009926
6930 | 2004-10-15 | 18:00 | 0.68037 | 0 | 0.42037 | 0.5673 | 0.79485 | 0.56299 | 0.20739 |  | 0.58185 | 0.30248 | 0.11886 | 0.32216 | 0.007169
6931 | 2004-10-15 | 19:00 | 0.68337 | 0 | 0.49737 | 0.62894 | 0.82754 | 0.57652 | 0.18992 |  | 0.64813 | 0.29623 | 0.094883 | 0.34863 | 0.002873
6932 | 2004-10-15 | 20:00 | 0.72283 | 0 | 0.64497 | 0.65886 | 0.83771 | 0.53225 | 0.20911 |  | 0.73603 | 0.28036 | 0.078873 | 0.37963 | 0.001599
6933 | 2004-10-15 | 21:00 | 0.7772 | 0.049061 | 0.68998 | 0.71625 | 0.83432 | 0.47995 | 0.29051 |  | 0.79482 | 0.26775 | 0.064725 | 0.39576 | 0.001969
6934 | 2004-10-15 | 22:00 | 0.78895 | 0.12982 | 0.67 | 0.74387 | 0.84465 | 0.51865 | 0.3856 |  | 0.81073 | 0.26062 | 0.053593 | 0.39633 | 0.005385
6935 | 2004-10-15 | 23:00 | 0.79532 | 0.17974 | 0.64123 | 0.77872 | 0.84867 | 0.52118 | 0.40264 |  | 0.76246 | 0.26373 | 0.05051 | 0.3711 | 0.008431
6936 | 2004-10-16 | 00:00 | 0.79756 | 0.15507 | 0.60098 | 0.82224 | 0.83879 | 0.52069 | 0.46658 |  | 0.64496 | 0.30426 | 0.054224 | 0.32501 | 0.011121
6937 | 2004-10-16 | 01:00 | 0.77277 | 0.14655 | 0.61318 | 0.75832 | 0.82611 | 0.53262 | 0.49221 |  | 0.64758 | 0.42016 | 0.054994 | 0.31703 | 0.013006
6938 | 2004-10-16 | 02:00 | 0.75685 | 0.1712 | 0.6184 | 0.76831 | 0.80234 | 0.57943 | 0.41203 |  | 0.63968 | 0.50665 | 0.05704 | 0.34146 | 0.021835
6939 | 2004-10-16 | 03:00 | 0.78724 | 0.19643 | 0.67865 | 0.77129 | 0.7598 | 0.57534 | 0.37537 |  | 0.68814 | 0.5343 | 0.065472 | 0.40323 | 0.079046
6940 | 2004-10-16 | 04:00 | 0.7979 | 0.1224 | 0.71208 | 0.75441 | 0.72515 | 0.55738 | 0.36294 |  | 0.74242 | 0.53522 | 0.09499 | 0.42336 | 0.17258
6941 | 2004-10-16 | 05:00 | 0.78198 | 0.095347 | 0.639 | 0.77972 | 0.687 | 0.58118 | 0.33624 |  | 0.67436 | 0.56124 | 0.13381 | 0.39522 | 0.16202
6942 | 2004-10-16 | 06:00 | 0.79291 | 0.074508 | 0.58513 | 0.78032 | 0.66174 | 0.62537 | 0.35707 |  | 0.63067 | 0.55842 | 0.16962 | 0.36243 | 0.20296
6943 | 2004-10-16 | 07:00 | 0.79005 | 0.17184 | 0.53902 | 0.78615 | 0.6454 | 0.72465 | 0.39782 |  | 0.58646 | 0.50057 | 0.20023 | 0.32489 | 0.23511
6944 | 2004-10-16 | 08:00 | 0.78283 | 0.27931 | 0.52843 | 0.84073 | 0.63908 | 0.73084 | 0.45634 |  | 0.54005 | 0.41088 | 0.24966 | 0.28312 | 0.24917
6945 | 2004-10-16 | 09:00 | 0.78971 | 0.21159 | 0.52941 | 0.88085 | 0.63162 | 0.75391 | 0.49883 |  | 0.52016 | 0.28675 | 0.30053 | 0.25504 | 0.24832
6946 | 2004-10-16 | 10:00 | 0.7929 | 0.16077 | 0.4545 | 0.89228 | 0.61562 | 0.76126 | 0.53792 |  | 0.51143 | 0.20075 | 0.35515 | 0.22939 | 0.25208
6947 | 2004-10-16 | 11:00 | 0.77308 | 0.12572 | 0.42247 | 0.88482 | 0.57495 | 0.74852 | 0.60442 |  | 0.47434 | 0.14668 | 0.39708 | 0.21779 | 0.23103
6948 | 2004-10-16 | 12:00 | 0.76469 | 0.046066 | 0.39411 | 0.86189 | 0.5146 | 0.74627 | 0.6255 |  | 0.30013 | 0.098698 | 0.42373 | 0.21045 | 0.19851
6949 | 2004-10-16 | 13:00 | 0.78801 | 0.075823 | 0.32897 | 0.87187 | 0.49132 | 0.68495 | 0.60999 |  | 0.26238 | 0.092312 | 0.45196 | 0.19731 | 0.19178
6950 | 2004-10-16 | 14:00 | 0.79158 | 0.050613 | 0.32964 | 0.88263 | 0.47908 | 0.60531 | 0.56128 |  | 0.29971 | 0.08833 | 0.47337 | 0.21507 | 0.20501
6951 | 2004-10-16 | 15:00 | 0.79336 | 0.03038 | 0.39409 | 0.88878 | 0.49962 | 0.65264 | 0.55507 |  | 0.3911 | 0.086013 | 0.48689 | 0.26618 | 0.21068
6952 | 2004-10-16 | 16:00 | 0.80651 | 0.029293 | 0.46959 | 0.88706 | 0.4935 | 0.70059 | 0.52151 |  | 0.50421 | 0.080175 | 0.49592 | 0.32341 | 0.22244
6953 | 2004-10-16 | 17:00 | 0.82242 | 0.016597 | 0.55407 | 0.88782 | 0.49186 | 0.69345 | 0.48282 |  | 0.59977 | 0.12386 | 0.50304 | 0.34316 | 0.23167
6954 | 2004-10-16 | 18:00 | 0.85087 | 0.030575 | 0.60685 | 0.89345 | 0.5126 | 0.74502 | 0.49422 |  | 0.67771 | 0.2017 | 0.50509 | 0.36904 | 0.24274
6955 | 2004-10-16 | 19:00 | 0.86826 | 0.064251 | 0.64511 | 0.89666 | 0.50781 | 0.77805 | 0.46334 |  | 0.71389 | 0.29969 | 0.50593 | 0.42871 | 0.2337
6956 | 2004-10-16 | 20:00 | 0.88088 | 0.12626 | 0.69465 | 0.89866 | 0.49184 | 0.79435 | 0.40861 |  | 0.75161 | 0.39108 | 0.51441 | 0.47185 | 0.24003
6957 | 2004-10-16 | 21:00 | 0.88568 | 0.20883 | 0.77469 | 0.89512 | 0.46182 | 0.77959 | 0.40538 |  | 0.75378 | 0.43612 | 0.52119 | 0.46896 | 0.27343
6958 | 2004-10-16 | 22:00 | 0.88775 | 0.31278 | 0.79693 | 0.89337 | 0.43067 | 0.76173 | 0.44975 |  | 0.73406 | 0.44014 | 0.51092 | 0.45861 | 0.30778
6959 | 2004-10-16 | 23:00 | 0.8723 | 0.35492 | 0.73991 | 0.88617 | 0.40872 | 0.72429 | 0.44519 |  | 0.6856 | 0.45234 | 0.49193 | 0.44964 | 0.37286
6960 | 2004-10-17 | 00:00 | 0.83979 | 0.33462 | 0.6747 | 0.87429 | 0.39873 | 0.71285 | 0.37204 |  | 0.58968 | 0.49261 | 0.47616 | 0.41319 | 0.45842
6961 | 2004-10-17 | 01:00 | 0.82627 | 0.24846 | 0.63977 | 0.80336 | 0.38054 | 0.71287 | 0.32682 |  | 0.55297 | 0.51619 | 0.45785 | 0.37001 | 0.49078
6962 | 2004-10-17 | 02:00 | 0.82434 | 0.21463 | 0.65349 | 0.7756 | 0.39361 | 0.7743 | 0.32519 |  | 0.58152 | 0.59112 | 0.43641 | 0.41233 | 0.4839
6963 | 2004-10-17 | 03:00 | 0.82414 | 0.17632 | 0.67685 | 0.75103 | 0.39994 | 0.80809 | 0.33577 |  | 0.59187 | 0.63944 | 0.43041 | 0.48646 | 0.49033
6964 | 2004-10-17 | 04:00 | 0.84615 | 0.35897 | 0.67775 | 0.72402 | 0.3961 | 0.78372 | 0.33688 |  | 0.59956 | 0.65057 | 0.42748 | 0.55946 | 0.48096
6965 | 2004-10-17 | 05:00 | 0.85615 | 0.65589 | 0.67243 | 0.73209 | 0.40398 | 0.77468 | 0.35814 |  | 0.58638 | 0.65957 | 0.43581 | 0.62388 | 0.5055
6966 | 2004-10-17 | 06:00 | 0.84694 | 0.82002 | 0.64092 | 0.77316 | 0.4155 | 0.75122 | 0.36502 |  | 0.5125 | 0.6635 | 0.44977 | 0.68085 | 0.55776
6967 | 2004-10-17 | 07:00 | 0.82078 | 0.77811 | 0.58677 | 0.77713 | 0.44223 | 0.70202 | 0.33736 |  | 0.42144 | 0.66671 | 0.45769 | 0.71797 | 0.61481
6968 | 2004-10-17 | 08:00 | 0.80164 | 0.76674 | 0.57757 | 0.71148 | 0.44298 | 0.662 | 0.34101 |  | 0.37104 | 0.68377 | 0.45613 | 0.76309 | 0.64284
6969 | 2004-10-17 | 09:00 | 0.7888 | 0.71967 | 0.60175 | 0.64774 | 0.43141 | 0.64319 | 0.37975 |  | 0.35402 | 0.67023 | 0.45483 | 0.78039 | 0.66474
6970 | 2004-10-17 | 10:00 | 0.73954 | 0.73593 | 0.58032 | 0.61611 | 0.39811 | 0.66499 | 0.39145 |  | 0.32146 | 0.66146 | 0.45012 | 0.78552 | 0.6669
6971 | 2004-10-17 | 11:00 | 0.66786 | 0.68415 | 0.58702 | 0.53955 | 0.34706 | 0.67846 | 0.39655 |  | 0.29716 | 0.64467 | 0.43072 | 0.76297 | 0.62471
6972 | 2004-10-17 | 12:00 | 0.63012 | 0.60108 | 0.5789 | 0.42796 | 0.30358 | 0.70422 | 0.33721 |  | 0.26894 | 0.59571 | 0.41535 | 0.73849 | 0.56299
6973 | 2004-10-17 | 13:00 | 0.64354 | 0.58166 | 0.55928 | 0.36913 | 0.24959 | 0.71708 | 0.27908 |  | 0.232 | 0.54994 | 0.41053 | 0.71459 | 0.55347
6974 | 2004-10-17 | 14:00 | 0.64328 | 0.41524 | 0.53456 | 0.34979 | 0.2607 | 0.69663 | 0.24238 |  | 0.24507 | 0.56283 | 0.41233 | 0.69432 | 0.57999
6975 | 2004-10-17 | 15:00 | 0.58451 | 0.28553 | 0.53972 | 0.29091 | 0.26353 | 0.66609 | 0.23423 |  | 0.29286 | 0.51071 | 0.40246 | 0.66445 | 0.59922
6976 | 2004-10-17 | 16:00 | 0.57643 | 0.37628 | 0.56107 | 0.17534 | 0.21887 | 0.65397 | 0.28488 |  | 0.31476 | 0.41691 | 0.39682 | 0.64552 | 0.57824
6977 | 2004-10-17 | 17:00 | 0.55707 | 0.34362 | 0.59261 | 0.12873 | 0.16842 | 0.65275 | 0.3174 |  | 0.33278 | 0.29432 | 0.38084 | 0.59949 | 0.5801
6978 | 2004-10-17 | 18:00 | 0.50022 | 0.24924 | 0.55935 | 0.10564 | 0.16139 | 0.63376 | 0.30314 |  | 0.32491 | 0.2322 | 0.36832 | 0.53312 | 0.55487
6979 | 2004-10-17 | 19:00 | 0.44824 | 0.18474 | 0.57185 | 0.098298 | 0.17119 | 0.63374 | 0.30492 |  | 0.30879 | 0.22673 | 0.35353 | 0.43504 | 0.53318
6980 | 2004-10-17 | 20:00 | 0.40834 | 0.14447 | 0.62439 | 0.087007 | 0.16988 | 0.70226 | 0.30874 |  | 0.29956 | 0.24511 | 0.34349 | 0.37271 | 0.59384
6981 | 2004-10-17 | 21:00 | 0.37106 | 0.18308 | 0.63502 | 0.071638 | 0.18039 | 0.76383 | 0.32688 |  | 0.27879 | 0.28231 | 0.34058 | 0.3528 | 0.64857
6982 | 2004-10-17 | 22:00 | 0.35355 | 0.23802 | 0.59729 | 0.060845 | 0.18889 | 0.7971 | 0.38937 |  | 0.2798 | 0.34465 | 0.32729 | 0.36589 | 0.68308
6983 | 2004-10-17 | 23:00 | 0.31979 | 0.26626 | 0.62343 | 0.056208 | 0.2044 | 0.81103 | 0.46667 |  | 0.31874 | 0.43226 | 0.32235 | 0.38658 | 0.68521
6984 | 2004-10-18 | 00:00 | 0.27081 | 0.25231 | 0.5285 | 0.061805 | 0.24093 | 0.80437 | 0.46551 |  | 0.28778 | 0.50528 | 0.31049 | 0.47143 | 0.73097
6985 | 2004-10-18 | 01:00 | 0.24103 | 0.24225 | 0.54965 | 0.062922 | 0.31296 | 0.79287 | 0.45245 |  | 0.29974 | 0.5677 | 0.26936 | 0.61263 | 0.85002
6986 | 2004-10-18 | 02:00 | 0.21578 | 0.39598 | 0.55188 | 0.092472 | 0.33957 | 0.77967 | 0.43455 |  | 0.30943 | 0.62389 | 0.29124 | 0.6955 | 0.91002
6987 | 2004-10-18 | 03:00 | 0.15653 | 0.56594 | 0.48377 | 0.15662 | 0.32566 | 0.75977 | 0.43492 |  | 0.33066 | 0.64583 | 0.32125 | 0.72205 | 0.92846
6988 | 2004-10-18 | 04:00 | 0.13213 | 0.44933 | 0.4154 | 0.22972 | 0.35467 | 0.75548 | 0.46272 |  | 0.37626 | 0.64936 | 0.37287 | 0.74164 | 0.93121
6989 | 2004-10-18 | 05:00 | 0.14732 | 0.42361 | 0.38491 | 0.37863 | 0.3825 | 0.72489 | 0.45088 |  | 0.40941 | 0.62341 | 0.47173 | 0.74091 | 0.89881
6990 | 2004-10-18 | 06:00 | 0.156 | 0.44391 | 0.34099 | 0.52471 | 0.38761 | 0.67974 | 0.44106 |  | 0.37892 | 0.59522 | 0.55798 | 0.74336 | 0.83628
6991 | 2004-10-18 | 07:00 | 0.19354 | 0.42973 | 0.33119 | 0.58081 | 0.3543 | 0.61428 | 0.45769 |  | 0.33054 | 0.59015 | 0.61637 | 0.75648 | 0.67385
6992 | 2004-10-18 | 08:00 | 0.29173 | 0.43627 | 0.35065 | 0.62287 | 0.31248 | 0.48098 | 0.4358 |  | 0.29128 | 0.5929 | 0.66592 | 0.73598 | 0.69278
6993 | 2004-10-18 | 09:00 | 0.41795 | 0.46141 | 0.32188 | 0.60708 | 0.31813 | 0.31029 | 0.39026 |  | 0.29235 | 0.59308 | 0.67989 | 0.65968 | 0.76362
6994 | 2004-10-18 | 10:00 | 0.45678 | 0.37605 | 0.26648 | 0.56661 | 0.35016 | 0.20189 | 0.39643 |  | 0.28653 | 0.59954 | 0.69997 | 0.62758 | 0.7161
6995 | 2004-10-18 | 11:00 | 0.44661 | 0.34322 | 0.23347 | 0.52453 | 0.35412 | 0.16548 | 0.38884 |  | 0.31074 | 0.6258 | 0.70718 | 0.6177 | 0.62731
6996 | 2004-10-18 | 12:00 | 0.46004 | 0.32057 | 0.23379 | 0.52897 | 0.34462 | 0.11998 | 0.37796 |  | 0.31892 | 0.56012 | 0.70633 | 0.67766 | 0.63953
6997 | 2004-10-18 | 13:00 | 0.44857 | 0.35008 | 0.17078 | 0.5307 | 0.34437 | 0.12631 | 0.36602 |  | 0.33231 | 0.45448 | 0.70547 | 0.70799 | 0.62471
6998 | 2004-10-18 | 14:00 | 0.38693 | 0.311 | 0.051783 | 0.54927 | 0.36417 | 0.11705 | 0.3343 |  | 0.3307 | 0.40316 | 0.68943 | 0.73096 | 0.62738
6999 | 2004-10-18 | 15:00 | 0.37905 | 0.28012 | 0.019663 | 0.47306 | 0.34772 | 0.10636 | 0.32222 |  | 0.37196 | 0.38076 | 0.6852 | 0.71215 | 0.6633
7000 | 2004-10-18 | 16:00 | 0.39813 | 0.3391 | 0.010986 | 0.4872 | 0.3245 | 0.11601 | 0.33153 |  | 0.37887 | 0.3261 | 0.68036 | 0.67467 | 0.64903
7001 | 2004-10-18 | 17:00 | 0.43891 | 0.31436 | 0.010982 | 0.57636 | 0.29962 | 0.094498 | 0.31967 |  | 0.36922 | 0.2793 | 0.68017 | 0.61557 | 0.58443
7002 | 2004-10-18 | 18:00 | 0.48492 | 0.22828 | 0.014751 | 0.64112 | 0.2858 | 0.058279 | 0.2689 |  | 0.37845 | 0.2522 | 0.686 | 0.61043 | 0.6006
7003 | 2004-10-18 | 19:00 | 0.5366 | 0.17814 | 0.037148 | 0.67289 | 0.31647 | 0.033034 | 0.21574 |  | 0.40115 | 0.23412 | 0.69077 | 0.60886 | 0.64761
7004 | 2004-10-18 | 20:00 | 0.60022 | 0.13787 | 0.067511 | 0.69335 | 0.36443 | 0.019008 | 0.18722 |  | 0.44571 | 0.22498 | 0.69593 | 0.59187 | 0.65587
7005 | 2004-10-18 | 21:00 | 0.66526 | 0.15618 | 0.16201 | 0.69484 | 0.39457 | 0.027029 | 0.14218 |  | 0.58439 | 0.21383 | 0.68192 | 0.57049 | 0.62566
7006 | 2004-10-18 | 22:00 | 0.70136 | 0.19669 | 0.37353 | 0.68947 | 0.4513 | 0.091113 | 0.16053 |  | 0.68558 | 0.19611 | 0.65685 | 0.55054 | 0.62206
7007 | 2004-10-18 | 23:00 | 0.71221 | 0.23221 | 0.48662 | 0.7113 | 0.50727 | 0.22814 | 0.20319 |  | 0.75857 | 0.18832 | 0.61236 | 0.52779 | 0.5939
7008 | 2004-10-19 | 00:00 | 0.67487 | 0.23261 | 0.43601 | 0.70188 | 0.53944 | 0.19533 | 0.17675 |  | 0.69352 | 0.19541 | 0.60761 | 0.5032 | 0.6125
7009 | 2004-10-19 | 01:00 | 0.61839 | 0.26141 | 0.42714 | 0.68284 | 0.52487 | 0.17359 | 0.14206 |  | 0.69905 | 0.22047 | 0.5965 | 0.46462 | 0.5808
7010 | 2004-10-19 | 02:00 | 0.52996 | 0.38161 | 0.42336 | 0.66703 | 0.54755 | 0.17453 | 0.12302 |  | 0.64172 | 0.29166 | 0.55794 | 0.4256 | 0.54728
7011 | 2004-10-19 | 03:00 | 0.49216 | 0.5198 | 0.41892 | 0.5777 | 0.57874 | 0.2127 | 0.096637 |  | 0.62797 | 0.36364 | 0.52283 | 0.41724 | 0.56163
7012 | 2004-10-19 | 04:00 | 0.49983 | 0.61013 | 0.4518 | 0.54757 | 0.60995 | 0.23607 | 0.07813 |  | 0.68873 | 0.41218 | 0.52004 | 0.4214 | 0.57431
7013 | 2004-10-19 | 05:00 | 0.43327 | 0.67007 | 0.42683 | 0.56999 | 0.6057 | 0.20714 | 0.10154 |  | 0.69532 | 0.42045 | 0.52769 | 0.41769 | 0.57752
7014 | 2004-10-19 | 06:00 | 0.39386 | 0.7551 | 0.4134 | 0.5308 | 0.55871 | 0.24364 | 0.12398 |  | 0.63751 | 0.40165 | 0.52937 | 0.40672 | 0.57424
7015 | 2004-10-19 | 07:00 | 0.39707 | 0.75592 | 0.43077 | 0.46744 | 0.4728 | 0.32231 | 0.13405 |  | 0.51896 | 0.38321 | 0.53577 | 0.41469 | 0.61134
7016 | 2004-10-19 | 08:00 | 0.42979 | 0.62726 | 0.39697 | 0.43453 | 0.42382 | 0.37748 | 0.13414 |  | 0.44901 | 0.39696 | 0.51684 | 0.44576 | 0.6782
7017 | 2004-10-19 | 09:00 | 0.40381 | 0.64871 | 0.39495 | 0.40639 | 0.40728 | 0.45477 | 0.14388 |  | 0.41714 | 0.37913 | 0.49644 | 0.4684 | 0.71442
7018 | 2004-10-19 | 10:00 | 0.33371 | 0.62142 | 0.36675 | 0.36506 | 0.38041 | 0.49869 | 0.18104 |  | 0.35158 | 0.35905 | 0.49364 | 0.48152 | 0.73231
7019 | 2004-10-19 | 11:00 | 0.29023 | 0.52624 | 0.31521 | 0.31872 | 0.33443 | 0.49149 | 0.21258 |  | 0.29518 | 0.33036 | 0.50293 | 0.47031 | 0.72588
7020 | 2004-10-19 | 12:00 | 0.3246 | 0.54713 | 0.27712 | 0.28458 | 0.28371 | 0.45361 | 0.20896 |  | 0.3033 | 0.28309 | 0.5037 | 0.45195 | 0.71274
7021 | 2004-10-19 | 13:00 | 0.33753 | 0.53447 | 0.23079 | 0.23853 | 0.26448 | 0.40731 | 0.16328 |  | 0.24237 | 0.23739 | 0.49495 | 0.44213 | 0.6763
7022 | 2004-10-19 | 14:00 | 0.32355 | 0.46073 | 0.18238 | 0.2534 | 0.2638 | 0.34624 | 0.1265 |  | 0.2115 | 0.22517 | 0.46789 | 0.40648 | 0.68087
7023 | 2004-10-19 | 15:00 | 0.29018 | 0.38719 | 0.14783 | 0.22411 | 0.26392 | 0.28958 | 0.13755 |  | 0.19754 | 0.2032 | 0.45637 | 0.35813 | 0.69912
7024 | 2004-10-19 | 16:00 | 0.24315 | 0.44181 | 0.085602 | 0.17362 | 0.24427 | 0.27904 | 0.15065 |  | 0.17494 | 0.14685 | 0.42831 | 0.31258 | 0.66853
7025 | 2004-10-19 | 17:00 | 0.23397 | 0.32647 | 0.073624 | 0.11604 | 0.19736 | 0.25845 | 0.14685 |  | 0.2057 | 0.12074 | 0.40242 | 0.24888 | 0.58227
7026 | 2004-10-19 | 18:00 | 0.23439 | 0.27549 | 0.09829 | 0.11241 | 0.15051 | 0.331 | 0.13633 |  | 0.21444 | 0.11282 | 0.37594 | 0.24163 | 0.58735
7027 | 2004-10-19 | 19:00 | 0.20747 | 0.23313 | 0.19001 | 0.11885 | 0.12832 | 0.35538 | 0.1346 |  | 0.23342 | 0.12018 | 0.36229 | 0.26694 | 0.6499
7028 | 2004-10-19 | 20:00 | 0.20763 | 0.23578 | 0.28104 | 0.10864 | 0.12488 | 0.35021 | 0.14789 |  | 0.2652 | 0.13148 | 0.3588 | 0.29456 | 0.67786
7029 | 2004-10-19 | 21:00 | 0.24848 | 0.1579 | 0.39516 | 0.081784 | 0.1093 | 0.38719 | 0.15953 |  | 0.32573 | 0.13536 | 0.35678 | 0.32887 | 0.66975
7030 | 2004-10-19 | 22:00 | 0.25897 | 0.099442 | 0.47498 | 0.075463 | 0.091444 | 0.45403 | 0.22588 |  | 0.37159 | 0.13428 | 0.36012 | 0.3545 | 0.72429
7031 | 2004-10-19 | 23:00 | 0.25871 | 0.090405 | 0.50555 | 0.074689 | 0.080444 | 0.50025 | 0.281 |  | 0.42904 | 0.13952 | 0.3706 | 0.37046 | 0.77566
7032 | 2004-10-20 | 00:00 | 0.2625 | 0.12347 | 0.47396 | 0.074632 | 0.075197 | 0.50022 | 0.32067 |  | 0.42448 | 0.14794 | 0.37309 | 0.36295 | 0.83565
7033 | 2004-10-20 | 01:00 | 0.28553 | 0.14891 | 0.47242 | 0.068634 | 0.081586 | 0.49304 | 0.31306 |  | 0.41694 | 0.17847 | 0.37665 | 0.35204 | 0.89131
7034 | 2004-10-20 | 02:00 | 0.21628 | 0.19475 | 0.42709 | 0.065739 | 0.091134 | 0.43873 | 0.30237 |  | 0.37128 | 0.2346 | 0.3627 | 0.36564 | 0.90343
7035 | 2004-10-20 | 03:00 | 0.15632 | 0.25411 | 0.34269 | 0.05254 | 0.10744 | 0.40344 | 0.31046 |  | 0.31839 | 0.27043 | 0.39061 | 0.39053 | 0.88779
7036 | 2004-10-20 | 04:00 | 0.15842 | 0.24847 | 0.30423 | 0.05416 | 0.17085 | 0.35684 | 0.28257 |  | 0.26034 | 0.30781 | 0.41403 | 0.42521 | 0.88492
7037 | 2004-10-20 | 05:00 | 0.14388 | 0.24791 | 0.25406 | 0.083511 | 0.24444 | 0.30177 | 0.29042 |  | 0.21508 | 0.325 | 0.41873 | 0.46528 | 0.85388
7038 | 2004-10-20 | 06:00 | 0.12846 | 0.37865 | 0.24674 | 0.10278 | 0.26029 | 0.32077 | 0.31981 |  | 0.13455 | 0.3397 | 0.415 | 0.48707 | 0.83656
7039 | 2004-10-20 | 07:00 | 0.12419 | 0.37054 | 0.27796 | 0.095257 | 0.23786 | 0.37292 | 0.34936 |  | 0.085054 | 0.34282 | 0.41454 | 0.48149 | 0.81869
7040 | 2004-10-20 | 08:00 | 0.10858 | 0.345 | 0.30075 | 0.073848 | 0.22823 | 0.40993 | 0.37859 |  | 0.060959 | 0.33483 | 0.42404 | 0.47032 | 0.83573
7041 | 2004-10-20 | 09:00 | 0.090174 | 0.32252 | 0.3012 | 0.064784 | 0.21059 | 0.4652 | 0.38921 |  | 0.062312 | 0.33219 | 0.43343 | 0.44891 | 0.81842
7042 | 2004-10-20 | 10:00 | 0.072561 | 0.29949 | 0.30872 | 0.065762 | 0.2268 | 0.46177 | 0.39104 |  | 0.062213 | 0.31687 | 0.43277 | 0.41334 | 0.7642
7043 | 2004-10-20 | 11:00 | 0.057049 | 0.28512 | 0.28687 | 0.063961 | 0.21011 | 0.42369 | 0.41328 |  | 0.05628 | 0.29144 | 0.42395 | 0.38875 | 0.69574
7044 | 2004-10-20 | 12:00 | 0.067295 | 0.28074 | 0.27791 | 0.055805 | 0.16534 | 0.35423 | 0.40289 |  | 0.076557 | 0.24695 | 0.42273 | 0.37522 | 0.66443
7045 | 2004-10-20 | 13:00 | 0.082435 | 0.21137 | 0.26654 | 0.04729 | 0.13949 | 0.31348 | 0.26457 |  | 0.058202 | 0.18853 | 0.4169 | 0.37649 | 0.62188
7046 | 2004-10-20 | 14:00 | 0.04715 | 0.1052 | 0.22623 | 0.062228 | 0.16586 | 0.27957 | 0.12631 |  | 0.047615 | 0.22272 | 0.41468 | 0.37086 | 0.5742
7047 | 2004-10-20 | 15:00 | 0.029057 | 0.046774 | 0.17393 | 0.050062 | 0.2142 | 0.22046 | 0.085842 |  | 0.047552 | 0.26328 | 0.40776 | 0.36756 | 0.50295
7048 | 2004-10-20 | 16:00 | 0.026673 | 0.047792 | 0.13649 | 0.02442 | 0.1915 | 0.16277 | 0.073879 |  | 0.071669 | 0.22986 | 0.39775 | 0.38257 | 0.45744
7049 | 2004-10-20 | 17:00 | 0.03905 | 0.066778 | 0.11494 | 0.020491 | 0.18174 | 0.1279 | 0.06234 |  | 0.11825 | 0.19489 | 0.38037 | 0.38582 | 0.43899
7050 | 2004-10-20 | 18:00 | 0.047296 | 0.043531 | 0.11109 | 0.022589 | 0.20465 | 0.1243 | 0.064404 |  | 0.15094 | 0.17491 | 0.37526 | 0.39083 | 0.43383
7051 | 2004-10-20 | 19:00 | 0.035279 | 0.015226 | 0.1199 | 0.016233 | 0.25105 | 0.14063 | 0.059789 |  | 0.14092 | 0.19919 | 0.35972 | 0.42422 | 0.42531
7052 | 2004-10-20 | 20:00 | 0.03141 | 0 | 0.14328 | 0.011519 | 0.31239 | 0.13633 | 0.058559 |  | 0.16767 | 0.26016 | 0.35157 | 0.48749 | 0.38542
7053 | 2004-10-20 | 21:00 | 0.040423 | 0 | 0.18779 | 0.016191 | 0.38638 | 0.18657 | 0.074823 |  | 0.2113 | 0.30191 | 0.36196 | 0.53671 | 0.36566
7054 | 2004-10-20 | 22:00 | 0.063104 | 0 | 0.24843 | 0.030447 | 0.48356 | 0.22418 | 0.12811 |  | 0.21546 | 0.33024 | 0.37059 | 0.55994 | 0.32685
7055 | 2004-10-20 | 23:00 | 0.09227 | 0.025776 | 0.27159 | 0.045516 | 0.54292 | 0.24202 | 0.21265 |  | 0.25958 | 0.38265 | 0.36569 | 0.57113 | 0.33242
7056 | 2004-10-21 | 00:00 | 0.1261 | 0.071616 | 0.2488 | 0.056474 | 0.56028 | 0.21118 | 0.20964 |  | 0.2356 | 0.41911 | 0.34786 | 0.5291 | 0.31898
7057 | 2004-10-21 | 01:00 | 0.13341 | 0.1297 | 0.2234 | 0.099766 | 0.55842 | 0.19959 | 0.20727 |  | 0.22252 | 0.47611 | 0.26223 | 0.45531 | 0.44134
7058 | 2004-10-21 | 02:00 | 0.11312 | 0.20213 | 0.18326 | 0.13179 | 0.60312 | 0.19031 | 0.22231 |  | 0.19221 | 0.54859 | 0.22862 | 0.48709 | 0.66597
7059 | 2004-10-21 | 03:00 | 0.089729 | 0.27315 | 0.14245 | 0.13227 | 0.62545 | 0.18053 | 0.1966 |  | 0.19755 | 0.58325 | 0.27328 | 0.57491 | 0.6682
7060 | 2004-10-21 | 04:00 | 0.095766 | 0.20009 | 0.11708 | 0.11069 | 0.65519 | 0.17369 | 0.18246 |  | 0.17619 | 0.57594 | 0.30204 | 0.56598 | 0.64756
7061 | 2004-10-21 | 05:00 | 0.12335 | 0.15178 | 0.072208 | 0.099754 | 0.66769 | 0.18765 | 0.19067 |  | 0.13709 | 0.54943 | 0.30006 | 0.5842 | 0.65737
7062 | 2004-10-21 | 06:00 | 0.13164 | 0.11866 | 0.04725 | 0.095363 | 0.651 | 0.19669 | 0.1946 |  | 0.1276 | 0.59323 | 0.32471 | 0.5966 | 0.66536
7063 | 2004-10-21 | 07:00 | 0.1359 | 0.069286 | 0.042535 | 0.11529 | 0.64561 | 0.19961 | 0.20749 |  | 0.12383 | 0.6499 | 0.32658 | 0.6114 | 0.67006
7064 | 2004-10-21 | 08:00 | 0.13968 | 0.094788 | 0.064288 | 0.18114 | 0.63584 | 0.21638 | 0.24333 |  | 0.12101 | 0.65363 | 0.34445 | 0.63409 | 0.63876
7065 | 2004-10-21 | 09:00 | 0.15105 | 0.11455 | 0.07509 | 0.24505 | 0.61381 | 0.20649 | 0.27165 |  | 0.10984 | 0.63661 | 0.3627 | 0.66963 | 0.6685
7066 | 2004-10-21 | 10:00 | 0.15532 | 0.10661 | 0.078793 | 0.25933 | 0.61468 | 0.198 | 0.29812 |  | 0.12736 | 0.61961 | 0.36269 | 0.66498 | 0.624
7067 | 2004-10-21 | 11:00 | 0.14961 | 0.10661 | 0.067352 | 0.25274 | 0.58825 | 0.18537 | 0.29392 |  | 0.094896 | 0.61261 | 0.34925 | 0.64406 | 0.56771
7068 | 2004-10-21 | 12:00 | 0.13949 | 0.10001 | 0.069462 | 0.24743 | 0.5307 | 0.22451 | 0.26515 |  | 0.069507 | 0.57234 | 0.32517 | 0.55974 | 0.51408
7069 | 2004-10-21 | 13:00 | 0.12296 | 0.077303 | 0.04485 | 0.20281 | 0.45764 | 0.18985 | 0.17388 |  | 0.068828 | 0.53295 | 0.28366 | 0.536 | 0.49902
7070 | 2004-10-21 | 14:00 | 0.075612 | 0.045408 | 0.026592 | 0.15546 | 0.43467 | 0.14486 | 0.07652 |  | 0.071682 | 0.5602 | 0.27636 | 0.54776 | 0.39862
7071 | 2004-10-21 | 15:00 | 0.052374 | 0.023595 | 0.022654 | 0.12953 | 0.4839 | 0.12606 | 0.050724 |  | 0.082112 | 0.55631 | 0.27128 | 0.56475 | 0.37567
7072 | 2004-10-21 | 16:00 | 0.050134 | 0.030082 | 0.024703 | 0.12051 | 0.53849 | 0.11487 | 0.054787 |  | 0.097581 | 0.47828 | 0.26766 | 0.571 | 0.37685
7073 | 2004-10-21 | 17:00 | 0.054418 | 0.056865 | 0.031892 | 0.11502 | 0.51005 | 0.12867 | 0.057041 |  | 0.12248 | 0.44543 | 0.27715 | 0.53302 | 0.4006
7074 | 2004-10-21 | 18:00 | 0.058772 | 0.057476 | 0.021388 | 0.097921 | 0.48698 | 0.14215 | 0.056716 |  | 0.13306 | 0.46681 | 0.28013 | 0.46947 | 0.34186
7075 | 2004-10-21 | 19:00 | 0.077438 | 0.075847 | 0.015409 | 0.10734 | 0.49233 | 0.14572 | 0.056991 |  | 0.14071 | 0.50799 | 0.28034 | 0.46046 | 0.31157
7076 | 2004-10-21 | 20:00 | 0.11532 | 0.053774 | 0.027566 | 0.20093 | 0.5158 | 0.14255 | 0.07959 |  | 0.14899 | 0.54417 | 0.27137 | 0.47929 | 0.26733
7077 | 2004-10-21 | 21:00 | 0.13733 | 0.060989 | 0.042269 | 0.32553 | 0.52655 | 0.14365 | 0.11393 |  | 0.16268 | 0.59394 | 0.27421 | 0.50774 | 0.20759
7078 | 2004-10-21 | 22:00 | 0.16921 | 0.057945 | 0.055091 | 0.39703 | 0.52721 | 0.17495 | 0.16029 |  | 0.20496 | 0.65719 | 0.27009 | 0.51134 | 0.18927
7079 | 2004-10-21 | 23:00 | 0.2439 | 0.10207 | 0.080611 | 0.44153 | 0.53548 | 0.19409 | 0.22791 |  | 0.20665 | 0.70232 | 0.25435 | 0.50335 | 0.23154
7080 | 2004-10-22 | 00:00 | 0.2667 | 0.17858 | 0.080045 | 0.50626 | 0.5388 | 0.23357 | 0.25656 |  | 0.22377 | 0.75179 | 0.24274 | 0.48512 | 0.26152
7081 | 2004-10-22 | 01:00 | 0.33333 | 0.19947 | 0.070888 | 0.56783 | 0.48221 | 0.23402 | 0.24007 |  | 0.22522 | 0.73742 | 0.23041 | 0.51355 | 0.29201
7082 | 2004-10-22 | 02:00 | 0.27525 | 0.22501 | 0.075596 | 0.67511 | 0.48311 | 0.1706 | 0.19431 |  | 0.19358 | 0.78289 | 0.22231 | 0.50311 | 0.38758
7083 | 2004-10-22 | 03:00 | 0.1877 | 0.25028 | 0.075097 | 0.6699 | 0.4869 | 0.15205 | 0.16317 |  | 0.16062 | 0.82225 | 0.22237 | 0.50036 | 0.40775
7084 | 2004-10-22 | 04:00 | 0.1856 | 0.34753 | 0.088788 | 0.6303 | 0.46856 | 0.15178 | 0.18605 |  | 0.16913 | 0.83269 | 0.2266 | 0.50782 | 0.41018
7085 | 2004-10-22 | 05:00 | 0.25269 | 0.36452 | 0.09866 | 0.60016 | 0.46436 | 0.14153 | 0.19494 |  | 0.15808 | 0.83896 | 0.23157 | 0.51678 | 0.40794
7086 | 2004-10-22 | 06:00 | 0.35269 | 0.33983 | 0.097044 | 0.57091 | 0.42276 | 0.14959 | 0.20077 |  | 0.15763 | 0.83205 | 0.24017 | 0.55059 | 0.37877
7087 | 2004-10-22 | 07:00 | 0.40621 | 0.34237 | 0.10102 | 0.60772 | 0.36096 | 0.1645 | 0.2326 |  | 0.12746 | 0.81804 | 0.24646 | 0.60455 | 0.43654
7088 | 2004-10-22 | 08:00 | 0.43959 | 0.28736 | 0.13022 | 0.67855 | 0.38124 | 0.14621 | 0.22511 |  | 0.16067 | 0.78186 | 0.24467 | 0.61129 | 0.47795
7089 | 2004-10-22 | 09:00 | 0.43513 | 0.2016 | 0.1563 | 0.74781 | 0.42057 | 0.15648 | 0.20508 |  | 0.16561 | 0.76318 | 0.24478 | 0.61183 | 0.52189
7090 | 2004-10-22 | 10:00 | 0.39564 | 0.25627 | 0.1611 | 0.775 | 0.43732 | 0.19563 | 0.2651 |  | 0.18362 | 0.73491 | 0.25029 | 0.60931 | 0.49835
7091 | 2004-10-22 | 11:00 | 0.35263 | 0.29087 | 0.15358 | 0.75674 | 0.40752 | 0.19757 | 0.28504 |  | 0.2174 | 0.71197 | 0.26659 | 0.58375 | 0.46494
7092 | 2004-10-22 | 12:00 | 0.29207 | 0.25697 | 0.1467 | 0.70437 | 0.35823 | 0.20453 | 0.27521 |  | 0.2045 | 0.70038 | 0.28107 | 0.55837 | 0.47292
7093 | 2004-10-22 | 13:00 | 0.28327 | 0.18154 | 0.15361 | 0.63183 | 0.33093 | 0.1819 | 0.22722 |  | 0.23075 | 0.71591 | 0.29736 | 0.56075 | 0.48988
7094 | 2004-10-22 | 14:00 | 0.21152 | 0.16107 | 0.14067 | 0.63303 | 0.33718 | 0.12657 | 0.15279 |  | 0.21257 | 0.7109 | 0.31601 | 0.60944 | 0.51268
7095 | 2004-10-22 | 15:00 | 0.16014 | 0.18358 | 0.12962 | 0.64833 | 0.4022 | 0.10302 | 0.11563 |  | 0.18116 | 0.70755 | 0.33567 | 0.63264 | 0.53808
7096 | 2004-10-22 | 16:00 | 0.15574 | 0.10123 | 0.11903 | 0.69773 | 0.46641 | 0.097237 | 0.1039 |  | 0.20064 | 0.75585 | 0.35781 | 0.6476 | 0.56713
7097 | 2004-10-22 | 17:00 | 0.16087 | 0.13644 | 0.1018 | 0.74286 | 0.48187 | 0.09226 | 0.095577 |  | 0.21876 | 0.81891 | 0.3741 | 0.62774 | 0.57076
7098 | 2004-10-22 | 18:00 | 0.16816 | 0.4368 | 0.095102 | 0.77801 | 0.50238 | 0.093906 | 0.090402 |  | 0.22787 | 0.83161 | 0.38514 | 0.61545 | 0.54423
7099 | 2004-10-22 | 19:00 | 0.19352 | 0.43603 | 0.076705 | 0.72692 | 0.53569 | 0.1112 | 0.089907 |  | 0.1995 | 0.84121 | 0.39411 | 0.64728 | 0.52577
7100 | 2004-10-22 | 20:00 | 0.28064 | 0.43481 | 0.095462 | 0.67981 | 0.57827 | 0.14151 | 0.097479 |  | 0.23629 | 0.84035 | 0.41263 | 0.67267 | 0.53395
7101 | 2004-10-22 | 21:00 | 0.41893 | 0.43316 | 0.14954 | 0.7644 | 0.60666 | 0.17527 | 0.11278 |  | 0.27232 | 0.82959 | 0.42925 | 0.68627 | 0.58696
7102 | 2004-10-22 | 22:00 | 0.56392 | 0.45614 | 0.27812 | 0.85924 | 0.61885 | 0.27139 | 0.18347 |  | 0.34074 | 0.83584 | 0.43152 | 0.68333 | 0.64261
7103 | 2004-10-22 | 23:00 | 0.67474 | 0.47627 | 0.36806 | 0.89972 | 0.63455 | 0.39324 | 0.27962 |  | 0.3728 | 0.84652 | 0.4429 | 0.68388 | 0.6096
7104 | 2004-10-23 | 00:00 | 0.65256 | 0.44775 | 0.35097 | 0.9083 | 0.65889 | 0.3839 | 0.27891 |  | 0.3989 | 0.84347 | 0.47532 | 0.66963 | 0.55424
7105 | 2004-10-23 | 01:00 | 0.66893 | 0.37455 | 0.38973 | 0.88059 | 0.66712 | 0.40063 | 0.2846 |  | 0.37628 | 0.84717 | 0.51293 | 0.66958 | 0.49177
7106 | 2004-10-23 | 02:00 | 0.73691 | 0.29345 | 0.40768 | 0.84125 | 0.66599 | 0.43042 | 0.25718 |  | 0.35419 | 0.85004 | 0.52041 | 0.6667 | 0.48915
7107 | 2004-10-23 | 03:00 | 0.73536 | 0.22279 | 0.4134 | 0.86227 | 0.67175 | 0.46983 | 0.22503 |  | 0.35041 | 0.84258 | 0.54231 | 0.68833 | 0.46981
7108 | 2004-10-23 | 04:00 | 0.70372 | 0.30514 | 0.4392 | 0.87839 | 0.68324 | 0.50645 | 0.2081 |  | 0.3218 | 0.82751 | 0.58357 | 0.68027 | 0.47149
7109 | 2004-10-23 | 05:00 | 0.70589 | 0.3286 | 0.47889 | 0.881 | 0.71123 | 0.51145 | 0.22022 |  | 0.36507 | 0.82031 | 0.6308 | 0.70868 | 0.4718
7110 | 2004-10-23 | 06:00 | 0.71801 | 0.38588 | 0.47581 | 0.87209 | 0.70722 | 0.48585 | 0.23481 |  | 0.38516 | 0.80178 | 0.65109 | 0.74569 | 0.45023
7111 | 2004-10-23 | 07:00 | 0.74501 | 0.44467 | 0.4344 | 0.85511 | 0.71673 | 0.44859 | 0.25761 |  | 0.391 | 0.75537 | 0.66268 | 0.76415 | 0.46315
7112 | 2004-10-23 | 08:00 | 0.77604 | 0.48253 | 0.42896 | 0.85044 | 0.73482 | 0.44634 | 0.31331 |  | 0.43416 | 0.673 | 0.6746 | 0.7687 | 0.39195
7113 | 2004-10-23 | 09:00 | 0.79376 | 0.48839 | 0.42975 | 0.8668 | 0.7874 | 0.46447 | 0.34523 |  | 0.45074 | 0.54143 | 0.6946 | 0.78611 | 0.3049
7114 | 2004-10-23 | 10:00 | 0.77587 | 0.54016 | 0.41281 | 0.85918 | 0.8064 | 0.4778 | 0.36545 |  | 0.43927 | 0.42726 | 0.70723 | 0.7826 | 0.24347
7115 | 2004-10-23 | 11:00 | 0.75873 | 0.53329 | 0.39775 | 0.83958 | 0.81574 | 0.48909 | 0.39459 |  | 0.36362 | 0.34798 | 0.71887 | 0.73275 | 0.17508
7116 | 2004-10-23 | 12:00 | 0.72681 | 0.51017 | 0.42204 | 0.80799 | 0.80098 | 0.5374 | 0.33357 |  | 0.33157 | 0.3049 | 0.73938 | 0.71045 | 0.15882
7117 | 2004-10-23 | 13:00 | 0.7563 | 0.51807 | 0.32821 | 0.83607 | 0.80961 | 0.46694 | 0.22972 |  | 0.32009 | 0.27691 | 0.73968 | 0.71408 | 0.17034
7118 | 2004-10-23 | 14:00 | 0.77022 | 0.4375 | 0.25064 | 0.8678 | 0.80224 | 0.37913 | 0.195 |  | 0.35535 | 0.29509 | 0.72819 | 0.68686 | 0.15412
7119 | 2004-10-23 | 15:00 | 0.75323 | 0.31739 | 0.21447 | 0.87478 | 0.79794 | 0.32819 | 0.19249 |  | 0.32886 | 0.25447 | 0.72181 | 0.6407 | 0.14569
7120 | 2004-10-23 | 16:00 | 0.72771 | 0.25353 | 0.16744 | 0.86472 | 0.83067 | 0.25887 | 0.16963 |  | 0.29991 | 0.21843 | 0.71682 | 0.6206 | 0.12983
7121 | 2004-10-23 | 17:00 | 0.73674 | 0.43341 | 0.15233 | 0.86323 | 0.83177 | 0.22967 | 0.14984 |  | 0.30717 | 0.20641 | 0.7132 | 0.55649 | 0.11678
7122 | 2004-10-23 | 18:00 | 0.75732 | 0.47686 | 0.14111 | 0.85414 | 0.80883 | 0.25745 | 0.15917 |  | 0.29361 | 0.18638 | 0.70739 | 0.53768 | 0.099456
7123 | 2004-10-23 | 19:00 | 0.7704 | 0.43152 | 0.1266 | 0.85428 | 0.77763 | 0.25509 | 0.15701 |  | 0.27631 | 0.18113 | 0.68078 | 0.51966 | 0.08149
7124 | 2004-10-23 | 20:00 | 0.78906 | 0.41088 | 0.13426 | 0.85909 | 0.75383 | 0.26381 | 0.15539 |  | 0.29478 | 0.21027 | 0.66941 | 0.49038 | 0.076568
7125 | 2004-10-23 | 21:00 | 0.7976 | 0.45144 | 0.17814 | 0.87822 | 0.71255 | 0.36285 | 0.18835 |  | 0.27827 | 0.18664 | 0.64988 | 0.44836 | 0.073122
7126 | 2004-10-23 | 22:00 | 0.80998 | 0.34401 | 0.31614 | 0.88973 | 0.63611 | 0.54501 | 0.28389 |  | 0.35257 | 0.13334 | 0.62737 | 0.42119 | 0.06546
7127 | 2004-10-23 | 23:00 | 0.79444 | 0.23855 | 0.42472 | 0.88666 | 0.55144 | 0.64816 | 0.34487 |  | 0.40854 | 0.11129 | 0.62111 | 0.34998 | 0.059989
7128 | 2004-10-24 | 00:00 | 0.77217 | 0.15996 | 0.51611 | 0.87691 | 0.48501 | 0.7109 | 0.35614 |  | 0.45111 | 0.11586 | 0.58715 | 0.41173 | 0.064833
7129 | 2004-10-24 | 01:00 | 0.59551 | 0.073381 | 0.53687 | 0.81385 | 0.39345 | 0.71198 | 0.39072 |  | 0.43568 | 0.1621 | 0.58095 | 0.45324 | 0.10597
7130 | 2004-10-24 | 02:00 | 0.49216 | 0.053639 | 0.47951 | 0.79175 | 0.38039 | 0.69449 | 0.4222 |  | 0.41557 | 0.27127 | 0.59712 | 0.4108 | 0.14145
7131 | 2004-10-24 | 03:00 | 0.51315 | 0.026585 | 0.43735 | 0.80534 | 0.37335 | 0.74291 | 0.42055 |  | 0.41599 | 0.37452 | 0.63758 | 0.34122 | 0.12685
7132 | 2004-10-24 | 04:00 | 0.49788 | 0.095864 | 0.42836 | 0.78639 | 0.37695 | 0.72509 | 0.36454 |  | 0.39022 | 0.46683 | 0.62707 | 0.29754 | 0.2036
7133 | 2004-10-24 | 05:00 | 0.41384 | 0.2252 | 0.40705 | 0.71615 | 0.37545 | 0.68788 | 0.34063 |  | 0.30931 | 0.52547 | 0.59554 | 0.34249 | 0.3206
7134 | 2004-10-24 | 06:00 | 0.37217 | 0.32303 | 0.39929 | 0.58751 | 0.35761 | 0.66558 | 0.32132 |  | 0.22916 | 0.57205 | 0.59544 | 0.42235 | 0.35867
7135 | 2004-10-24 | 07:00 | 0.33721 | 0.27849 | 0.40953 | 0.48969 | 0.34654 | 0.6207 | 0.3074 |  | 0.19743 | 0.61258 | 0.57211 | 0.46962 | 0.37782
7136 | 2004-10-24 | 08:00 | 0.30747 | 0.18884 | 0.38052 | 0.41094 | 0.33341 | 0.59914 | 0.31845 |  | 0.16081 | 0.65579 | 0.49825 | 0.4353 | 0.47057
7137 | 2004-10-24 | 09:00 | 0.30915 | 0.11383 | 0.34169 | 0.34624 | 0.32051 | 0.57466 | 0.32806 |  | 0.14998 | 0.6755 | 0.44544 | 0.39397 | 0.43645
7138 | 2004-10-24 | 10:00 | 0.25831 | 0.21443 | 0.2783 | 0.3112 | 0.3336 | 0.5242 | 0.32262 |  | 0.13218 | 0.66986 | 0.42163 | 0.37705 | 0.39252
7139 | 2004-10-24 | 11:00 | 0.20343 | 0.42705 | 0.24377 | 0.26764 | 0.35887 | 0.50435 | 0.34575 |  | 0.11498 | 0.66586 | 0.40713 | 0.40227 | 0.41952
7140 | 2004-10-24 | 12:00 | 0.17225 | 0.3741 | 0.26012 | 0.24898 | 0.40087 | 0.48391 | 0.35107 |  | 0.10417 | 0.67169 | 0.38966 | 0.43935 | 0.37908
7141 | 2004-10-24 | 13:00 | 0.15368 | 0.43554 | 0.16781 | 0.24001 | 0.4136 | 0.40098 | 0.26522 |  | 0.09539 | 0.67239 | 0.38631 | 0.46925 | 0.21344
7142 | 2004-10-24 | 14:00 | 0.1516 | 0.43948 | 0.092267 | 0.20558 | 0.47225 | 0.29604 | 0.18988 |  | 0.094949 | 0.67957 | 0.39302 | 0.44698 | 0.17261
7143 | 2004-10-24 | 15:00 | 0.16841 | 0.46355 | 0.069264 | 0.15504 | 0.56269 | 0.17179 | 0.15429 |  | 0.1246 | 0.66632 | 0.40118 | 0.4002 | 0.14446
7144 | 2004-10-24 | 16:00 | 0.16622 | 0.45089 | 0.049189 | 0.070408 | 0.57201 | 0.10038 | 0.11661 |  | 0.15259 | 0.55458 | 0.40041 | 0.36076 | 0.16726
7145 | 2004-10-24 | 17:00 | 0.18915 | 0.30165 | 0.029783 | 0.043586 | 0.58364 | 0.059925 | 0.095785 |  | 0.152 | 0.43411 | 0.39135 | 0.35163 | 0.20322
7146 | 2004-10-24 | 18:00 | 0.22126 | 0.3595 | 0.028744 | 0.042229 | 0.61994 | 0.063821 | 0.09814 |  | 0.14592 | 0.39173 | 0.36118 | 0.32634 | 0.19015
7147 | 2004-10-24 | 19:00 | 0.20466 | 0.43669 | 0.029396 | 0.068466 | 0.65091 | 0.067599 | 0.1019 |  | 0.16517 | 0.41441 | 0.31229 | 0.31541 | 0.18601
7148 | 2004-10-24 | 20:00 | 0.15916 | 0.46077 | 0.023231 | 0.087114 | 0.67273 | 0.060116 | 0.10082 |  | 0.14929 | 0.42592 | 0.27992 | 0.33936 | 0.17235
7149 | 2004-10-24 | 21:00 | 0.12467 | 0.41786 | 0.020899 | 0.073485 | 0.6637 | 0.10303 | 0.13186 |  | 0.14778 | 0.38914 | 0.26482 | 0.34687 | 0.11228
7150 | 2004-10-24 | 22:00 | 0.097056 | 0.31116 | 0.036776 | 0.065611 | 0.62522 | 0.15658 | 0.23997 |  | 0.15915 | 0.33861 | 0.25015 | 0.35003 | 0.076573
7151 | 2004-10-24 | 23:00 | 0.086942 | 0.25308 | 0.035644 | 0.066601 | 0.56896 | 0.18871 | 0.32007 |  | 0.17365 | 0.29381 | 0.24784 | 0.33444 | 0.056294
7152 | 2004-10-25 | 00:00 | 0.083414 | 0.16024 | 0.036135 | 0.082044 | 0.53337 | 0.2101 | 0.27631 |  | 0.1539 | 0.27991 | 0.23895 | 0.29179 | 0.039698
7153 | 2004-10-25 | 01:00 | 0.077077 | 0.083081 | 0.053955 | 0.084724 | 0.52621 | 0.22024 | 0.28781 |  | 0.15997 | 0.32696 | 0.21844 | 0.26375 | 0.040467
7154 | 2004-10-25 | 02:00 | 0.083755 | 0.079662 | 0.070316 | 0.11466 | 0.54269 | 0.23849 | 0.29299 |  | 0.1996 | 0.36172 | 0.19038 | 0.2663 | 0.057909
7155 | 2004-10-25 | 03:00 | 0.077864 | 0.068877 | 0.054232 | 0.17672 | 0.53769 | 0.23949 | 0.24971 |  | 0.22316 | 0.39274 | 0.17881 | 0.25401 | 0.08724
7156 | 2004-10-25 | 04:00 | 0.070017 | 0.09443 | 0.059956 | 0.26001 | 0.52026 | 0.22668 | 0.21528 |  | 0.25077 | 0.41036 | 0.17888 | 0.27136 | 0.09499
7157 | 2004-10-25 | 05:00 | 0.088685 | 0.24345 | 0.05482 | 0.39237 | 0.51151 | 0.21302 | 0.19738 |  | 0.2189 | 0.43999 | 0.18256 | 0.28438 | 0.087731
7158 | 2004-10-25 | 06:00 | 0.089411 | 0.30719 | 0.037096 | 0.4988 | 0.4847 | 0.15939 | 0.18218 |  | 0.19193 | 0.46589 | 0.18486 | 0.29302 | 0.10791
7159 | 2004-10-25 | 07:00 | 0.075744 | 0.27916 | 0.032852 | 0.55107 | 0.44854 | 0.075111 | 0.15854 |  | 0.17084 | 0.44182 | 0.19652 | 0.27777 | 0.10048
7160 | 2004-10-25 | 08:00 | 0.078444 | 0.21545 | 0.028926 | 0.58029 | 0.40378 | 0.037086 | 0.15809 |  | 0.15861 | 0.39666 | 0.19955 | 0.26815 | 0.070752
7161 | 2004-10-25 | 09:00 | 0.084698 | 0.11592 | 0.030203 | 0.58443 | 0.34962 | 0.03391 | 0.1505 |  | 0.17217 | 0.37246 | 0.19567 | 0.24542 | 0.044534
7162 | 2004-10-25 | 10:00 | 0.085245 | 0.19016 | 0.037958 | 0.51019 | 0.27582 | 0.022251 | 0.16598 |  | 0.17151 | 0.39734 | 0.19111 | 0.21707 | 0.043686
7163 | 2004-10-25 | 11:00 | 0.090882 | 0.18078 | 0.04445 | 0.40963 | 0.21061 | 0.018392 | 0.1968 |  | 0.18467 | 0.37873 | 0.19127 | 0.19107 | 0.040952
7164 | 2004-10-25 | 12:00 | 0.10256 | 0.23859 | 0.017688 | 0.33148 | 0.18127 | 0.06255 | 0.13967 |  | 0.14364 | 0.31083 | 0.19229 | 0.1693 | 0.046487
7165 | 2004-10-25 | 13:00 | 0.13725 | 0.28572 | 0.007537 | 0.35576 | 0.17237 | 0.046524 | 0.10336 |  | 0.11169 | 0.28396 | 0.18219 | 0.15726 | 0.0562
7166 | 2004-10-25 | 14:00 | 0.14169 | 0.27326 | 0.022963 | 0.40249 | 0.179 | 0.026134 | 0.07015 |  | 0.074973 | 0.25697 | 0.1682 | 0.14094 | 0.063679
7167 | 2004-10-25 | 15:00 | 0.056485 | 0.28449 | 0.02472 | 0.33233 | 0.1747 | 0.013103 | 0.060265 |  | 0.063379 | 0.20253 | 0.15319 | 0.12762 | 0.069125
7168 | 2004-10-25 | 16:00 | 0.039738 | 0.2255 | 0.013165 | 0.17008 | 0.16945 | 0.006019 | 0.055383 |  | 0.035275 | 0.1259 | 0.14554 | 0.1155 | 0.073151
7169 | 2004-10-25 | 17:00 | 0.03464 | 0.25509 | 0.008986 | 0.080445 | 0.1462 | 0.003697 | 0.05016 |  | 0.028472 | 0.082408 | 0.14838 | 0.097521 | 0.075412
7170 | 2004-10-25 | 18:00 | 0.021278 | 0.20343 | 0.007038 | 0.053438 | 0.1352 | 0.004718 | 0.051012 |  | 0.030289 | 0.07097 | 0.1503 | 0.095917 | 0.080372
7171 | 2004-10-25 | 19:00 | 0.01232 | 0.26456 | 0.010941 | 0.035481 | 0.14764 | 0.008005 | 0.050866 |  | 0.029867 | 0.071022 | 0.13679 | 0.1071 | 0.090154
7172 | 2004-10-25 | 20:00 | 0.007566 | 0.30708 | 0.009337 | 0.020191 | 0.16789 | 0.003987 | 0.052354 |  | 0.030409 | 0.084425 | 0.12769 | 0.11696 | 0.086624
7173 | 2004-10-25 | 21:00 | 0.007676 | 0.29909 | 0.010303 | 0.015484 | 0.18065 | 0.007023 | 0.053512 |  | 0.042339 | 0.13676 | 0.12339 | 0.124 | 0.081525
7174 | 2004-10-25 | 22:00 | 0.010659 | 0.24737 | 0.020029 | 0.016175 | 0.20425 | 0.014575 | 0.056068 |  | 0.090917 | 0.22244 | 0.12544 | 0.13642 | 0.10779
7175 | 2004-10-25 | 23:00 | 0.015436 | 0.16262 | 0.033147 | 0.023726 | 0.2482 | 0.018608 | 0.060543 |  | 0.12549 | 0.28929 | 0.12686 | 0.16614 | 0.13401
7176 | 2004-10-26 | 00:00 | 0.020599 | 0.1013 | 0.083174 | 0.055578 | 0.2975 | 0.015342 | 0.074102 |  | 0.10426 | 0.35975 | 0.13246 | 0.17889 | 0.14751
7177 | 2004-10-26 | 01:00 | 0.033426 | 0.065184 | 0.13669 | 0.10115 | 0.32671 | 0.013297 | 0.064304 |  | 0.10584 | 0.37991 | 0.1439 | 0.1919 | 0.1764
7178 | 2004-10-26 | 02:00 | 0.046751 | 0.059183 | 0.12025 | 0.14232 | 0.36967 | 0.009881 | 0.062507 |  | 0.10223 | 0.4326 | 0.16417 | 0.19484 | 0.20889
7179 | 2004-10-26 | 03:00 | 0.047085 | 0.069261 | 0.094125 | 0.19175 | 0.3763 | 0.01883 | 0.085369 |  | 0.083155 | 0.40825 | 0.18918 | 0.22505 | 0.21877
7180 | 2004-10-26 | 04:00 | 0.060359 | 0.026144 | 0.089728 | 0.2836 | 0.41292 | 0.02707 | 0.10281 |  | 0.079597 | 0.37422 | 0.21277 | 0.22879 | 0.24118
7181 | 2004-10-26 | 05:00 | 0.078383 | 0.038353 | 0.11008 | 0.3468 | 0.43971 | 0.040919 | 0.11145 |  | 0.088711 | 0.35837 | 0.22977 | 0.19735 | 0.2617
7182 | 2004-10-26 | 06:00 | 0.10701 | 0.032226 | 0.1455 | 0.3942 | 0.44538 | 0.056431 | 0.12643 |  | 0.11345 | 0.38548 | 0.2307 | 0.18621 | 0.269
7183 | 2004-10-26 | 07:00 | 0.14627 | 0 | 0.15581 | 0.41757 | 0.47182 | 0.05565 | 0.15335 |  | 0.12985 | 0.43181 | 0.22451 | 0.19964 | 0.28263
7184 | 2004-10-26 | 08:00 | 0.17716 | 0.017358 | 0.13871 | 0.43406 | 0.46083 | 0.044757 | 0.19744 |  | 0.12178 | 0.44135 | 0.21846 | 0.20562 | 0.33373
7185 | 2004-10-26 | 09:00 | 0.18724 | 0.040569 | 0.10465 | 0.44034 | 0.45368 | 0.031879 | 0.22956 |  | 0.10759 | 0.43566 | 0.22064 | 0.1824 | 0.35282
7186 | 2004-10-26 | 10:00 | 0.1748 | 0.12759 | 0.07062 | 0.3816 | 0.44172 | 0.02808 | 0.26275 |  | 0.10405 | 0.4051 | 0.21834 | 0.16162 | 0.35384
7187 | 2004-10-26 | 11:00 | 0.17905 | 0.17228 | 0.05858 | 0.35483 | 0.37469 | 0.030643 | 0.2723 |  | 0.093479 | 0.3885 | 0.22099 | 0.14142 | 0.35659
7188 | 2004-10-26 | 12:00 | 0.22767 | 0.20716 | 0.046131 | 0.35188 | 0.28598 | 0.031874 | 0.29207 |  | 0.090075 | 0.40957 | 0.22408 | 0.13976 | 0.34623
7189 | 2004-10-26 | 13:00 | 0.27709 | 0.23041 | 0.024681 | 0.43713 | 0.26628 | 0.027054 | 0.2376 |  | 0.12335 | 0.35785 | 0.21838 | 0.13401 | 0.32583
7190 | 2004-10-26 | 14:00 | 0.17609 | 0.10901 | 0.01164 | 0.5218 | 0.24089 | 0.020977 | 0.16711 |  | 0.12347 | 0.3526 | 0.2136 | 0.13852 | 0.31616
7191 | 2004-10-26 | 15:00 | 0.067669 | 0.030401 | 0.012525 | 0.43792 | 0.20612 | 0.018857 | 0.14701 |  | 0.10779 | 0.35572 | 0.21442 | 0.13929 | 0.33963
7192 | 2004-10-26 | 16:00 | 0.043431 | 0.036337 | 0.012789 | 0.27305 | 0.14946 | 0.020519 | 0.16396 |  | 0.098742 | 0.34603 | 0.21683 | 0.14039 | 0.3585
7193 | 2004-10-26 | 17:00 | 0.051758 | 0.11649 | 0.013522 | 0.20659 | 0.12262 | 0.026559 | 0.17433 |  | 0.089376 | 0.29506 | 0.22502 | 0.12696 | 0.42286
7194 | 2004-10-26 | 18:00 | 0.11268 | 0.14167 | 0.027421 | 0.2113 | 0.13311 | 0.036986 | 0.18167 |  | 0.088445 | 0.2638 | 0.22505 | 0.11316 | 0.4549
7195 | 2004-10-26 | 19:00 | 0.20207 | 0.10531 | 0.051206 | 0.27584 | 0.15072 | 0.056052 | 0.19997 |  | 0.066842 | 0.28243 | 0.20643 | 0.11163 | 0.51563
7196 | 2004-10-26 | 20:00 | 0.27807 | 0.076055 | 0.056101 | 0.41917 | 0.16124 | 0.048118 | 0.214 |  | 0.064998 | 0.29415 | 0.1927 | 0.10863 | 0.56714
7197 | 2004-10-26 | 21:00 | 0.31252 | 0.10774 | 0.062745 | 0.5236 | 0.1806 | 0.050949 | 0.23779 |  | 0.09108 | 0.26401 | 0.19098 | 0.11581 | 0.58061
7198 | 2004-10-26 | 22:00 | 0.32314 | 0.10655 | 0.099121 | 0.59104 | 0.20817 | 0.093524 | 0.34141 |  | 0.12975 | 0.24667 | 0.20021 | 0.14183 | 0.55128
7199 | 2004-10-26 | 23:00 | 0.35913 | 0.12527 | 0.156 | 0.62672 | 0.24912 | 0.13813 | 0.43435 |  | 0.13136 | 0.23009 | 0.21057 | 0.14445 | 0.57128
7200 | 2004-10-27 | 00:00 | 0.40788 | 0.18914 | 0.20946 | 0.58667 | 0.29434 | 0.12216 | 0.48199 |  | 0.095637 | 0.22299 | 0.21592 | 0.15252 | 0.55327
7201 | 2004-10-27 | 01:00 | 0.44678 | 0.28203 | 0.28313 | 0.54031 | 0.34979 | 0.11488 | 0.50223 |  | 0.13968 | 0.24605 | 0.18627 | 0.17951 | 0.50578
7202 | 2004-10-27 | 02:00 | 0.44027 | 0.34097 | 0.30838 | 0.43303 | 0.36267 | 0.12737 | 0.5257 |  | 0.18263 | 0.31409 | 0.20134 | 0.18398 | 0.55495
7203 | 2004-10-27 | 03:00 | 0.36069 | 0.41448 | 0.29469 | 0.29728 | 0.33766 | 0.10988 | 0.5063 |  | 0.20684 | 0.34549 | 0.2391 | 0.19014 | 0.73947
7204 | 2004-10-27 | 04:00 | 0.34265 | 0.61836 | 0.27465 | 0.22535 | 0.30388 | 0.10126 | 0.49351 |  | 0.21382 | 0.36217 | 0.24534 | 0.18671 | 0.69441
7205 | 2004-10-27 | 05:00 | 0.34672 | 0.60781 | 0.26977 | 0.18674 | 0.28777 | 0.1001 | 0.45325 |  | 0.22682 | 0.3768 | 0.23883 | 0.22915 | 0.60902
7206 | 2004-10-27 | 06:00 | 0.3418 | 0.67852 | 0.25154 | 0.17724 | 0.28049 | 0.092704 | 0.37948 |  | 0.22898 | 0.44121 | 0.22833 | 0.25996 | 0.58715
7207 | 2004-10-27 | 07:00 | 0.34191 | 0.57363 | 0.25488 | 0.17241 | 0.2833 | 0.082158 | 0.33007 |  | 0.20214 | 0.48608 | 0.23575 | 0.27036 | 0.59276
7208 | 2004-10-27 | 08:00 | 0.35174 | 0.63097 | 0.22715 | 0.17758 | 0.28739 | 0.081547 | 0.28661 |  | 0.16107 | 0.46444 | 0.23334 | 0.2739 | 0.67071
7209 | 2004-10-27 | 09:00 | 0.2995 | 0.68016 | 0.20367 | 0.18082 | 0.27801 | 0.11395 | 0.25762 |  | 0.14794 | 0.42963 | 0.23573 | 0.27465 | 0.65543
7210 | 2004-10-27 | 10:00 | 0.22708 | 0.67857 | 0.18013 | 0.1714 | 0.28057 | 0.092435 | 0.26459 |  | 0.15507 | 0.37946 | 0.25033 | 0.29022 | 0.58763
7211 | 2004-10-27 | 11:00 | 0.16639 | 0.66848 | 0.16546 | 0.14584 | 0.26623 | 0.078925 | 0.30614 |  | 0.12004 | 0.32688 | 0.23572 | 0.30342 | 0.52319
7212 | 2004-10-27 | 12:00 | 0.15551 | 0.6002 | 0.17175 | 0.13499 | 0.25151 | 0.089192 | 0.33208 |  | 0.10161 | 0.26842 | 0.22554 | 0.28632 | 0.49184
7213 | 2004-10-27 | 13:00 | 0.18338 | 0.42808 | 0.14604 | 0.12565 | 0.22964 | 0.087288 | 0.25394 |  | 0.084752 | 0.21922 | 0.20766 | 0.27375 | 0.4717
7214 | 2004-10-27 | 14:00 | 0.18399 | 0.34258 | 0.0636 | 0.13837 | 0.23673 | 0.050353 | 0.17715 |  | 0.08063 | 0.21671 | 0.19393 | 0.27337 | 0.4835
7215 | 2004-10-27 | 15:00 | 0.14491 | 0.27082 | 0.020141 | 0.12209 | 0.25226 | 0.035942 | 0.19191 |  | 0.10859 | 0.21104 | 0.19614 | 0.28892 | 0.34862
7216 | 2004-10-27 | 16:00 | 0.1304 | 0.29057 | 0.022413 | 0.08929 | 0.26592 | 0.058424 | 0.21848 |  | 0.13101 | 0.1845 | 0.20219 | 0.30497 | 0.31206
7217 | 2004-10-27 | 17:00 | 0.13586 | 0.26518 | 0.028102 | 0.07015 | 0.24288 | 0.081027 | 0.24257 |  | 0.11974 | 0.20473 | 0.21084 | 0.30498 | 0.34924
7218 | 2004-10-27 | 18:00 | 0.12276 | 0.24242 | 0.042738 | 0.067838 | 0.23018 | 0.082369 | 0.27384 |  | 0.12818 | 0.29128 | 0.21994 | 0.29664 | 0.34159
7219 | 2004-10-27 | 19:00 | 0.11048 | 0.14636 | 0.052906 | 0.061203 | 0.254 | 0.10347 | 0.29064 |  | 0.13292 | 0.39657 | 0.21015 | 0.30162 | 0.27755
7220 | 2004-10-27 | 20:00 | 0.10586 | 0.1446 | 0.063234 | 0.05348 | 0.29325 | 0.12751 | 0.30544 |  | 0.13525 | 0.47421 | 0.18732 | 0.34031 | 0.34529
7221 | 2004-10-27 | 21:00 | 0.10007 | 0.22967 | 0.076728 | 0.047114 | 0.33677 | 0.14204 | 0.36617 |  | 0.10661 | 0.50925 | 0.16422 | 0.37501 | 0.35639
7222 | 2004-10-27 | 22:00 | 0.11748 | 0.21768 | 0.1494 | 0.046452 | 0.37566 | 0.22015 | 0.4962 |  | 0.11671 | 0.54088 | 0.15452 | 0.38806 | 0.34762
7223 | 2004-10-27 | 23:00 | 0.17369 | 0.22543 | 0.23919 | 0.057936 | 0.40874 | 0.28998 | 0.55503 |  | 0.12517 | 0.56373 | 0.15218 | 0.40662 | 0.36252
7224 | 2004-10-28 | 00:00 | 0.20942 | 0.19792 | 0.23665 | 0.087732 | 0.43197 | 0.23677 | 0.51352 |  | 0.10887 | 0.59305 | 0.15184 | 0.41966 | 0.4913
7225 | 2004-10-28 | 01:00 | 0.24717 | 0.23965 | 0.23808 | 0.13171 | 0.41354 | 0.23202 | 0.53331 |  | 0.11421 | 0.58805 | 0.15155 | 0.45387 | 0.45564
7226 | 2004-10-28 | 02:00 | 0.23846 | 0.31634 | 0.25456 | 0.1251 | 0.44131 | 0.23996 | 0.51941 |  | 0.10243 | 0.62821 | 0.15709 | 0.50787 | 0.37919
7227 | 2004-10-28 | 03:00 | 0.18818 | 0.48643 | 0.30379 | 0.11602 | 0.52457 | 0.26683 | 0.46874 |  | 0.10055 | 0.64472 | 0.16987 | 0.52008 | 0.32693
7228 | 2004-10-28 | 04:00 | 0.15675 | 0.58756 | 0.32638 | 0.14746 | 0.60477 | 0.25592 | 0.43157 |  | 0.10324 | 0.67885 | 0.17833 | 0.51338 | 0.29681
7229 | 2004-10-28 | 05:00 | 0.1474 | 0.68522 | 0.32358 | 0.19053 | 0.61791 | 0.24865 | 0.41828 |  | 0.1294 | 0.69261 | 0.19473 | 0.49766 | 0.28939
7230 | 2004-10-28 | 06:00 | 0.14129 | 0.62226 | 0.32986 | 0.19633 | 0.615 | 0.25161 | 0.39215 |  | 0.11131 | 0.70308 | 0.20166 | 0.47574 | 0.29747
7231 | 2004-10-28 | 07:00 | 0.15637 | 0.63019 | 0.33594 | 0.21585 | 0.60264 | 0.30054 | 0.36946 |  | 0.10584 | 0.75378 | 0.19642 | 0.47279 | 0.27604
7232 | 2004-10-28 | 08:00 | 0.18188 | 0.58208 | 0.35484 | 0.27503 | 0.60569 | 0.39699 | 0.35369 |  | 0.12896 | 0.79114 | 0.19027 | 0.4874 | 0.27541
7233 | 2004-10-28 | 09:00 | 0.19174 | 0.52124 | 0.34032 | 0.33143 | 0.61087 | 0.3916 | 0.34542 |  | 0.12514 | 0.80533 | 0.18511 | 0.48161 | 0.31707
7234 | 2004-10-28 | 10:00 | 0.17693 | 0.48416 | 0.29974 | 0.34915 | 0.60955 | 0.31637 | 0.36011 |  | 0.10389 | 0.76817 | 0.17741 | 0.47577 | 0.34085
7235 | 2004-10-28 | 11:00 | 0.15239 | 0.46384 | 0.24644 | 0.33494 | 0.58971 | 0.2438 | 0.3749 |  | 0.081419 | 0.70871 | 0.16999 | 0.47398 | 0.34552
7236 | 2004-10-28 | 12:00 | 0.16611 | 0.35992 | 0.15006 | 0.33332 | 0.53102 | 0.17751 | 0.34947 |  | 0.051385 | 0.66156 | 0.16803 | 0.49063 | 0.36014
7237 | 2004-10-28 | 13:00 | 0.13943 | 0.26028 | 0.10572 | 0.34527 | 0.49233 | 0.13122 | 0.23794 |  | 0.060617 | 0.65416 | 0.16861 | 0.49026 | 0.36012
7238 | 2004-10-28 | 14:00 | 0.1059 | 0.10297 | 0.066093 | 0.36161 | 0.52498 | 0.088271 | 0.12952 |  | 0.047392 | 0.63803 | 0.17169 | 0.49247 | 0.37685
7239 | 2004-10-28 | 15:00 | 0.075335 | 0.023859 | 0.039095 | 0.35563 | 0.56445 | 0.061247 | 0.086915 |  | 0.050861 | 0.64453 | 0.17681 | 0.47869 | 0.46604
7240 | 2004-10-28 | 16:00 | 0.052006 | 0.0083316 | 0.03306 | 0.29708 | 0.57625 | 0.050805 | 0.067441 |  | 0.065723 | 0.73202 | 0.17632 | 0.48527 | 0.56298
7241 | 2004-10-28 | 17:00 | 0.045394 | 0.011092 | 0.033582 | 0.24608 | 0.56027 | 0.04899 | 0.052865 |  | 0.09445 | 0.79383 | 0.18285 | 0.45435 | 0.60319
7242 | 2004-10-28 | 18:00 | 0.056419 | 0.015619 | 0.03909 | 0.29288 | 0.52843 | 0.053356 | 0.043906 |  | 0.099223 | 0.84173 | 0.19173 | 0.44659 | 0.56233
7243 | 2004-10-28 | 19:00 | 0.087204 | 0 | 0.057768 | 0.38007 | 0.4925 | 0.062312 | 0.041469 |  | 0.099245 | 0.85877 | 0.19984 | 0.47215 | 0.56542
7244 | 2004-10-28 | 20:00 | 0.12846 | 0.055282 | 0.085823 | 0.5185 | 0.48225 | 0.069865 | 0.045116 |  | 0.10746 | 0.86396 | 0.19538 | 0.55066 | 0.61838
7245 | 2004-10-28 | 21:00 | 0.1814 | 0.11029 | 0.13083 | 0.61723 | 0.48221 | 0.088628 | 0.060299 |  | 0.13865 | 0.88118 | 0.19058 | 0.60923 | 0.6868
7246 | 2004-10-28 | 22:00 | 0.27234 | 0.23263 | 0.23781 | 0.67805 | 0.46545 | 0.16836 | 0.10151 |  | 0.17293 | 0.88873 | 0.18806 | 0.65177 | 0.70482
7247 | 2004-10-28 | 23:00 | 0.41501 | 0.25652 | 0.32346 | 0.71336 | 0.4446 | 0.22612 | 0.13395 |  | 0.19413 | 0.88918 | 0.19363 | 0.67877 | 0.72369
7248 | 2004-10-29 | 00:00 | 0.5059 | 0.34392 | 0.31023 | 0.72117 | 0.42886 | 0.21224 | 0.14309 |  | 0.22648 | 0.88821 | 0.20316 | 0.6785 | 0.7125
7249 | 2004-10-29 | 01:00 | 0.54725 | 0.35389 | 0.27802 | 0.67003 | 0.46394 | 0.23468 | 0.14641 |  | 0.23657 | 0.88715 | 0.21008 | 0.67077 | 0.65097
7250 | 2004-10-29 | 02:00 | 0.55098 | 0.28175 | 0.28651 | 0.68912 | 0.48975 | 0.27519 | 0.15035 |  | 0.21139 | 0.88771 | 0.21858 | 0.68759 | 0.60981
7251 | 2004-10-29 | 03:00 | 0.56104 | 0.26262 | 0.30905 | 0.71595 | 0.50793 | 0.3937 | 0.1621 |  | 0.22003 | 0.87749 | 0.24959 | 0.7102 | 0.63232
7252 | 2004-10-29 | 04:00 | 0.57508 | 0.29474 | 0.33539 | 0.73898 | 0.50865 | 0.43862 | 0.1794 |  | 0.25366 | 0.88581 | 0.29584 | 0.72357 | 0.63517
7253 | 2004-10-29 | 05:00 | 0.56745 | 0.22399 | 0.33293 | 0.76916 | 0.50279 | 0.43297 | 0.15988 |  | 0.25118 | 0.89341 | 0.35409 | 0.71707 | 0.60111
7254 | 2004-10-29 | 06:00 | 0.57949 | 0.23379 | 0.34934 | 0.79891 | 0.48976 | 0.41889 | 0.14829 |  | 0.23728 | 0.89878 | 0.41158 | 0.72396 | 0.56531
7255 | 2004-10-29 | 07:00 | 0.5922 | 0.17992 | 0.33668 | 0.79301 | 0.45811 | 0.36773 | 0.13689 |  | 0.22947 | 0.89787 | 0.45424 | 0.73412 | 0.52221
7256 | 2004-10-29 | 08:00 | 0.6057 | 0.22797 | 0.34992 | 0.75148 | 0.45843 | 0.33981 | 0.11667 |  | 0.24645 | 0.89424 | 0.49069 | 0.7344 | 0.51895
7257 | 2004-10-29 | 09:00 | 0.59015 | 0.35042 | 0.36985 | 0.72033 | 0.48537 | 0.28754 | 0.094856 |  | 0.24843 | 0.88258 | 0.52216 | 0.72694 | 0.47449
7258 | 2004-10-29 | 10:00 | 0.53359 | 0.43058 | 0.33325 | 0.6745 | 0.5314 | 0.23808 | 0.0887 |  | 0.21633 | 0.85977 | 0.52029 | 0.7086 | 0.42492
7259 | 2004-10-29 | 11:00 | 0.44653 | 0.51849 | 0.25805 | 0.61269 | 0.54219 | 0.20014 | 0.094351 |  | 0.17938 | 0.82204 | 0.49302 | 0.67525 | 0.33328
7260 | 2004-10-29 | 12:00 | 0.40484 | 0.46045 | 0.25863 | 0.55052 | 0.51638 | 0.24021 | 0.13038 |  | 0.21784 | 0.77332 | 0.44936 | 0.64095 | 0.22268
7261 | 2004-10-29 | 13:00 | 0.43726 | 0.43936 | 0.25226 | 0.57858 | 0.4798 | 0.19317 | 0.12703 |  | 0.21684 | 0.77423 | 0.42512 | 0.60828 | 0.11733
7262 | 2004-10-29 | 14:00 | 0.49821 | 0.32513 | 0.19338 | 0.59489 | 0.45448 | 0.15569 | 0.092394 |  | 0.15069 | 0.78655 | 0.41539 | 0.58117 | 0.079845
7263 | 2004-10-29 | 15:00 | 0.52085 | 0.23012 | 0.11188 | 0.61837 | 0.48792 | 0.092253 | 0.071676 |  | 0.14769 | 0.80885 | 0.40721 | 0.55156 | 0.054885
7264 | 2004-10-29 | 16:00 | 0.51434 | 0.21188 | 0.10497 | 0.70492 | 0.5744 | 0.073366 | 0.053352 |  | 0.18147 | 0.85105 | 0.40303 | 0.54563 | 0.057114
7265 | 2004-10-29 | 17:00 | 0.50944 | 0.29471 | 0.10321 | 0.70946 | 0.64216 | 0.089693 | 0.049104 |  | 0.23397 | 0.86522 | 0.39179 | 0.54015 | 0.052581
7266 | 2004-10-29 | 18:00 | 0.52281 | 0.25017 | 0.10389 | 0.71164 | 0.71138 | 0.11969 | 0.044362 |  | 0.22712 | 0.86655 | 0.38556 | 0.59599 | 0.050126
7267 | 2004-10-29 | 19:00 | 0.56367 | 0.21212 | 0.099242 | 0.75701 | 0.79955 | 0.12798 | 0.036025 |  | 0.20062 | 0.86586 | 0.36089 | 0.62582 | 0.039123
7268 | 2004-10-29 | 20:00 | 0.60659 | 0.18663 | 0.10636 | 0.81103 | 0.84782 | 0.15382 | 0.035442 |  | 0.17617 | 0.86439 | 0.34262 | 0.62924 | 0.024602
7269 | 2004-10-29 | 21:00 | 0.63365 | 0.23674 | 0.15122 | 0.84359 | 0.86893 | 0.24497 | 0.041107 |  | 0.16086 | 0.85451 | 0.35296 | 0.64834 | 0.026031
7270 | 2004-10-29 | 22:00 | 0.6953 | 0.30131 | 0.25482 | 0.86373 | 0.87933 | 0.42903 | 0.068114 |  | 0.19506 | 0.83668 | 0.37845 | 0.64907 | 0.046572
7271 | 2004-10-29 | 23:00 | 0.73457 | 0.30717 | 0.3622 | 0.88662 | 0.89054 | 0.53269 | 0.10514 |  | 0.29471 | 0.79264 | 0.3868 | 0.64263 | 0.058349
7272 | 2004-10-30 | 00:00 | 0.74777 | 0.21531 | 0.33533 | 0.90033 | 0.8969 | 0.52653 | 0.11306 |  | 0.29131 | 0.69866 | 0.3864 | 0.71458 | 0.057249
7273 | 2004-10-30 | 01:00 | 0.76249 | 0.1254 | 0.36659 | 0.89436 | 0.88919 | 0.52325 | 0.10899 |  | 0.32045 | 0.61121 | 0.34276 | 0.80663 | 0.058296
7274 | 2004-10-30 | 02:00 | 0.80592 | 0.26243 | 0.3932 | 0.90736 | 0.88428 | 0.51593 | 0.10964 |  | 0.37542 | 0.62618 | 0.3901 | 0.78443 | 0.086035
7275 | 2004-10-30 | 03:00 | 0.83414 | 0.48958 | 0.41184 | 0.91276 | 0.88336 | 0.52958 | 0.12117 |  | 0.40161 | 0.64999 | 0.40279 | 0.71477 | 0.065158
7276 | 2004-10-30 | 04:00 | 0.84137 | 0.3527 | 0.43595 | 0.90811 | 0.87505 | 0.56565 | 0.13252 |  | 0.40094 | 0.68179 | 0.46009 | 0.73371 | 0.050072
7277 | 2004-10-30 | 05:00 | 0.82463 | 0.60082 | 0.37947 | 0.90282 | 0.85387 | 0.51936 | 0.14812 |  | 0.39456 | 0.72833 | 0.44552 | 0.70647 | 0.066694
7278 | 2004-10-30 | 06:00 | 0.81164 | 0.67678 | 0.31235 | 0.88819 | 0.82631 | 0.38352 | 0.1439 |  | 0.42164 | 0.74673 | 0.45043 | 0.67527 | 0.16509
7279 | 2004-10-30 | 07:00 | 0.81312 | 0.50875 | 0.32525 | 0.88206 | 0.80585 | 0.36557 | 0.14776 |  | 0.44425 | 0.70587 | 0.43063 | 0.6239 | 0.16001
7280 | 2004-10-30 | 08:00 | 0.82853 | 0.52646 | 0.35881 | 0.88708 | 0.79829 | 0.4376 | 0.16548 |  | 0.47733 | 0.64589 | 0.42424 | 0.56268 | 0.089386
7281 | 2004-10-30 | 09:00 | 0.84637 | 0.46368 | 0.37825 | 0.89194 | 0.80968 | 0.48342 | 0.22843 |  | 0.49991 | 0.55764 | 0.41228 | 0.50269 | 0.070011
7282 | 2004-10-30 | 10:00 | 0.84396 | 0.50436 | 0.36297 | 0.89414 | 0.81362 | 0.47545 | 0.30876 |  | 0.50598 | 0.47637 | 0.45839 | 0.44193 | 0.052463
7283 | 2004-10-30 | 11:00 | 0.82204 | 0.4804 | 0.33979 | 0.89646 | 0.82412 | 0.44085 | 0.36431 |  | 0.46619 | 0.40346 | 0.50832 | 0.40322 | 0.030387
7284 | 2004-10-30 | 12:00 | 0.82859 | 0.45959 | 0.37043 | 0.89613 | 0.83447 | 0.51585 | 0.41487 |  | 0.38933 | 0.34482 | 0.56834 | 0.38167 | 0.023557
7285 | 2004-10-30 | 13:00 | 0.83775 | 0.51725 | 0.30258 | 0.88592 | 0.84026 | 0.52771 | 0.38134 |  | 0.34998 | 0.34798 | 0.60206 | 0.34825 | 0.034457
7286 | 2004-10-30 | 14:00 | 0.84581 | 0.38147 | 0.24405 | 0.89411 | 0.82803 | 0.52411 | 0.33843 |  | 0.34223 | 0.32234 | 0.61086 | 0.30068 | 0.057454
7287 | 2004-10-30 | 15:00 | 0.85548 | 0.24738 | 0.27109 | 0.89877 | 0.80938 | 0.56403 | 0.32392 |  | 0.3426 | 0.27474 | 0.61798 | 0.26545 | 0.070427
7288 | 2004-10-30 | 16:00 | 0.85522 | 0.2369 | 0.28636 | 0.89735 | 0.78698 | 0.58219 | 0.3036 |  | 0.34692 | 0.23196 | 0.6489 | 0.22459 | 0.061577
7289 | 2004-10-30 | 17:00 | 0.85767 | 0.23355 | 0.32086 | 0.89583 | 0.73837 | 0.58878 | 0.30909 |  | 0.37015 | 0.19328 | 0.68197 | 0.18782 | 0.057647
7290 | 2004-10-30 | 18:00 | 0.86848 | 0.36188 | 0.39336 | 0.89352 | 0.69169 | 0.62206 | 0.3785 |  | 0.38423 | 0.17181 | 0.68919 | 0.17471 | 0.061901
7291 | 2004-10-30 | 19:00 | 0.87067 | 0.34624 | 0.4667 | 0.89299 | 0.65311 | 0.66434 | 0.48877 |  | 0.39453 | 0.17401 | 0.6883 | 0.18021 | 0.075376
7292 | 2004-10-30 | 20:00 | 0.87555 | 0.32983 | 0.54471 | 0.8953 | 0.63732 | 0.75288 | 0.588 |  | 0.45006 | 0.20149 | 0.69465 | 0.18919 | 0.078363
7293 | 2004-10-30 | 21:00 | 0.88277 | 0.33869 | 0.67331 | 0.89832 | 0.60404 | 0.79104 | 0.64424 |  | 0.46426 | 0.24389 | 0.69214 | 0.19822 | 0.081786
7294 | 2004-10-30 | 22:00 | 0.88568 | 0.32907 | 0.75193 | 0.89616 | 0.54937 | 0.8258 | 0.68878 |  | 0.52158 | 0.26039 | 0.67875 | 0.20798 | 0.0924
7295 | 2004-10-30 | 23:00 | 0.88387 | 0.34723 | 0.78308 | 0.89728 | 0.49751 | 0.85134 | 0.69546 |  | 0.63993 | 0.2786 | 0.67508 | 0.2266 | 0.10505
7296 | 2004-10-31 | 00:00 | 0.87356 | 0.3045 | 0.78531 | 0.8919 | 0.43961 | 0.86708 | 0.69038 |  | 0.5702 | 0.31656 | 0.65528 | 0.2599 | 0.11858
7297 | 2004-10-31 | 01:00 | 0.87128 | 0.20653 | 0.76773 | 0.87955 | 0.33856 | 0.85884 | 0.66217 |  | 0.5905 | 0.34346 | 0.65809 | 0.27 | 0.13364
7298 | 2004-10-31 | 02:00 | 0.86879 | 0.13228 | 0.76635 | 0.87767 | 0.29548 | 0.829 | 0.62611 |  | 0.651 | 0.46785 | 0.65754 | 0.28984 | 0.13012
7299 | 2004-10-31 | 03:00 | 0.8509 | 0.081363 | 0.76594 | 0.85863 | 0.29172 | 0.83437 | 0.59231 |  | 0.63502 | 0.52461 | 0.65167 | 0.31962 | 0.12912
7300 | 2004-10-31 | 04:00 | 0.80783 | 0.11122 | 0.75798 | 0.80679 | 0.27682 | 0.82209 | 0.53193 |  | 0.62329 | 0.51758 | 0.64787 | 0.34163 | 0.18462
7301 | 2004-10-31 | 05:00 | 0.75526 | 0.1886 | 0.75153 | 0.72539 | 0.27552 | 0.84782 | 0.47545 |  | 0.58424 | 0.49364 | 0.63854 | 0.34608 | 0.22777
7302 | 2004-10-31 | 06:00 | 0.67638 | 0.39832 | 0.68751 | 0.64596 | 0.29328 | 0.86348 | 0.44589 |  | 0.54308 | 0.47079 | 0.63128 | 0.36006 | 0.23943
7303 | 2004-10-31 | 07:00 | 0.58592 | 0.42654 | 0.6398 | 0.54715 | 0.28579 | 0.85469 | 0.47512 |  | 0.4932 | 0.46516 | 0.61529 | 0.37848 | 0.24326
7304 | 2004-10-31 | 08:00 | 0.55553 | 0.37949 | 0.61584 | 0.44211 | 0.25821 | 0.8272 | 0.47219 |  | 0.46657 | 0.47382 | 0.60303 | 0.39188 | 0.24442
7305 | 2004-10-31 | 09:00 | 0.58881 | 0.29401 | 0.61691 | 0.38838 | 0.24122 | 0.78937 | 0.47603 |  | 0.43427 | 0.46661 | 0.57651 | 0.39507 | 0.25455
7306 | 2004-10-31 | 10:00 | 0.56476 | 0.29396 | 0.57496 | 0.3975 | 0.2368 | 0.76241 | 0.49306 |  | 0.39729 | 0.4337 | 0.55272 | 0.38681 | 0.25607
7307 | 2004-10-31 | 11:00 | 0.49872 | 0.28044 | 0.54622 | 0.34367 | 0.23518 | 0.74556 | 0.5424 |  | 0.33652 | 0.38311 | 0.52985 | 0.37231 | 0.26825
7308 | 2004-10-31 | 12:00 | 0.47377 | 0.36283 | 0.45689 | 0.27555 | 0.23177 | 0.69011 | 0.57208 |  | 0.28583 | 0.34298 | 0.49449 | 0.34914 | 0.2717
7309 | 2004-10-31 | 13:00 | 0.47221 | 0.54248 | 0.48748 | 0.24848 | 0.21526 | 0.70902 | 0.62306 |  | 0.24834 | 0.32868 | 0.45831 | 0.32322 | 0.2596
7310 | 2004-10-31 | 14:00 | 0.49438 | 0.3702 | 0.52893 | 0.22156 | 0.21566 | 0.76318 | 0.67539 |  | 0.21995 | 0.30903 | 0.43589 | 0.29749 | 0.23359
7311 | 2004-10-31 | 15:00 | 0.54515 | 0.20198 | 0.54519 | 0.1728 | 0.24025 | 0.79745 | 0.67414 |  | 0.25607 | 0.32176 | 0.41394 | 0.26956 | 0.19746
7312 | 2004-10-31 | 16:00 | 0.61148 | 0.14221 | 0.59841 | 0.14721 | 0.22285 | 0.80111 | 0.66361 |  | 0.29079 | 0.25906 | 0.39608 | 0.24448 | 0.16808
7313 | 2004-10-31 | 17:00 | 0.61016 | 0.14393 | 0.63675 | 0.13737 | 0.16066 | 0.80961 | 0.66253 |  | 0.34021 | 0.20886 | 0.38857 | 0.21896 | 0.13911
7314 | 2004-10-31 | 18:00 | 0.56946 | 0.12027 | 0.67298 | 0.11112 | 0.13418 | 0.82857 | 0.64226 |  | 0.3599 | 0.24607 | 0.3817 | 0.18461 | 0.13448
7315 | 2004-10-31 | 19:00 | 0.55675 | 0.21615 | 0.68507 | 0.096425 | 0.14752 | 0.84812 | 0.6136 |  | 0.31341 | 0.33771 | 0.35085 | 0.16601 | 0.12943
7316 | 2004-10-31 | 20:00 | 0.48915 | 0.30723 | 0.6833 | 0.080827 | 0.16635 | 0.85726 | 0.61551 |  | 0.28396 | 0.44921 | 0.35045 | 0.1664 | 0.12508
7317 | 2004-10-31 | 21:00 | 0.41305 | 0.32006 | 0.68956 | 0.044992 | 0.16428 | 0.87067 | 0.63987 |  | 0.25169 | 0.49944 | 0.35096 | 0.17201 | 0.15248
7318 | 2004-10-31 | 22:00 | 0.35941 | 0.32099 | 0.68061 | 0.023968 | 0.1775 | 0.8805 | 0.66239 |  | 0.22384 | 0.49877 | 0.35176 | 0.19141 | 0.23287
7319 | 2004-10-31 | 23:00 | 0.2753 | 0.44238 | 0.67871 | 0.023099 | 0.19153 | 0.87871 | 0.67757 |  | 0.27535 | 0.49807 | 0.34916 | 0.21186 | 0.26766
7320 | 2004-11-01 | 00:00 | 0.19106 | 0.39982 | 0.56826 | 0.036897 | 0.23252 | 0.84981 | 0.60574 |  | 0.34841 | 0.52566 | 0.33833 | 0.23145 | 0.23838
7321 | 2004-11-01 | 01:00 | 0.14174 | 0.31594 | 0.53725 | 0.063735 | 0.27774 | 0.80259 | 0.58387 |  | 0.38306 | 0.5651 | 0.31689 | 0.24165 | 0.2111
7322 | 2004-11-01 | 02:00 | 0.12109 | 0.23496 | 0.58511 | 0.10841 | 0.29323 | 0.80604 | 0.59299 |  | 0.40712 | 0.58282 | 0.2678 | 0.24922 | 0.19848
7323 | 2004-11-01 | 03:00 | 0.13193 | 0.15302 | 0.58569 | 0.15149 | 0.31098 | 0.82732 | 0.54325 |  | 0.44195 | 0.56424 | 0.24892 | 0.26817 | 0.18911
7324 | 2004-11-01 | 04:00 | 0.14328 | 0.092126 | 0.60708 | 0.1706 | 0.31904 | 0.81476 | 0.55914 |  | 0.4518 | 0.54373 | 0.25087 | 0.29793 | 0.1952
7325 | 2004-11-01 | 05:00 | 0.14679 | 0.17371 | 0.60168 | 0.2388 | 0.32422 | 0.74197 | 0.62121 |  | 0.42327 | 0.51895 | 0.24775 | 0.31873 | 0.22252
7326 | 2004-11-01 | 06:00 | 0.18891 | 0.44983 | 0.52282 | 0.37837 | 0.334 | 0.67103 | 0.59019 |  | 0.39098 | 0.51675 | 0.24361 | 0.33169 | 0.26864
7327 | 2004-11-01 | 07:00 | 0.26471 | 0.36869 | 0.45396 | 0.41288 | 0.31298 | 0.56897 | 0.5789 |  | 0.38733 | 0.5115 | 0.23774 | 0.35524 | 0.31439
7328 | 2004-11-01 | 08:00 | 0.33154 | 0.32532 | 0.38249 | 0.44722 | 0.30861 | 0.48312 | 0.59927 |  | 0.36061 | 0.48191 | 0.23735 | 0.36678 | 0.38112
7329 | 2004-11-01 | 09:00 | 0.34849 | 0.40045 | 0.27555 | 0.57467 | 0.31893 | 0.36398 | 0.53521 |  | 0.30561 | 0.4322 | 0.24448 | 0.40415 | 0.45793
7330 | 2004-11-01 | 10:00 | 0.30313 | 0.39233 | 0.19423 | 0.63398 | 0.33313 | 0.27032 | 0.51352 |  | 0.25306 | 0.39452 | 0.2539 | 0.44227 | 0.53616
7331 | 2004-11-01 | 11:00 | 0.28326 | 0.4855 | 0.15809 | 0.58471 | 0.34477 | 0.2421 | 0.52437 |  | 0.24424 | 0.34717 | 0.25207 | 0.45922 | 0.54257
7332 | 2004-11-01 | 12:00 | 0.29798 | 0.41106 | 0.085498 | 0.62758 | 0.33406 | 0.21273 | 0.49176 |  | 0.21315 | 0.32466 | 0.24603 | 0.46628 | 0.53834
7333 | 2004-11-01 | 13:00 | 0.32938 | 0.28558 | 0.10958 | 0.66815 | 0.33081 | 0.20296 | 0.53254 |  | 0.20456 | 0.35461 | 0.24641 | 0.46976 | 0.48947
7334 | 2004-11-01 | 14:00 | 0.3482 | 0.33347 | 0.17431 | 0.687 | 0.3952 | 0.21362 | 0.629 |  | 0.18722 | 0.43063 | 0.24544 | 0.48418 | 0.47392
7335 | 2004-11-01 | 15:00 | 0.35701 | 0.37799 | 0.14711 | 0.70036 | 0.44955 | 0.17129 | 0.59892 |  | 0.17803 | 0.50616 | 0.25686 | 0.49836 | 0.4613
7336 | 2004-11-01 | 16:00 | 0.38996 | 0.39944 | 0.14447 | 0.69846 | 0.43321 | 0.13847 | 0.53478 |  | 0.1473 | 0.55439 | 0.26538 | 0.52121 | 0.41639
7337 | 2004-11-01 | 17:00 | 0.38354 | 0.3031 | 0.17416 | 0.67905 | 0.40166 | 0.14049 | 0.51916 |  | 0.14111 | 0.58161 | 0.26554 | 0.56175 | 0.36299
7338 | 2004-11-01 | 18:00 | 0.36432 | 0.32389 | 0.15995 | 0.60595 | 0.41408 | 0.12123 | 0.50974 |  | 0.13657 | 0.61226 | 0.25797 | 0.62518 | 0.33128
7339 | 2004-11-01 | 19:00 | 0.38699 | 0.28353 | 0.10668 | 0.46493 | 0.46772 | 0.12151 | 0.49878 |  | 0.16442 | 0.64535 | 0.24456 | 0.68139 | 0.30012
7340 | 2004-11-01 | 20:00 | 0.42552 | 0.26283 | 0.070353 | 0.43291 | 0.52584 | 0.12451 | 0.45983 |  | 0.21626 | 0.67728 | 0.24363 | 0.73934 | 0.27376
7341 | 2004-11-01 | 21:00 | 0.48766 | 0.25638 | 0.058907 | 0.44765 | 0.56627 | 0.11867 | 0.429 |  | 0.27374 | 0.70566 | 0.23988 | 0.77368 | 0.2674
7342 | 2004-11-01 | 22:00 | 0.57275 | 0.24953 | 0.046908 | 0.44834 | 0.60949 | 0.11648 | 0.43019 |  | 0.31537 | 0.73395 | 0.23088 | 0.82917 | 0.28334
7343 | 2004-11-01 | 23:00 | 0.58354 | 0.30569 | 0.051633 | 0.4291 | 0.63787 | 0.11449 | 0.39799 |  | 0.3708 | 0.77046 | 0.22846 | 0.81899 | 0.29935
7344 | 2004-11-02 | 00:00 | 0.5795 | 0.34375 | 0.084795 | 0.4451 | 0.6684 | 0.11653 | 0.38039 |  | 0.35359 | 0.79788 | 0.21601 | 0.8157 | 0.30916
7345 | 2004-11-02 | 01:00 | 0.54861 | 0.35476 | 0.13331 | 0.47725 | 0.67496 | 0.13082 | 0.33674 |  | 0.37489 | 0.82216 | 0.20793 | 0.69081 | 0.37217
7346 | 2004-11-02 | 02:00 | 0.50435 | 0.29133 | 0.14313 | 0.4704 | 0.64859 | 0.1273 | 0.28863 |  | 0.38396 | 0.83439 | 0.27159 | 0.6556 | 0.56295
7347 | 2004-11-02 | 03:00 | 0.49951 | 0.25056 | 0.14897 | 0.43824 | 0.57615 | 0.12019 | 0.23049 |  | 0.36509 | 0.84523 | 0.40917 | 0.66737 | 0.53787
7348 | 2004-11-02 | 04:00 | 0.50987 | 0.1778 | 0.17063 | 0.3808 | 0.52319 | 0.16746 | 0.17133 |  | 0.36265 | 0.84329 | 0.45429 | 0.71881 | 0.60052
7349 | 2004-11-02 | 05:00 | 0.46377 | 0.13983 | 0.1686 | 0.31744 | 0.47047 | 0.22154 | 0.14957 |  | 0.36961 | 0.83525 | 0.5228 | 0.74472 | 0.68927
7350 | 2004-11-02 | 06:00 | 0.42521 | 0.18635 | 0.15497 | 0.28551 | 0.46134 | 0.23416 | 0.13602 |  | 0.36957 | 0.82319 | 0.52008 | 0.76953 | 0.68073
7351 | 2004-11-02 | 07:00 | 0.40509 | 0.18808 | 0.17367 | 0.33502 | 0.45939 | 0.22045 | 0.1076 |  | 0.36963 | 0.82658 | 0.50435 | 0.76025 | 0.64725
7352 | 2004-11-02 | 08:00 | 0.38753 | 0.21866 | 0.21469 | 0.3921 | 0.47127 | 0.25111 | 0.079679 |  | 0.37664 | 0.83879 | 0.47681 | 0.7365 | 0.55875
7353 | 2004-11-02 | 09:00 | 0.36953 | 0.2201 | 0.24932 | 0.44372 | 0.51812 | 0.36945 | 0.070494 |  | 0.36738 | 0.84878 | 0.47772 | 0.71302 | 0.38793
7354 | 2004-11-02 | 10:00 | 0.32743 | 0.27879 | 0.2663 | 0.45334 | 0.55299 | 0.45177 | 0.076055 |  | 0.33538 | 0.84787 | 0.46887 | 0.69376 | 0.34603
7355 | 2004-11-02 | 11:00 | 0.27767 | 0.25153 | 0.28424 | 0.38379 | 0.49646 | 0.52335 | 0.088617 |  | 0.33639 | 0.83408 | 0.4655 | 0.69998 | 0.33226
7356 | 2004-11-02 | 12:00 | 0.30755 | 0.23586 | 0.31355 | 0.28169 | 0.41425 | 0.54083 | 0.12221 |  | 0.3278 | 0.79618 | 0.49226 | 0.69608 | 0.34228
7357 | 2004-11-02 | 13:00 | 0.25934 | 0.25582 | 0.28919 | 0.30528 | 0.44915 | 0.50133 | 0.11242 |  | 0.3365 | 0.78426 | 0.54613 | 0.69264 | 0.31681
7358 | 2004-11-02 | 14:00 | 0.1829 | 0.26198 | 0.23775 | 0.44583 | 0.43139 | 0.45862 | 0.078133 |  | 0.31995 | 0.78695 | 0.56816 | 0.70445 | 0.28897
7359 | 2004-11-02 | 15:00 | 0.17274 | 0.26783 | 0.20209 | 0.49547 | 0.40912 | 0.49637 | 0.059435 |  | 0.28675 | 0.7744 | 0.557 | 0.70528 | 0.24789
7360 | 2004-11-02 | 16:00 | 0.18953 | 0.28239 | 0.20016 | 0.34121 | 0.39319 | 0.50572 | 0.068811 |  | 0.26427 | 0.73477 | 0.55702 | 0.69346 | 0.24427
7361 | 2004-11-02 | 17:00 | 0.21277 | 0.1666 | 0.21305 | 0.19314 | 0.3329 | 0.4713 | 0.080813 |  | 0.25456 | 0.70284 | 0.5552 | 0.66213 | 0.23352
7362 | 2004-11-02 | 18:00 | 0.27056 | 0.13468 | 0.1889 | 0.17512 | 0.27422 | 0.4549 | 0.10469 |  | 0.24724 | 0.70311 | 0.53961 | 0.63067 | 0.23146
7363 | 2004-11-02 | 19:00 | 0.39317 | 0.14022 | 0.22276 | 0.27748 | 0.26854 | 0.43306 | 0.14807 |  | 0.25867 | 0.67942 | 0.52355 | 0.59885 | 0.20677
7364 | 2004-11-02 | 20:00 | 0.5255 | 0.18575 | 0.31127 | 0.38945 | 0.27025 | 0.41437 | 0.20167 |  | 0.26309 | 0.66279 | 0.50414 | 0.57816 | 0.18287
7365 | 2004-11-02 | 21:00 | 0.61419 | 0.1848 | 0.47602 | 0.4279 | 0.24907 | 0.5265 | 0.28446 |  | 0.28458 | 0.63676 | 0.49782 | 0.54453 | 0.20021
7366 | 2004-11-02 | 22:00 | 0.61698 | 0.15915 | 0.60628 | 0.42436 | 0.25187 | 0.56339 | 0.39609 |  | 0.3304 | 0.54471 | 0.51596 | 0.48901 | 0.21406
7367 | 2004-11-02 | 23:00 | 0.56941 | 0.15253 | 0.65644 | 0.39857 | 0.27147 | 0.52337 | 0.45199 |  | 0.40738 | 0.44544 | 0.53597 | 0.42623 | 0.21286
7368 | 2004-11-03 | 00:00 | 0.50761 | 0.14969 | 0.73499 | 0.3705 | 0.28686 | 0.47731 | 0.5063 |  | 0.45909 | 0.37648 | 0.53674 | 0.36602 | 0.20013
7369 | 2004-11-03 | 01:00 | 0.51139 | 0.10346 | 0.7073 | 0.24419 | 0.3065 | 0.4306 | 0.4941 |  | 0.43259 | 0.40191 | 0.56509 | 0.29969 | 0.18582
7370 | 2004-11-03 | 02:00 | 0.58662 | 0.084916 | 0.63443 | 0.27103 | 0.34523 | 0.39522 | 0.47341 |  | 0.46899 | 0.40264 | 0.60523 | 0.25004 | 0.18929
7371 | 2004-11-03 | 03:00 | 0.58925 | 0.071413 | 0.63627 | 0.30517 | 0.37274 | 0.47462 | 0.44122 |  | 0.46048 | 0.37399 | 0.64081 | 0.22573 | 0.20558
7372 | 2004-11-03 | 04:00 | 0.47317 | 0.16414 | 0.63487 | 0.29943 | 0.39795 | 0.53047 | 0.38776 |  | 0.49382 | 0.34276 | 0.65221 | 0.20667 | 0.21283
7373 | 2004-11-03 | 05:00 | 0.39803 | 0.16339 | 0.65038 | 0.24326 | 0.43822 | 0.56696 | 0.38698 |  | 0.56565 | 0.32552 | 0.6526 | 0.19349 | 0.21638
7374 | 2004-11-03 | 06:00 | 0.35949 | 0.16338 | 0.62721 | 0.23631 | 0.4621 | 0.55914 | 0.41204 |  | 0.5475 | 0.31622 | 0.6378 | 0.18004 | 0.20927
7375 | 2004-11-03 | 07:00 | 0.27664 | 0.13999 | 0.60553 | 0.26058 | 0.47323 | 0.56908 | 0.50912 |  | 0.53094 | 0.28532 | 0.6233 | 0.17413 | 0.19831
7376 | 2004-11-03 | 08:00 | 0.21023 | 0.40636 | 0.59131 | 0.24106 | 0.48733 | 0.56478 | 0.60659 |  | 0.48704 | 0.27072 | 0.61202 | 0.16696 | 0.19122
7377 | 2004-11-03 | 09:00 | 0.18344 | 0.41369 | 0.61059 | 0.21796 | 0.51292 | 0.55605 | 0.66357 |  | 0.42973 | 0.24107 | 0.60548 | 0.1592 | 0.1848
7378 | 2004-11-03 | 10:00 | 0.17195 | 0.32105 | 0.59014 | 0.21267 | 0.56658 | 0.58219 | 0.74844 |  | 0.40292 | 0.16697 | 0.58961 | 0.16135 | 0.18184
7379 | 2004-11-03 | 11:00 | 0.17211 | 0.36746 | 0.5691 | 0.18217 | 0.59706 | 0.62201 | 0.82876 |  | 0.31627 | 0.13772 | 0.54756 | 0.16913 | 0.16502
7380 | 2004-11-03 | 12:00 | 0.18949 | 0.48513 | 0.61496 | 0.17393 | 0.60078 | 0.62749 | 0.89095 |  | 0.25361 | 0.1214 | 0.50841 | 0.17857 | 0.14793
7381 | 2004-11-03 | 13:00 | 0.18976 | 0.46671 | 0.67044 | 0.18256 | 0.57168 | 0.58563 | 0.9164 |  | 0.22774 | 0.13501 | 0.48759 | 0.1869 | 0.14377
7382 | 2004-11-03 | 14:00 | 0.18608 | 0.30056 | 0.62287 | 0.18631 | 0.61059 | 0.49731 | 0.92275 |  | 0.24325 | 0.14887 | 0.4702 | 0.20332 | 0.14777
7383 | 2004-11-03 | 15:00 | 0.19004 | 0.19316 | 0.5412 | 0.2457 | 0.62027 | 0.42015 | 0.91906 |  | 0.1968 | 0.16496 | 0.44671 | 0.23273 | 0.14776
7384 | 2004-11-03 | 16:00 | 0.1813 | 0.25478 | 0.47029 | 0.2215 | 0.57369 | 0.37625 | 0.91059 |  | 0.20213 | 0.15628 | 0.41778 | 0.27624 | 0.14908
7385 | 2004-11-03 | 17:00 | 0.22812 | 0.38601 | 0.41198 | 0.20255 | 0.52728 | 0.33443 | 0.89869 |  | 0.24871 | 0.10645 | 0.39652 | 0.28229 | 0.14499
7386 | 2004-11-03 | 18:00 | 0.26124 | 0.412 | 0.31927 | 0.25211 | 0.48498 | 0.28855 | 0.86377 |  | 0.29738 | 0.084141 | 0.37999 | 0.25269 | 0.13492
7387 | 2004-11-03 | 19:00 | 0.28834 | 0.43184 | 0.26138 | 0.27449 | 0.4481 | 0.25739 | 0.81792 |  | 0.38256 | 0.083184 | 0.34279 | 0.21467 | 0.11822
7388 | 2004-11-03 | 20:00 | 0.3466 | 0.47066 | 0.26519 | 0.32329 | 0.40125 | 0.23944 | 0.7939 |  | 0.40377 | 0.082014 | 0.28805 | 0.17446 | 0.10036
7389 | 2004-11-03 | 21:00 | 0.37391 | 0.44105 | 0.27897 | 0.40658 | 0.34323 | 0.23471 | 0.77621 |  | 0.43383 | 0.084136 | 0.25661 | 0.14162 | 0.098704
7390 | 2004-11-03 | 22:00 | 0.38043 | 0.44676 | 0.32194 | 0.43442 | 0.29476 | 0.26112 | 0.77472 |  | 0.45352 | 0.080066 | 0.24226 | 0.11616 | 0.10522
7391 | 2004-11-03 | 23:00 | 0.41834 | 0.45962 | 0.36774 | 0.41693 | 0.27791 | 0.29547 | 0.78099 |  | 0.48839 | 0.078753 | 0.23499 | 0.099766 | 0.11081
7392 | 2004-11-04 | 00:00 | 0.49429 | 0.46511 | 0.33929 | 0.44781 | 0.3051 | 0.27943 | 0.73213 |  | 0.49991 | 0.077618 | 0.21894 | 0.090536 | 0.11811
7393 | 2004-11-04 | 01:00 | 0.55292 | 0.44278 | 0.35875 | 0.49535 | 0.34011 | 0.26063 | 0.71791 |  | 0.4997 | 0.076191 | 0.21791 | 0.086183 | 0.13698
7394 | 2004-11-04 | 02:00 | 0.56567 | 0.39935 | 0.33089 | 0.52382 | 0.37867 | 0.26686 | 0.72009 |  | 0.44875 | 0.074894 | 0.23 | 0.095717 | 0.16041
7395 | 2004-11-04 | 03:00 | 0.55088 | 0.34946 | 0.33498 | 0.39169 | 0.39168 | 0.26309 | 0.64402 |  | 0.41465 | 0.08518 | 0.23828 | 0.10657 | 0.17401
7396 | 2004-11-04 | 04:00 | 0.53058 | 0.46577 | 0.37489 | 0.30107 | 0.39248 | 0.30332 | 0.60243 |  | 0.40549 | 0.12288 | 0.22663 | 0.12006 | 0.16843
7397 | 2004-11-04 | 05:00 | 0.46657 | 0.49135 | 0.39477 | 0.28525 | 0.41815 | 0.36294 | 0.54104 |  | 0.40443 | 0.20683 | 0.19639 | 0.13298 | 0.18902
7398 | 2004-11-04 | 06:00 | 0.47543 | 0.50223 | 0.39895 | 0.25011 | 0.44347 | 0.38931 | 0.42501 |  | 0.40133 | 0.27887 | 0.18095 | 0.15992 | 0.23104
7399 | 2004-11-04 | 07:00 | 0.47285 | 0.49925 | 0.42081 | 0.25494 | 0.44938 | 0.42194 | 0.32315 |  | 0.38178 | 0.35165 | 0.18053 | 0.19321 | 0.21868
7400 | 2004-11-04 | 08:00 | 0.42639 | 0.54431 | 0.44249 | 0.24758 | 0.49991 | 0.48727 | 0.24895 |  | 0.33398 | 0.43622 | 0.17036 | 0.24354 | 0.26348
7401 | 2004-11-04 | 09:00 | 0.38199 | 0.47994 | 0.50728 | 0.19007 | 0.58402 | 0.53125 | 0.1819 |  | 0.33749 | 0.50307 | 0.1647 | 0.29196 | 0.26492
7402 | 2004-11-04 | 10:00 | 0.32098 | 0.40277 | 0.53147 | 0.14115 | 0.66117 | 0.59554 | 0.16518 |  | 0.32152 | 0.59516 | 0.15962 | 0.31961 | 0.27592
7403 | 2004-11-04 | 11:00 | 0.2821 | 0.41284 | 0.5639 | 0.13271 | 0.71278 | 0.62986 | 0.16733 |  | 0.30984 | 0.70464 | 0.15858 | 0.32122 | 0.3006
7404 | 2004-11-04 | 12:00 | 0.33218 | 0.39962 | 0.56532 | 0.17885 | 0.73609 | 0.67373 | 0.17542 |  | 0.25422 | 0.758 | 0.17342 | 0.30785 | 0.35178
7405 | 2004-11-04 | 13:00 | 0.45541 | 0.34207 | 0.5102 | 0.20656 | 0.76287 | 0.68283 | 0.17127 |  | 0.2862 | 0.69981 | 0.18295 | 0.28395 | 0.40028
7406 | 2004-11-04 | 14:00 | 0.53105 | 0.31514 | 0.45597 | 0.28163 | 0.79159 | 0.66395 | 0.11076 |  | 0.30464 | 0.74011 | 0.18439 | 0.2552 | 0.43518
7407 | 2004-11-04 | 15:00 | 0.55921 | 0.29677 | 0.45447 | 0.45974 | 0.77578 | 0.67034 | 0.056684 |  | 0.29856 | 0.82737 | 0.18563 | 0.21972 | 0.47536
7408 | 2004-11-04 | 16:00 | 0.59185 | 0.34922 | 0.42775 | 0.59817 | 0.74942 | 0.67522 | 0.029226 |  | 0.34311 | 0.80144 | 0.19506 | 0.18195 | 0.4761
7409 | 2004-11-04 | 17:00 | 0.6407 | 0.35825 | 0.3808 | 0.65738 | 0.70074 | 0.62239 | 0.024037 |  | 0.38173 | 0.74598 | 0.20852 | 0.13403 | 0.48047
7410 | 2004-11-04 | 18:00 | 0.68683 | 0.27263 | 0.42476 | 0.74841 | 0.63497 | 0.66497 | 0.055935 |  | 0.43522 | 0.63356 | 0.22264 | 0.1089 | 0.48042
7411 | 2004-11-04 | 19:00 | 0.71796 | 0.24328 | 0.45262 | 0.84867 | 0.58967 | 0.66626 | 0.12262 |  | 0.47832 | 0.49025 | 0.22041 | 0.089161 | 0.46518
7412 | 2004-11-04 | 20:00 | 0.73674 | 0.087365 | 0.50992 | 0.88218 | 0.54165 | 0.70665 | 0.23203 |  | 0.51245 | 0.39477 | 0.20185 | 0.067213 | 0.44597
7413 | 2004-11-04 | 21:00 | 0.79856 | 0.01646 | 0.52323 | 0.89284 | 0.46739 | 0.817 | 0.38482 |  | 0.55947 | 0.28249 | 0.19357 | 0.05281 | 0.46404
7414 | 2004-11-04 | 22:00 | 0.8495 | 0 | 0.54592 | 0.89892 | 0.42897 | 0.83429 | 0.497 |  | 0.67367 | 0.19955 | 0.19414 | 0.0479 | 0.50437
7415 | 2004-11-04 | 23:00 | 0.87835 | 0.041541 | 0.55492 | 0.90347 | 0.39805 | 0.86035 | 0.56518 |  | 0.72718 | 0.15924 | 0.20389 | 0.04403 | 0.53347
7416 | 2004-11-05 | 00:00 | 0.8885 | 0.074873 | 0.60132 | 0.90268 | 0.41453 | 0.8645 | 0.54479 |  | 0.7372 | 0.14482 | 0.19467 | 0.050674 | 0.56419
7417 | 2004-11-05 | 01:00 | 0.87992 | 0.084963 | 0.71927 | 0.88879 | 0.46785 | 0.86136 | 0.57499 |  | 0.77958 | 0.129 | 0.2 | 0.064713 | 0.55153
7418 | 2004-11-05 | 02:00 | 0.87246 | 0.1287 | 0.80585 | 0.88074 | 0.4733 | 0.8603 | 0.57664 |  | 0.80368 | 0.13484 | 0.22538 | 0.069912 | 0.44748
7419 | 2004-11-05 | 03:00 | 0.86812 | 0.21585 | 0.84103 | 0.88142 | 0.49662 | 0.84708 | 0.53307 |  | 0.73772 | 0.16202 | 0.33328 | 0.068663 | 0.39632
7420 | 2004-11-05 | 04:00 | 0.8665 | 0.31856 | 0.83369 | 0.87554 | 0.55923 | 0.86512 | 0.51374 |  | 0.71366 | 0.20536 | 0.3982 | 0.081252 | 0.34113
7421 | 2004-11-05 | 05:00 | 0.85662 | 0.33141 | 0.8531 | 0.85897 | 0.6109 | 0.88208 | 0.50162 |  | 0.72582 | 0.24895 | 0.4428 | 0.090102 | 0.37735
7422 | 2004-11-05 | 06:00 | 0.81726 | 0.33653 | 0.87304 | 0.79831 | 0.63777 | 0.88875 | 0.52244 |  | 0.74774 | 0.28368 | 0.46776 | 0.13198 | 0.33759
7423 | 2004-11-05 | 07:00 | 0.75521 | 0.31063 | 0.85803 | 0.68254 | 0.663 | 0.89951 | 0.58791 |  | 0.71203 | 0.32481 | 0.44576 | 0.1875 | 0.30801
7424 | 2004-11-05 | 08:00 | 0.7042 | 0.29497 | 0.85158 | 0.5182 | 0.69605 | 0.89199 | 0.61524 |  | 0.63721 | 0.39877 | 0.48128 | 0.26964 | 0.27104
7425 | 2004-11-05 | 09:00 | 0.64399 | 0.26491 | 0.84704 | 0.4128 | 0.72109 | 0.89006 | 0.63098 |  | 0.53312 | 0.49123 | 0.51314 | 0.32639 | 0.25662
7426 | 2004-11-05 | 10:00 | 0.53376 | 0.27089 | 0.82428 | 0.39002 | 0.74456 | 0.88917 | 0.6215 |  | 0.40012 | 0.58581 | 0.51153 | 0.38089 | 0.26336
7427 | 2004-11-05 | 11:00 | 0.44066 | 0.19749 | 0.79095 | 0.36178 | 0.73841 | 0.88981 | 0.65451 |  | 0.35698 | 0.66809 | 0.4955 | 0.41781 | 0.24294
7428 | 2004-11-05 | 12:00 | 0.38898 | 0.28417 | 0.79541 | 0.33787 | 0.71582 | 0.88998 | 0.70867 |  | 0.4244 | 0.72021 | 0.49098 | 0.45936 | 0.22228
7429 | 2004-11-05 | 13:00 | 0.39664 | 0.49218 | 0.75908 | 0.33079 | 0.71107 | 0.8934 | 0.77779 |  | 0.43748 | 0.74978 | 0.5015 | 0.50421 | 0.23776
7430 | 2004-11-05 | 14:00 | 0.39753 | 0.55625 | 0.75519 | 0.44726 | 0.69938 | 0.89218 | 0.81248 |  | 0.42016 | 0.76939 | 0.5195 | 0.53826 | 0.26948
7431 | 2004-11-05 | 15:00 | 0.39626 | 0.69483 | 0.76108 | 0.51007 | 0.68737 | 0.88526 | 0.80556 |  | 0.38433 | 0.79505 | 0.53306 | 0.54993 | 0.28335
7432 | 2004-11-05 | 16:00 | 0.44645 | 0.70259 | 0.75419 | 0.46714 | 0.6674 | 0.88092 | 0.79139 |  | 0.35014 | 0.76297 | 0.54452 | 0.55841 | 0.28128
7433 | 2004-11-05 | 17:00 | 0.50399 | 0.57769 | 0.76248 | 0.46652 | 0.62073 | 0.87144 | 0.81336 |  | 0.32175 | 0.69288 | 0.55477 | 0.5654 | 0.29345
7434 | 2004-11-05 | 18:00 | 0.54777 | 0.4244 | 0.76022 | 0.54243 | 0.56958 | 0.87829 | 0.84428 |  | 0.30931 | 0.61782 | 0.55885 | 0.53101 | 0.33606
7435 | 2004-11-05 | 19:00 | 0.60196 | 0.39795 | 0.73195 | 0.61611 | 0.53417 | 0.88312 | 0.89927 |  | 0.29907 | 0.54438 | 0.54473 | 0.43663 | 0.39007
7436 | 2004-11-05 | 20:00 | 0.66235 | 0.39287 | 0.74993 | 0.66997 | 0.55041 | 0.88873 | 0.89819 |  | 0.29646 | 0.50055 | 0.51018 | 0.37309 | 0.38262
7437 | 2004-11-05 | 21:00 | 0.70485 | 0.34121 | 0.76804 | 0.72451 | 0.58613 | 0.88256 | 0.89671 |  | 0.2795 | 0.46894 | 0.48317 | 0.34932 | 0.38854
7438 | 2004-11-05 | 22:00 | 0.73234 | 0.27188 | 0.73072 | 0.78072 | 0.60754 | 0.87796 | 0.89881 |  | 0.26076 | 0.41431 | 0.48039 | 0.34183 | 0.42698
7439 | 2004-11-05 | 23:00 | 0.75567 | 0.18684 | 0.69403 | 0.79875 | 0.63219 | 0.87533 | 0.90601 |  | 0.26049 | 0.35235 | 0.47357 | 0.31463 | 0.44751
7440 | 2004-11-06 | 00:00 | 0.73083 | 0.15345 | 0.61956 | 0.82774 | 0.66573 | 0.87084 | 0.90871 |  | 0.27229 | 0.3322 | 0.47721 | 0.29779 | 0.4587
7441 | 2004-11-06 | 01:00 | 0.76569 | 0.10504 | 0.57136 | 0.80373 | 0.6782 | 0.86409 | 0.9049 |  | 0.27936 | 0.43362 | 0.49645 | 0.3176 | 0.46057
7442 | 2004-11-06 | 02:00 | 0.78384 | 0.12324 | 0.57576 | 0.83121 | 0.6625 | 0.86234 | 0.90176 |  | 0.27729 | 0.50287 | 0.54287 | 0.3554 | 0.4425
7443 | 2004-11-06 | 03:00 | 0.76986 | 0.14482 | 0.55054 | 0.83827 | 0.62829 | 0.83419 | 0.86703 |  | 0.26803 | 0.52851 | 0.58508 | 0.39117 | 0.39726
7444 | 2004-11-06 | 04:00 | 0.76271 | 0.1939 | 0.55586 | 0.81861 | 0.58298 | 0.80011 | 0.82548 |  | 0.26303 | 0.52114 | 0.60429 | 0.42397 | 0.3636
7445 | 2004-11-06 | 05:00 | 0.76667 | 0.5127 | 0.5674 | 0.80743 | 0.5719 | 0.79006 | 0.79035 |  | 0.30394 | 0.51542 | 0.60383 | 0.4477 | 0.32175
7446 | 2004-11-06 | 06:00 | 0.77759 | 0.48736 | 0.56266 | 0.81217 | 0.58036 | 0.78422 | 0.72372 |  | 0.3724 | 0.52273 | 0.59885 | 0.45744 | 0.29932
7447 | 2004-11-06 | 07:00 | 0.75739 | 0.54443 | 0.51263 | 0.80219 | 0.64395 | 0.81008 | 0.6692 |  | 0.40217 | 0.54985 | 0.59931 | 0.46874 | 0.30041
7448 | 2004-11-06 | 08:00 | 0.71909 | 0.48738 | 0.47221 | 0.74819 | 0.67633 | 0.81767 | 0.65312 |  | 0.37945 | 0.56666 | 0.59943 | 0.48724 | 0.31218
7449 | 2004-11-06 | 09:00 | 0.71199 | 0.39447 | 0.46348 | 0.68881 | 0.66511 | 0.80628 | 0.64063 |  | 0.3834 | 0.57513 | 0.59994 | 0.49776 | 0.33222
7450 | 2004-11-06 | 10:00 | 0.68599 | 0.35664 | 0.46063 | 0.68615 | 0.67464 | 0.80019 | 0.66775 |  | 0.42401 | 0.57303 | 0.59711 | 0.49745 | 0.33254
7451 | 2004-11-06 | 11:00 | 0.6051 | 0.13833 | 0.46568 | 0.64148 | 0.66643 | 0.81833 | 0.69651 |  | 0.40919 | 0.55255 | 0.59413 | 0.48775 | 0.31883
7452 | 2004-11-06 | 12:00 | 0.57369 | 0.10328 | 0.48198 | 0.5005 | 0.64252 | 0.83661 | 0.67481 |  | 0.39924 | 0.49086 | 0.59504 | 0.47551 | 0.30368
7453 | 2004-11-06 | 13:00 | 0.59731 | 0.14729 | 0.4905 | 0.39262 | 0.61829 | 0.84413 | 0.65182 |  | 0.3818 | 0.37524 | 0.59376 | 0.46584 | 0.326
7454 | 2004-11-06 | 14:00 | 0.57046 | 0.11467 | 0.39692 | 0.49412 | 0.63953 | 0.84505 | 0.61956 |  | 0.32877 | 0.3952 | 0.58996 | 0.45734 | 0.31723
7455 | 2004-11-06 | 15:00 | 0.46577 | 0.092957 | 0.32416 | 0.50316 | 0.67363 | 0.84509 | 0.56668 |  | 0.25543 | 0.42359 | 0.58555 | 0.44005 | 0.31506
7456 | 2004-11-06 | 16:00 | 0.381 | 0.10414 | 0.32675 | 0.35402 | 0.6743 | 0.85217 | 0.57874 |  | 0.20792 | 0.35452 | 0.57503 | 0.41876 | 0.32876
7457 | 2004-11-06 | 17:00 | 0.36086 | 0.21679 | 0.42098 | 0.20734 | 0.60971 | 0.86501 | 0.6427 |  | 0.22662 | 0.23203 | 0.56661 | 0.39448 | 0.32475
7458 | 2004-11-06 | 18:00 | 0.37083 | 0.2212 | 0.49142 | 0.16915 | 0.5841 | 0.87015 | 0.68872 |  | 0.27052 | 0.13974 | 0.5612 | 0.38357 | 0.34023
7459 | 2004-11-06 | 19:00 | 0.35861 | 0.15803 | 0.50189 | 0.18638 | 0.61319 | 0.87353 | 0.73483 |  | 0.29159 | 0.10926 | 0.54914 | 0.36563 | 0.37469
7460 | 2004-11-06 | 20:00 | 0.38889 | 0.096196 | 0.53499 | 0.20545 | 0.65792 | 0.87386 | 0.7615 |  | 0.3006 | 0.12228 | 0.50783 | 0.31465 | 0.40739
7461 | 2004-11-06 | 21:00 | 0.45725 | 0.067789 | 0.55327 | 0.24158 | 0.69019 | 0.85788 | 0.78486 |  | 0.33032 | 0.13176 | 0.4662 | 0.26836 | 0.42863
7462 | 2004-11-06 | 22:00 | 0.5534 | 0.04858 | 0.58296 | 0.3386 | 0.7027 | 0.83767 | 0.83068 |  | 0.36092 | 0.13609 | 0.43315 | 0.23705 | 0.46665
7463 | 2004-11-06 | 23:00 | 0.64207 | 0.053371 | 0.62819 | 0.47188 | 0.73233 | 0.80267 | 0.83061 |  | 0.4285 | 0.14076 | 0.41424 | 0.20807 | 0.4801
7464 | 2004-11-07 | 00:00 | 0.61988 | 0.037919 | 0.62719 | 0.62579 | 0.7593 | 0.74811 | 0.79938 |  | 0.41859 | 0.14662 | 0.373 | 0.19655 | 0.49491
7465 | 2004-11-07 | 01:00 | 0.63605 | 0.020266 | 0.62566 | 0.64057 | 0.67907 | 0.73922 | 0.80612 |  | 0.43082 | 0.1811 | 0.34423 | 0.20801 | 0.48252
7466 | 2004-11-07 | 02:00 | 0.68051 | 0.024563 | 0.60775 | 0.7382 | 0.68651 | 0.69356 | 0.78077 |  | 0.48 | 0.27034 | 0.34636 | 0.20812 | 0.45279
7467 | 2004-11-07 | 03:00 | 0.69523 | 0.029747 | 0.56076 | 0.80319 | 0.70835 | 0.60058 | 0.7055 |  | 0.5062 | 0.33912 | 0.33078 | 0.18104 | 0.42608
7468 | 2004-11-07 | 04:00 | 0.71558 | 0 | 0.55359 | 0.79574 | 0.71311 | 0.53465 | 0.65317 |  | 0.51689 | 0.3396 | 0.30784 | 0.14736 | 0.41726
7469 | 2004-11-07 | 05:00 | 0.70534 | 0 | 0.53561 | 0.78916 | 0.72213 | 0.51398 | 0.57523 |  | 0.54033 | 0.29581 | 0.28256 | 0.12101 | 0.39574
7470 | 2004-11-07 | 06:00 | 0.66642 | 0 | 0.48882 | 0.76935 | 0.73099 | 0.50532 | 0.47197 |  | 0.53165 | 0.25652 | 0.25726 | 0.10374 | 0.39624
7471 | 2004-11-07 | 07:00 | 0.59807 | 0.015318 | 0.42972 | 0.71543 | 0.71382 | 0.50658 | 0.40828 |  | 0.51608 | 0.24272 | 0.2349 | 0.088617 | 0.40233
7472 | 2004-11-07 | 08:00 | 0.56814 | 0.060025 | 0.38622 | 0.65353 | 0.64796 | 0.56442 | 0.34444 |  | 0.47515 | 0.27261 | 0.21748 | 0.0814 | 0.40148
7473 | 2004-11-07 | 09:00 | 0.56401 | 0.16258 | 0.3652 | 0.63214 | 0.59351 | 0.65569 | 0.25107 |  | 0.43167 | 0.30881 | 0.20211 | 0.086139 | 0.41798
7474 | 2004-11-07 | 10:00 | 0.54483 | 0.13722 | 0.3686 | 0.61672 | 0.54536 | 0.70222 | 0.19792 |  | 0.3844 | 0.3379 | 0.19246 | 0.081175 | 0.43295
7475 | 2004-11-07 | 11:00 | 0.51782 | 0.10838 | 0.37876 | 0.59465 | 0.45231 | 0.72007 | 0.18151 |  | 0.32382 | 0.37685 | 0.18599 | 0.070459 | 0.45358
7476 | 2004-11-07 | 12:00 | 0.49841 | 0.13096 | 0.41516 | 0.57964 | 0.36551 | 0.70571 | 0.15144 |  | 0.30063 | 0.39641 | 0.1811 | 0.065604 | 0.44337
7477 | 2004-11-07 | 13:00 | 0.46607 | 0.13799 | 0.46813 | 0.5581 | 0.30549 | 0.76892 | 0.19578 |  | 0.30206 | 0.36173 | 0.1808 | 0.063586 | 0.46031
7478 | 2004-11-07 | 14:00 | 0.43543 | 0.077323 | 0.41123 | 0.6731 | 0.29242 | 0.80707 | 0.23025 |  | 0.23752 | 0.3806 | 0.18604 | 0.06376 | 0.47112
7479 | 2004-11-07 | 15:00 | 0.40991 | 0.036027 | 0.26604 | 0.72072 | 0.27113 | 0.81705 | 0.31087 |  | 0.13481 | 0.4169 | 0.19444 | 0.063818 | 0.49978
7480 | 2004-11-07 | 16:00 | 0.42559 | 0.037529 | 0.22335 | 0.70248 | 0.24626 | 0.8496 | 0.40951 |  | 0.10641 | 0.36351 | 0.20595 | 0.06762 | 0.49584
7481 | 2004-11-07 | 17:00 | 0.45966 | 0 | 0.2276 | 0.59109 | 0.22428 | 0.85475 | 0.48381 |  | 0.098155 | 0.26833 | 0.22115 | 0.071771 | 0.47836
7482 | 2004-11-07 | 18:00 | 0.49489 | 0 | 0.27215 | 0.57583 | 0.23099 | 0.83961 | 0.55112 |  | 0.097234 | 0.23892 | 0.22625 | 0.06656 | 0.47287
7483 | 2004-11-07 | 19:00 | 0.57324 | 0 | 0.31229 | 0.60612 | 0.24885 | 0.84594 | 0.59819 |  | 0.15871 | 0.20088 | 0.21568 | 0.052842 | 0.47299
7484 | 2004-11-07 | 20:00 | 0.6619 | 0 | 0.38006 | 0.66376 | 0.24911 | 0.86993 | 0.6663 |  | 0.24013 | 0.17719 | 0.18729 | 0.042846 | 0.45877
7485 | 2004-11-07 | 21:00 | 0.72705 | 0.036207 | 0.45748 | 0.68659 | 0.22397 | 0.85679 | 0.7095 |  | 0.29779 | 0.15205 | 0.16189 | 0.039477 | 0.46183
7486 | 2004-11-07 | 22:00 | 0.75709 | 0.038937 | 0.56327 | 0.70049 | 0.19997 | 0.83733 | 0.71901 |  | 0.36382 | 0.13067 | 0.14419 | 0.040948 | 0.46339
7487 | 2004-11-07 | 23:00 | 0.76989 | 0.042762 | 0.63896 | 0.7099 | 0.18487 | 0.84473 | 0.70791 |  | 0.43465 | 0.12945 | 0.12855 | 0.045947 | 0.44202
7488 | 2004-11-08 | 00:00 | 0.74884 | 0.048828 | 0.69568 | 0.69629 | 0.18221 | 0.86375 | 0.70717 |  | 0.45514 | 0.15953 | 0.11657 | 0.041903 | 0.44535
7489 | 2004-11-08 | 01:00 | 0.67998 | 0.082232 | 0.71948 | 0.65869 | 0.18851 | 0.87544 | 0.74146 |  | 0.50402 | 0.20286 | 0.12971 | 0.059164 | 0.41175
7490 | 2004-11-08 | 02:00 | 0.63795 | 0.12824 | 0.67282 | 0.74127 | 0.22262 | 0.85128 | 0.73574 |  | 0.55134 | 0.26364 | 0.20865 | 0.07717 | 0.29205
7491 | 2004-11-08 | 03:00 | 0.62344 | 0.18984 | 0.62887 | 0.78799 | 0.2548 | 0.80817 | 0.69379 |  | 0.53916 | 0.30374 | 0.22677 | 0.086627 | 0.23086
7492 | 2004-11-08 | 04:00 | 0.61291 | 0.30869 | 0.64203 | 0.69891 | 0.26938 | 0.77048 | 0.67898 |  | 0.58803 | 0.31688 | 0.17268 | 0.14137 | 0.2847
7493 | 2004-11-08 | 05:00 | 0.63939 | 0.35425 | 0.62903 | 0.59245 | 0.28594 | 0.7424 | 0.62755 |  | 0.58348 | 0.34486 | 0.17983 | 0.21004 | 0.27261
7494 | 2004-11-08 | 06:00 | 0.58222 | 0.36091 | 0.63407 | 0.52984 | 0.30876 | 0.70998 | 0.53004 |  | 0.55005 | 0.36016 | 0.17889 | 0.22807 | 0.27054
7495 | 2004-11-08 | 07:00 | 0.46499 | 0.43733 | 0.65329 | 0.47255 | 0.32064 | 0.70428 | 0.51203 |  | 0.51834 | 0.38316 | 0.2121 | 0.23354 | 0.29668
7496 | 2004-11-08 | 08:00 | 0.38539 | 0.41446 | 0.62805 | 0.37335 | 0.34302 | 0.6779 | 0.46563 |  | 0.45274 | 0.46049 | 0.27308 | 0.2515 | 0.30256
7497 | 2004-11-08 | 09:00 | 0.34716 | 0.40422 | 0.59222 | 0.28539 | 0.38963 | 0.62255 | 0.34317 |  | 0.45202 | 0.55659 | 0.3156 | 0.25772 | 0.31212
7498 | 2004-11-08 | 10:00 | 0.275 | 0.38603 | 0.52728 | 0.23655 | 0.394 | 0.58047 | 0.35759 |  | 0.48525 | 0.60955 | 0.32327 | 0.27144 | 0.31806
7499 | 2004-11-08 | 11:00 | 0.21176 | 0.28579 | 0.44786 | 0.18111 | 0.36288 | 0.56776 | 0.36597 |  | 0.4886 | 0.53437 | 0.31384 | 0.28863 | 0.31646
7500 | 2004-11-08 | 12:00 | 0.22448 | 0.25074 | 0.51374 | 0.13253 | 0.32218 | 0.60564 | 0.5146 |  | 0.47637 | 0.40777 | 0.31396 | 0.29922 | 0.27605
7501 | 2004-11-08 | 13:00 | 0.27096 | 0.30382 | 0.53536 | 0.16644 | 0.31144 | 0.65365 | 0.57766 |  | 0.60034 | 0.27905 | 0.29474 | 0.30119 | 0.25344
7502 | 2004-11-08 | 14:00 | 0.24817 | 0.34516 | 0.49302 | 0.18707 | 0.31373 | 0.6316 | 0.52516 |  | 0.60409 | 0.25062 | 0.29716 | 0.31763 | 0.28605
7503 | 2004-11-08 | 15:00 | 0.22685 | 0.40508 | 0.42455 | 0.16126 | 0.35097 | 0.63326 | 0.50828 |  | 0.57072 | 0.28883 | 0.27522 | 0.32673 | 0.33541
7504 | 2004-11-08 | 16:00 | 0.26008 | 0.37697 | 0.4152 | 0.094524 | 0.35907 | 0.64148 | 0.50547 |  | 0.55868 | 0.27173 | 0.23941 | 0.32857 | 0.3971
7505 | 2004-11-08 | 17:00 | 0.24346 | 0.42285 | 0.40074 | 0.067988 | 0.31562 | 0.64385 | 0.49479 |  | 0.54455 | 0.20295 | 0.21969 | 0.32284 | 0.39825
7506 | 2004-11-08 | 18:00 | 0.22464 | 0.37019 | 0.39722 | 0.068461 | 0.29241 | 0.65519 | 0.53904 |  | 0.5119 | 0.19786 | 0.21192 | 0.31085 | 0.37077
7507 | 2004-11-08 | 19:00 | 0.22333 | 0.41817 | 0.41685 | 0.067852 | 0.31062 | 0.64623 | 0.50003 |  | 0.49777 | 0.21272 | 0.21762 | 0.29236 | 0.38702
7508 | 2004-11-08 | 20:00 | 0.21877 | 0.38206 | 0.40987 | 0.072854 | 0.33389 | 0.55238 | 0.41739 |  | 0.51004 | 0.23376 | 0.1948 | 0.28385 | 0.39175
7509 | 2004-11-08 | 21:00 | 0.2241 | 0.35769 | 0.39976 | 0.069663 | 0.33274 | 0.4757 | 0.38931 |  | 0.53222 | 0.26822 | 0.15587 | 0.2762 | 0.36333
7510 | 2004-11-08 | 22:00 | 0.23475 | 0.3788 | 0.40969 | 0.05731 | 0.33505 | 0.37261 | 0.37281 |  | 0.58905 | 0.29746 | 0.13519 | 0.2736 | 0.33374
7511 | 2004-11-08 | 23:00 | 0.24089 | 0.40679 | 0.34516 | 0.052743 | 0.35151 | 0.32981 | 0.35815 |  | 0.63984 | 0.3372 | 0.12787 | 0.2775 | 0.31455
7512 | 2004-11-09 | 00:00 | 0.26887 | 0.42052 | 0.40743 | 0.057025 | 0.39164 | 0.32463 | 0.35085 |  | 0.61701 | 0.41165 | 0.11637 | 0.29391 | 0.30238
7513 | 2004-11-09 | 01:00 | 0.25633 | 0.44776 | 0.43289 | 0.066936 | 0.48363 | 0.31013 | 0.38724 |  | 0.62629 | 0.48964 | 0.11365 | 0.329 | 0.32181
7514 | 2004-11-09 | 02:00 | 0.25225 | 0.43575 | 0.38589 | 0.073491 | 0.54519 | 0.34498 | 0.42109 |  | 0.60491 | 0.56733 | 0.11926 | 0.35024 | 0.34366
7515 | 2004-11-09 | 03:00 | 0.24133 | 0.43781 | 0.2974 | 0.077341 | 0.60534 | 0.34787 | 0.36948 |  | 0.56224 | 0.64161 | 0.12413 | 0.37015 | 0.34989
7516 | 2004-11-09 | 04:00 | 0.24233 | 0.44338 | 0.27939 | 0.083617 | 0.61425 | 0.32653 | 0.31504 |  | 0.5527 | 0.69048 | 0.12964 | 0.39844 | 0.31865
7517 | 2004-11-09 | 05:00 | 0.25708 | 0.46132 | 0.28491 | 0.10201 | 0.60604 | 0.2657 | 0.28701 |  | 0.53751 | 0.70338 | 0.13699 | 0.42352 | 0.3252
7518 | 2004-11-09 | 06:00 | 0.21275 | 0.55257 | 0.22561 | 0.11891 | 0.60677 | 0.21809 | 0.25584 |  | 0.4872 | 0.7072 | 0.14194 | 0.43815 | 0.36679
7519 | 2004-11-09 | 07:00 | 0.16793 | 0.56577 | 0.16086 | 0.15427 | 0.63967 | 0.1595 | 0.21853 |  | 0.45647 | 0.71615 | 0.14047 | 0.43604 | 0.35375
7520 | 2004-11-09 | 08:00 | 0.15953 | 0.51612 | 0.15131 | 0.25199 | 0.71283 | 0.11806 | 0.1698 |  | 0.42044 | 0.72 | 0.13696 | 0.43231 | 0.34948
7521 | 2004-11-09 | 09:00 | 0.16382 | 0.47722 | 0.16637 | 0.37736 | 0.73479 | 0.094472 | 0.13842 |  | 0.41559 | 0.70356 | 0.14524 | 0.41671 | 0.35364
7522 | 2004-11-09 | 10:00 | 0.14857 | 0.43581 | 0.15591 | 0.47562 | 0.74483 | 0.059676 | 0.13901 |  | 0.38382 | 0.68189 | 0.14884 | 0.39387 | 0.36379
7523 | 2004-11-09 | 11:00 | 0.12258 | 0.35212 | 0.14464 | 0.50891 | 0.72048 | 0.050755 | 0.16783 |  | 0.32152 | 0.69952 | 0.15323 | 0.37493 | 0.37314
7524 | 2004-11-09 | 12:00 | 0.11098 | 0.29585 | 0.14492 | 0.46727 | 0.66848 | 0.082153 | 0.34102 |  | 0.30134 | 0.68309 | 0.14845 | 0.36772 | 0.40626
7525 | 2004-11-09 | 13:00 | 0.11515 | 0.29122 | 0.14911 | 0.34169 | 0.66363 | 0.098687 | 0.36366 |  | 0.35235 | 0.67879 | 0.14525 | 0.36704 | 0.42116
7526 | 2004-11-09 | 14:00 | 0.13901 | 0.28926 | 0.14053 | 0.39856 | 0.67654 | 0.069466 | 0.33815 |  | 0.3626 | 0.69981 | 0.14264 | 0.3754 | 0.49092
7527 | 2004-11-09 | 15:00 | 0.13445 | 0.31756 | 0.16886 | 0.56579 | 0.67861 | 0.071115 | 0.32588 |  | 0.31608 | 0.71042 | 0.13892 | 0.38622 | 0.56429
7528 | 2004-11-09 | 16:00 | 0.11633 | 0.38095 | 0.20475 | 0.56651 | 0.68074 | 0.057918 | 0.28626 |  | 0.25333 | 0.74588 | 0.14465 | 0.41672 | 0.59065
7529 | 2004-11-09 | 17:00 | 0.11799 | 0.41243 | 0.22318 | 0.48761 | 0.67382 | 0.068655 | 0.22236 |  | 0.22367 | 0.78273 | 0.15681 | 0.4449 | 0.57294
7530 | 2004-11-09 | 18:00 | 0.12274 | 0.48498 | 0.2194 | 0.46872 | 0.64238 | 0.054569 | 0.22074 |  | 0.18655 | 0.79792 | 0.16419 | 0.4632 | 0.54575
7531 | 2004-11-09 | 19:00 | 0.13473 | 0.37736 | 0.21101 | 0.51182 | 0.60933 | 0.037948 | 0.19837 |  | 0.16327 | 0.79815 | 0.1635 | 0.4811 | 0.51259
7532 | 2004-11-09 | 20:00 | 0.17996 | 0.42262 | 0.18721 | 0.58078 | 0.59027 | 0.034335 | 0.17868 |  | 0.16327 | 0.79657 | 0.15458 | 0.49516 | 0.45361
7533 | 2004-11-09 | 21:00 | 0.24874 | 0.3793 | 0.17903 | 0.64905 | 0.57464 | 0.027905 | 0.19126 |  | 0.17416 | 0.79498 | 0.14339 | 0.49603 | 0.39063
7534 | 2004-11-09 | 22:00 | 0.35851 | 0.32333 | 0.186 | 0.75617 | 0.58274 | 0.031821 | 0.19373 |  | 0.19779 | 0.79453 | 0.1224 | 0.4887 | 0.37388
7535 | 2004-11-09 | 23:00 | 0.47502 | 0.22984 | 0.18118 | 0.84792 | 0.59966 | 0.048933 | 0.19544 |  | 0.239 | 0.81102 | 0.10496 | 0.47998 | 0.34139
7536 | 2004-11-10 | 00:00 | 0.47687 | 0.17549 | 0.21266 | 0.90155 | 0.6393 | 0.063083 | 0.22858 |  | 0.22496 | 0.82928 | 0.09935 | 0.48646 | 0.31633
7537 | 2004-11-10 | 01:00 | 0.48592 | 0.12831 | 0.19051 | 0.92312 | 0.64713 | 0.070662 | 0.27312 |  | 0.28018 | 0.82284 | 0.10078 | 0.49994 | 0.34088
7538 | 2004-11-10 | 02:00 | 0.62915 | 0.22549 | 0.12185 | 0.94393 | 0.66199 | 0.070226 | 0.247 |  | 0.24111 | 0.82822 | 0.10174 | 0.51071 | 0.36072
7539 | 2004-11-10 | 03:00 | 0.7142 | 0.35955 | 0.10273 | 0.93188 | 0.68246 | 0.076126 | 0.21017 |  | 0.23531 | 0.83448 | 0.095254 | 0.52379 | 0.38105
7540 | 2004-11-10 | 04:00 | 0.76611 | 0.40091 | 0.12291 | 0.93034 | 0.70807 | 0.13242 | 0.20236 |  | 0.27057 | 0.83706 | 0.10436 | 0.52077 | 0.38912
7541 | 2004-11-10 | 05:00 | 0.79204 | 0.30904 | 0.12693 | 0.94059 | 0.7103 | 0.23281 | 0.15682 |  | 0.29095 | 0.82303 | 0.11496 | 0.50616 | 0.34806
7542 | 2004-11-10 | 06:00 | 0.80342 | 0.34784 | 0.13304 | 0.93888 | 0.68857 | 0.31934 | 0.10296 |  | 0.31856 | 0.79974 | 0.12037 | 0.49426 | 0.28045
7543 | 2004-11-10 | 07:00 | 0.81527 | 0.26471 | 0.15185 | 0.92864 | 0.65751 | 0.4233 | 0.091252 |  | 0.31695 | 0.77486 | 0.13376 | 0.472 | 0.20674
7544 | 2004-11-10 | 08:00 | 0.81395 | 0.28147 | 0.15891 | 0.92792 | 0.63636 | 0.50516 | 0.10146 |  | 0.33183 | 0.73038 | 0.13916 | 0.45689 | 0.14562
7545 | 2004-11-10 | 09:00 | 0.80034 | 0.33244 | 0.18381 | 0.92045 | 0.62724 | 0.52269 | 0.089519 |  | 0.37396 | 0.65694 | 0.13945 | 0.44161 | 0.10399
7546 | 2004-11-10 | 10:00 | 0.76911 | 0.48611 | 0.23001 | 0.90491 | 0.64699 | 0.54324 | 0.077763 |  | 0.40255 | 0.6106 | 0.13665 | 0.45938 | 0.09713
7547 | 2004-11-10 | 11:00 | 0.73383 | 0.483 | 0.26259 | 0.87061 | 0.65096 | 0.57499 | 0.08151 |  | 0.42049 | 0.58035 | 0.12919 | 0.47457 | 0.071533
7548 | 2004-11-10 | 12:00 | 0.74443 | 0.43237 | 0.29588 | 0.81951 | 0.59557 | 0.57927 | 0.11775 |  | 0.4087 | 0.56742 | 0.1248 | 0.47124 | 0.07109
7549 | 2004-11-10 | 13:00 | 0.7666 | 0.40259 | 0.29578 | 0.83793 | 0.59295 | 0.60699 | 0.14743 |  | 0.4151 | 0.54377 | 0.12894 | 0.45396 | 0.068854
7550 | 2004-11-10 | 14:00 | 0.79099 | 0.33547 | 0.26557 | 0.86621 | 0.60295 | 0.67149 | 0.11296 |  | 0.35157 | 0.55552 | 0.13528 | 0.45058 | 0.027177
7551 | 2004-11-10 | 15:00 | 0.80823 | 0.26566 | 0.19703 | 0.86786 | 0.61282 | 0.68771 | 0.11157 |  | 0.2837 | 0.57078 | 0.13968 | 0.47559 | 0.015154
7552 | 2004-11-10 | 16:00 | 0.79469 | 0.33385 | 0.15463 | 0.87793 | 0.61803 | 0.65158 | 0.10181 |  | 0.24125 | 0.56126 | 0.15001 | 0.49587 | 0.011076
7553 | 2004-11-10 | 17:00 | 0.76757 | 0.23561 | 0.13844 | 0.86625 | 0.60784 | 0.62713 | 0.09567 |  | 0.19735 | 0.5238 | 0.14042 | 0.50357 | 0.007863
7554 | 2004-11-10 | 18:00 | 0.71114 | 0.21004 | 0.11919 | 0.81549 | 0.60486 | 0.64479 | 0.10712 |  | 0.18492 | 0.48522 | 0.12145 | 0.53551 | 0.007259
7555 | 2004-11-10 | 19:00 | 0.67816 | 0.1514 | 0.12968 | 0.72522 | 0.62017 | 0.6972 | 0.14171 |  | 0.1914 | 0.47626 | 0.10799 | 0.58815 | 0.0082
7556 | 2004-11-10 | 20:00 | 0.69762 | 0.16223 | 0.19642 | 0.6551 | 0.64373 | 0.76318 | 0.23554 |  | 0.20029 | 0.51525 | 0.096466 | 0.62091 | 0.009448
7557 | 2004-11-10 | 21:00 | 0.7097 | 0.11428 | 0.31923 | 0.59608 | 0.63889 | 0.83406 | 0.38021 |  | 0.25697 | 0.54076 | 0.089484 | 0.61155 | 0.009594
7558 | 2004-11-10 | 22:00 | 0.73394 | 0.075965 | 0.44142 | 0.53941 | 0.66623 | 0.88018 | 0.48551 |  | 0.36891 | 0.57076 | 0.087871 | 0.6295 | 0.014269
7559 | 2004-11-10 | 23:00 | 0.76948 | 0.10996 | 0.52372 | 0.48757 | 0.71672 | 0.90198 | 0.55448 |  | 0.44944 | 0.60719 | 0.085472 | 0.56781 | 0.01857
7560 | 2004-11-11 | 00:00 | 0.78051 | 0.1409 | 0.54421 | 0.4763 | 0.75507 | 0.90284 | 0.60789 |  | 0.43112 | 0.63533 | 0.080743 | 0.58807 | 0.023058
7561 | 2004-11-11 | 01:00 | 0.79572 | 0.10498 | 0.55857 | 0.49179 | 0.76522 | 0.90077 | 0.62228 |  | 0.40916 | 0.65357 | 0.099894 | 0.59056 | 0.0316
7562 | 2004-11-11 | 02:00 | 0.80259 | 0.06053 | 0.56299 | 0.561 | 0.76368 | 0.89005 | 0.63752 |  | 0.38568 | 0.68775 | 0.23998 | 0.58126 | 0.051227
7563 | 2004-11-11 | 03:00 | 0.78866 | 0.057968 | 0.55987 | 0.60014 | 0.7154 | 0.88393 | 0.66699 |  | 0.3921 | 0.72255 | 0.3426 | 0.58833 | 0.071217
7564 | 2004-11-11 | 04:00 | 0.76958 | 0.116 | 0.57189 | 0.59469 | 0.63649 | 0.88447 | 0.69662 |  | 0.40978 | 0.75055 | 0.38112 | 0.5763 | 0.12309
7565 | 2004-11-11 | 05:00 | 0.68908 | 0.071087 | 0.55844 | 0.54887 | 0.56922 | 0.88429 | 0.70195 |  | 0.39327 | 0.77282 | 0.30954 | 0.51043 | 0.30113
7566 | 2004-11-11 | 06:00 | 0.57787 | 0.10452 | 0.51906 | 0.48594 | 0.50712 | 0.87439 | 0.69668 |  | 0.35071 | 0.79768 | 0.26473 | 0.49879 | 0.33541
7567 | 2004-11-11 | 07:00 | 0.47293 | 0.08742 | 0.49614 | 0.45861 | 0.50623 | 0.86084 | 0.70369 |  | 0.33427 | 0.82345 | 0.21102 | 0.52123 | 0.22334
7568 | 2004-11-11 | 08:00 | 0.38413 | 0.071333 | 0.49003 | 0.48659 | 0.50665 | 0.83168 | 0.69928 |  | 0.32248 | 0.81871 | 0.18446 | 0.51595 | 0.12679
7569 | 2004-11-11 | 09:00 | 0.34958 | 0.061023 | 0.46991 | 0.52896 | 0.49088 | 0.77715 | 0.68365 |  | 0.29751 | 0.79236 | 0.17558 | 0.5277 | 0.088745
7570 | 2004-11-11 | 10:00 | 0.26115 | 0.057935 | 0.39713 | 0.52875 | 0.47948 | 0.69905 | 0.68257 |  | 0.27767 | 0.76824 | 0.17315 | 0.53598 | 0.094626
7571 | 2004-11-11 | 11:00 | 0.22385 | 0.048458 | 0.3477 | 0.49326 | 0.42582 | 0.63755 | 0.67915 |  | 0.2591 | 0.74766 | 0.16692 | 0.52628 | 0.13842
7572 | 2004-11-11 | 12:00 | 0.27353 | 0.10472 | 0.32327 | 0.53423 | 0.36631 | 0.66771 | 0.71388 |  | 0.29934 | 0.69012 | 0.17548 | 0.51903 | 0.14693
7573 | 2004-11-11 | 13:00 | 0.32052 | 0.1142 | 0.32921 | 0.64017 | 0.33537 | 0.64465 | 0.71897 |  | 0.31569 | 0.69287 | 0.17473 | 0.47799 | 0.18918
7574 | 2004-11-11 | 14:00 | 0.3393 | 0.095489 | 0.29726 | 0.65804 | 0.33019 | 0.51704 | 0.70175 |  | 0.29238 | 0.67508 | 0.13615 | 0.41538 | 0.19318
7575 | 2004-11-11 | 15:00 | 0.32065 | 0.083738 | 0.18737 | 0.62355 | 0.31363 | 0.41868 | 0.62831 |  | 0.23279 | 0.67145 | 0.10966 | 0.34427 | 0.21629
7576 | 2004-11-11 | 16:00 | 0.31201 | 0.09534 | 0.11292 | 0.57076 | 0.28192 | 0.35781 | 0.5798 |  | 0.22102 | 0.61715 | 0.091546 | 0.26835 | 0.24319
7577 | 2004-11-11 | 17:00 | 0.31213 | 0.06803 | 0.057083 | 0.50166 | 0.24852 | 0.3675 | 0.54312 |  | 0.23 | 0.54276 | 0.08592 | 0.2234 | 0.27474
7578 | 2004-11-11 | 18:00 | 0.32097 | 0.037044 | 0.034133 | 0.46698 | 0.19679 | 0.27344 | 0.4867 |  | 0.2129 | 0.44329 | 0.08142 | 0.18236 | 0.36665
7579 | 2004-11-11 | 19:00 | 0.359 | 0.052272 | 0.023017 | 0.45173 | 0.16854 | 0.17215 | 0.42115 |  | 0.20519 | 0.32276 | 0.071396 | 0.13508 | 0.42905
7580 | 2004-11-11 | 20:00 | 0.41674 | 0.070118 | 0.020124 | 0.46699 | 0.1501 | 0.13146 | 0.42016 |  | 0.21855 | 0.23452 | 0.061256 | 0.097891 | 0.43506
7581 | 2004-11-11 | 21:00 | 0.47555 | 0.14251 | 0.030256 | 0.48323 | 0.13568 | 0.11336 | 0.39542 |  | 0.24288 | 0.17187 | 0.054124 | 0.075771 | 0.41145
7582 | 2004-11-11 | 22:00 | 0.5145 | 0.13469 | 0.069787 | 0.53198 | 0.13249 | 0.13787 | 0.38309 |  | 0.29127 | 0.13603 | 0.04447 | 0.060457 | 0.38659
7583 | 2004-11-11 | 23:00 | 0.53273 | 0.15075 | 0.10211 | 0.56954 | 0.14092 | 0.1349 | 0.41017 |  | 0.36024 | 0.13195 | 0.037079 | 0.05702 | 0.36809
7584 | 2004-11-12 | 00:00 | 0.51025 | 0.21612 | 0.16104 | 0.59309 | 0.1586 | 0.1274 | 0.48501 |  | 0.37333 | 0.13606 | 0.034917 | 0.06476 | 0.33646
7585 | 2004-11-12 | 01:00 | 0.50268 | 0.23488 | 0.21961 | 0.50709 | 0.18266 | 0.11118 | 0.43469 |  | 0.3935 | 0.16122 | 0.034166 | 0.07564 | 0.3142
7586 | 2004-11-12 | 02:00 | 0.45969 | 0.23091 | 0.21738 | 0.52844 | 0.20745 | 0.11583 | 0.33846 |  | 0.38785 | 0.16767 | 0.037458 | 0.08898 | 0.29022
7587 | 2004-11-12 | 03:00 | 0.40233 | 0.2347 | 0.23814 | 0.52798 | 0.24009 | 0.12323 | 0.33238 |  | 0.37828 | 0.18675 | 0.040273 | 0.094817 | 0.27144
7588 | 2004-11-12 | 04:00 | 0.3788 | 0.31443 | 0.21302 | 0.43925 | 0.2691 | 0.10261 | 0.38502 |  | 0.3089 | 0.23114 | 0.041264 | 0.097963 | 0.2502
7589 | 2004-11-12 | 05:00 | 0.41582 | 0.31714 | 0.1732 | 0.40766 | 0.29133 | 0.10408 | 0.38452 |  | 0.31978 | 0.26369 | 0.040255 | 0.10124 | 0.21879
7590 | 2004-11-12 | 06:00 | 0.43013 | 0.25108 | 0.16426 | 0.41098 | 0.29205 | 0.1201 | 0.32149 |  | 0.27872 | 0.25415 | 0.038057 | 0.10651 | 0.1955
7591 | 2004-11-12 | 07:00 | 0.38771 | 0.28417 | 0.17692 | 0.40378 | 0.30207 | 0.16636 | 0.26432 |  | 0.35296 | 0.22542 | 0.034042 | 0.11296 | 0.20673
7592 | 2004-11-12 | 08:00 | 0.3672 | 0.40333 | 0.2379 | 0.35791 | 0.32093 | 0.25234 | 0.19313 |  | 0.36467 | 0.19028 | 0.029549 | 0.12251 | 0.21711
7593 | 2004-11-12 | 09:00 | 0.40726 | 0.34726 | 0.29109 | 0.35111 | 0.31406 | 0.30486 | 0.13376 |  | 0.32261 | 0.1667 | 0.028127 | 0.1317 | 0.21427
7594 | 2004-11-12 | 10:00 | 0.41721 | 0.27613 | 0.28802 | 0.39213 | 0.28798 | 0.31459 | 0.1239 |  | 0.33082 | 0.15468 | 0.028497 | 0.13838 | 0.22784
7595 | 2004-11-12 | 11:00 | 0.39317 | 0.26088 | 0.25237 | 0.40159 | 0.2559 | 0.26405 | 0.13658 |  | 0.20408 | 0.14728 | 0.026953 | 0.14135 | 0.26042
7596 | 2004-11-12 | 12:00 | 0.35633 | 0.24387 | 0.26661 | 0.39682 | 0.2171 | 0.2057 | 0.13647 |  | 0.21072 | 0.14623 | 0.024336 | 0.13525 | 0.3143
7597 | 2004-11-12 | 13:00 | 0.41719 | 0.24671 | 0.26216 | 0.37741 | 0.18291 | 0.19114 | 0.12064 |  | 0.26775 | 0.13478 | 0.022756 | 0.12708 | 0.32902
7598 | 2004-11-12 | 14:00 | 0.41615 | 0.16176 | 0.2292 | 0.40401 | 0.17718 | 0.13752 | 0.094554 |  | 0.22523 | 0.1482 | 0.021933 | 0.11976 | 0.29406
7599 | 2004-11-12 | 15:00 | 0.36127 | 0.084645 | 0.1791 | 0.33943 | 0.2012 | 0.070675 | 0.079493 |  | 0.13498 | 0.17299 | 0.02179 | 0.11398 | 0.24655
7600 | 2004-11-12 | 16:00 | 0.33865 | 0.10432 | 0.17481 | 0.22392 | 0.22927 | 0.040657 | 0.08245 |  | 0.10147 | 0.16037 | 0.0219 | 0.11986 | 0.22118
7601 | 2004-11-12 | 17:00 | 0.33692 | 0.13897 | 0.1873 | 0.16574 | 0.19733 | 0.037735 | 0.083072 |  | 0.098532 | 0.11698 | 0.023262 | 0.10153 | 0.19794
7602 | 2004-11-12 | 18:00 | 0.32233 | 0.069256 | 0.18518 | 0.14063 | 0.15614 | 0.037825 | 0.065205 |  | 0.14454 | 0.10758 | 0.026109 | 0.088664 | 0.19426
7603 | 2004-11-12 | 19:00 | 0.33481 | 0.077472 | 0.20939 | 0.12738 | 0.14245 | 0.060756 | 0.060962 |  | 0.13728 | 0.10129 | 0.026974 | 0.08318 | 0.19739
7604 | 2004-11-12 | 20:00 | 0.38386 | 0.076973 | 0.28449 | 0.14275 | 0.135 | 0.093576 | 0.066917 |  | 0.17547 | 0.11845 | 0.024277 | 0.074889 | 0.18359
7605 | 2004-11-12 | 21:00 | 0.41735 | 0.087794 | 0.39713 | 0.17369 | 0.13052 | 0.12137 | 0.090471 |  | 0.30264 | 0.14919 | 0.028229 | 0.076388 | 0.1701
7606 | 2004-11-12 | 22:00 | 0.44811 | 0.11339 | 0.49184 | 0.18725 | 0.12967 | 0.18277 | 0.1285 |  | 0.393 | 0.18479 | 0.038758 | 0.096229 | 0.14456
7607 | 2004-11-12 | 23:00 | 0.48267 | 0.12586 | 0.53068 | 0.18602 | 0.1351 | 0.22689 | 0.1639 |  | 0.41638 | 0.21649 | 0.050296 | 0.12017 | 0.13069
7608 | 2004-11-13 | 00:00 | 0.48767 | 0.086757 | 0.46928 | 0.20976 | 0.16134 | 0.21125 | 0.16625 |  | 0.39916 | 0.25918 | 0.0608 | 0.14653 | 0.19183
7609 | 2004-11-13 | 01:00 | 0.50993 | 0.059798 | 0.45304 | 0.25563 | 0.20898 | 0.2274 | 0.17328 |  | 0.36945 | 0.27504 | 0.069621 | 0.15854 | 0.30823
7610 | 2004-11-13 | 02:00 | 0.48449 | 0.058384 | 0.49638 | 0.31979 | 0.27335 | 0.259 | 0.20595 |  | 0.36709 | 0.29288 | 0.078685 | 0.1795 | 0.34737
7611 | 2004-11-13 | 03:00 | 0.44715 | 0.058752 | 0.46945 | 0.33249 | 0.3543 | 0.24088 | 0.20834 |  | 0.40925 | 0.29481 | 0.094769 | 0.19431 | 0.35459
7612 | 2004-11-13 | 04:00 | 0.41381 | 0.076954 | 0.45423 | 0.28273 | 0.45425 | 0.21514 | 0.1957 |  | 0.4041 | 0.30524 | 0.10686 | 0.20886 | 0.35281
7613 | 2004-11-13 | 05:00 | 0.3772 | 0.072426 | 0.46423 | 0.25556 | 0.52106 | 0.21195 | 0.20546 |  | 0.40964 | 0.29025 | 0.11415 | 0.22357 | 0.35429
7614 | 2004-11-13 | 06:00 | 0.33455 | 0.1198 | 0.48394 | 0.26604 | 0.52152 | 0.21148 | 0.221 |  | 0.43673 | 0.27847 | 0.12139 | 0.22111 | 0.34822
7615 | 2004-11-13 | 07:00 | 0.31927 | 0.090339 | 0.48178 | 0.25423 | 0.50926 | 0.23145 | 0.25602 |  | 0.55458 | 0.29155 | 0.1247 | 0.2195 | 0.35001
7616 | 2004-11-13 | 08:00 | 0.35349 | 0.13196 | 0.50492 | 0.23447 | 0.53557 | 0.25717 | 0.28667 |  | 0.60186 | 0.3073 | 0.12564 | 0.20219 | 0.34531
7617 | 2004-11-13 | 09:00 | 0.39591 | 0.10044 | 0.54818 | 0.23642 | 0.5704 | 0.29276 | 0.33226 |  | 0.57235 | 0.32227 | 0.12049 | 0.19929 | 0.32072
7618 | 2004-11-13 | 10:00 | 0.35914 | 0.01955 | 0.56592 | 0.26242 | 0.60571 | 0.30124 | 0.39345 |  | 0.56246 | 0.34685 | 0.11524 | 0.19527 | 0.31829
7619 | 2004-11-13 | 11:00 | 0.29025 | 0.039655 | 0.53927 | 0.25104 | 0.59946 | 0.27017 | 0.43659 |  | 0.55948 | 0.34299 | 0.11002 | 0.19055 | 0.30026
7620 | 2004-11-13 | 12:00 | 0.28268 | 0.081667 | 0.47341 | 0.2171 | 0.53412 | 0.21739 | 0.43844 |  | 0.62748 | 0.29964 | 0.10685 | 0.19131 | 0.26253
7621 | 2004-11-13 | 13:00 | 0.33225 | 0.10631 | 0.52877 | 0.17513 | 0.49911 | 0.21907 | 0.46334 |  | 0.68895 | 0.26613 | 0.10323 | 0.18352 | 0.24693
7622 | 2004-11-13 | 14:00 | 0.32558 | 0.064084 | 0.54397 | 0.17535 | 0.52185 | 0.21102 | 0.41307 |  | 0.62286 | 0.27408 | 0.099536 | 0.19197 | 0.24508
7623 | 2004-11-13 | 15:00 | 0.20535 | 0.032897 | 0.52505 | 0.18035 | 0.55626 | 0.20456 | 0.36222 |  | 0.56352 | 0.25639 | 0.092796 | 0.19085 | 0.28904
7624 | 2004-11-13 | 16:00 | 0.13136 | 0.079736 | 0.52223 | 0.15619 | 0.55264 | 0.23757 | 0.3678 |  | 0.52195 | 0.19226 | 0.088699 | 0.19546 | 0.31127
7625 | 2004-11-13 | 17:00 | 0.10001 | 0.05854 | 0.51611 | 0.12857 | 0.48842 | 0.26761 | 0.40487 |  | 0.50314 | 0.14431 | 0.087168 | 0.1877 | 0.31262
7626 | 2004-11-13 | 18:00 | 0.083064 | 0.14762 | 0.49981 | 0.097128 | 0.444 | 0.26504 | 0.40171 |  | 0.49058 | 0.13229 | 0.084521 | 0.17271 | 0.26695
7627 | 2004-11-13 | 19:00 | 0.090336 | 0.17321 | 0.52226 | 0.10581 | 0.43283 | 0.23784 | 0.39773 |  | 0.49213 | 0.14734 | 0.073825 | 0.18604 | 0.21053
7628 | 2004-11-13 | 20:00 | 0.12026 | 0.16975 | 0.56566 | 0.11352 | 0.41245 | 0.20397 | 0.45378 |  | 0.50228 | 0.17997 | 0.051085 | 0.20101 | 0.15101
7629 | 2004-11-13 | 21:00 | 0.15364 | 0.096778 | 0.61194 | 0.12275 | 0.37326 | 0.21116 | 0.55413 |  | 0.54249 | 0.22056 | 0.036509 | 0.22364 | 0.13107
7630 | 2004-11-13 | 22:00 | 0.18548 | 0.077334 | 0.67851 | 0.13879 | 0.35582 | 0.23666 | 0.64425 |  | 0.63575 | 0.24755 | 0.032003 | 0.26256 | 0.1371
7631 | 2004-11-13 | 23:00 | 0.23619 | 0.12037 | 0.73977 | 0.17527 | 0.38238 | 0.2451 | 0.68175 |  | 0.69829 | 0.25529 | 0.033819 | 0.26753 | 0.15719
7632 | 2004-11-14 | 00:00 | 0.31352 | 0.14867 | 0.729 | 0.21923 | 0.44094 | 0.24792 | 0.68329 |  | 0.64513 | 0.28402 | 0.035484 | 0.29031 | 0.14019
7633 | 2004-11-14 | 01:00 | 0.35246 | 0.14745 | 0.71432 | 0.2269 | 0.50934 | 0.25219 | 0.68243 |  | 0.60244 | 0.32475 | 0.037922 | 0.38752 | 0.17995
7634 | 2004-11-14 | 02:00 | 0.34618 | 0.14417 | 0.66304 | 0.26163 | 0.54963 | 0.22673 | 0.65173 |  | 0.59477 | 0.33082 | 0.052415 | 0.41546 | 0.28046
7635 | 2004-11-14 | 03:00 | 0.31672 | 0.15763 | 0.54921 | 0.32854 | 0.59428 | 0.21268 | 0.64743 |  | 0.55793 | 0.31073 | 0.070284 | 0.3985 | 0.23058
7636 | 2004-11-14 | 04:00 | 0.28664 | 0.23201 | 0.49623 | 0.39649 | 0.61874 | 0.21151 | 0.60158 |  | 0.56967 | 0.28269 | 0.07652 | 0.37745 | 0.13483
7637 | 2004-11-14 | 05:00 | 0.2942 | 0.21046 | 0.43843 | 0.44458 | 0.62412 | 0.21713 | 0.61752 |  | 0.60293 | 0.25673 | 0.06889 | 0.3429 | 0.13512
7638 | 2004-11-14 | 06:00 | 0.34738 | 0.28881 | 0.396 | 0.46635 | 0.61694 | 0.26087 | 0.66367 |  | 0.63777 | 0.23933 | 0.051836 | 0.2999 | 0.16429
7639 | 2004-11-14 | 07:00 | 0.4 | 0.27839 | 0.34558 | 0.46046 | 0.59937 | 0.28034 | 0.66826 |  | 0.63966 | 0.22074 | 0.041226 | 0.26662 | 0.23271
7640 | 2004-11-14 | 08:00 | 0.44532 | 0.31193 | 0.33981 | 0.45001 | 0.6233 | 0.33921 | 0.64606 |  | 0.61895 | 0.19436 | 0.047149 | 0.24139 | 0.28758
7641 | 2004-11-14 | 09:00 | 0.46252 | 0.3317 | 0.32793 | 0.45071 | 0.66688 | 0.38832 | 0.62585 |  | 0.60888 | 0.17747 | 0.059006 | 0.2193 | 0.30932
7642 | 2004-11-14 | 10:00 | 0.40185 | 0.3457 | 0.29629 | 0.46418 | 0.68056 | 0.4415 | 0.59977 |  | 0.58127 | 0.18447 | 0.069151 | 0.18104 | 0.31227
7643 | 2004-11-14 | 11:00 | 0.34036 | 0.21618 | 0.27544 | 0.45018 | 0.64038 | 0.49975 | 0.60491 |  | 0.54653 | 0.17347 | 0.071752 | 0.16268 | 0.31198
7644 | 2004-11-14 | 12:00 | 0.2788 | 0.17908 | 0.36565 | 0.4109 | 0.54415 | 0.56528 | 0.70096 |  | 0.55501 | 0.14414 | 0.068317 | 0.16069 | 0.33943
7645 | 2004-11-14 | 13:00 | 0.26424 | 0.12637 | 0.40354 | 0.36873 | 0.47399 | 0.56204 | 0.70673 |  | 0.59713 | 0.1254 | 0.063928 | 0.15296 | 0.35901
7646 | 2004-11-14 | 14:00 | 0.26113 | 0.29012 | 0.30659 | 0.39578 | 0.42222 | 0.54392 | 0.63249 |  | 0.54648 | 0.13106 | 0.066423 | 0.14227 | 0.37076
7647 | 2004-11-14 | 15:00 | 0.21824 | 0.52064 | 0.18746 | 0.41862 | 0.43857 | 0.44886 | 0.55362 |  | 0.40299 | 0.14044 | 0.074846 | 0.13597 | 0.39543
7648 | 2004-11-14 | 16:00 | 0.13171 | 0.55333 | 0.14711 | 0.33991 | 0.43066 | 0.3816 | 0.47093 |  | 0.34165 | 0.13082 | 0.078771 | 0.13671 | 0.33856
7649 | 2004-11-14 | 17:00 | 0.08814 | 0.53781 | 0.11781 | 0.20843 | 0.33971 | 0.39381 | 0.44939 |  | 0.3131 | 0.098286 | 0.081626 | 0.13353 | 0.24859
7650 | 2004-11-14 | 18:00 | 0.069797 | 0.54302 | 0.10393 | 0.14183 | 0.2278 | 0.41096 | 0.50072 |  | 0.29647 | 0.08036 | 0.086016 | 0.10571 | 0.25803
7651 | 2004-11-14 | 19:00 | 0.064096 | 0.49105 | 0.11724 | 0.10384 | 0.17462 | 0.42176 | 0.54689 |  | 0.28139 | 0.088401 | 0.089093 | 0.10187 | 0.25833
7652 | 2004-11-14 | 20:00 | 0.075392 | 0.34772 | 0.15307 | 0.089759 | 0.15994 | 0.47764 | 0.59974 |  | 0.28845 | 0.13274 | 0.093318 | 0.1226 | 0.22987
7653 | 2004-11-14 | 21:00 | 0.10876 | 0.37309 | 0.2308 | 0.096786 | 0.14788 | 0.54224 | 0.65176 |  | 0.30795 | 0.16939 | 0.087415 | 0.13486 | 0.22536
7654 | 2004-11-14 | 22:00 | 0.16425 | 0.47434 | 0.34336 | 0.13384 | 0.17099 | 0.62031 | 0.70045 |  | 0.33027 | 0.19254 | 0.083366 | 0.14068 | 0.27282
7655 | 2004-11-14 | 23:00 | 0.22395 | 0.60131 | 0.45947 | 0.20312 | 0.2523 | 0.6904 | 0.74187 |  | 0.3521 | 0.18618 | 0.082479 | 0.14295 | 0.30051
7656 | 2004-11-15 | 00:00 | 0.25548 | 0.68314 | 0.56762 | 0.31081 | 0.32554 | 0.71524 | 0.78218 |  | 0.33496 | 0.17128 | 0.089142 | 0.13325 | 0.2519
7657 | 2004-11-15 | 01:00 | 0.27942 | 0.53557 | 0.57389 | 0.37761 | 0.37872 | 0.71409 | 0.75555 |  | 0.3366 | 0.20145 | 0.10208 | 0.14516 | 0.25012
7658 | 2004-11-15 | 02:00 | 0.31039 | 0.54884 | 0.51494 | 0.43547 | 0.44511 | 0.7084 | 0.70372 |  | 0.3161 | 0.22591 | 0.12298 | 0.15717 | 0.27579
7659 | 2004-11-15 | 03:00 | 0.33246 | 0.56669 | 0.52671 | 0.43567 | 0.50239 | 0.70099 | 0.69164 |  | 0.3153 | 0.22303 | 0.14918 | 0.15826 | 0.26328
7660 | 2004-11-15 | 04:00 | 0.33186 | 0.54703 | 0.54148 | 0.47736 | 0.55393 | 0.67535 | 0.67429 |  | 0.32565 | 0.22167 | 0.18545 | 0.16576 | 0.26423
7661 | 2004-11-15 | 05:00 | 0.3406 | 0.58485 | 0.53288 | 0.59405 | 0.54661 | 0.66662 | 0.64475 |  | 0.329 | 0.20772 | 0.22673 | 0.16421 | 0.2684
7662 | 2004-11-15 | 06:00 | 0.32336 | 0.72439 | 0.53462 | 0.60913 | 0.54775 | 0.67997 | 0.62157 |  | 0.32712 | 0.19362 | 0.26395 | 0.17091 | 0.28837
7663 | 2004-11-15 | 07:00 | 0.31936 | 0.71343 | 0.53256 | 0.55722 | 0.58826 | 0.70046 | 0.61909 |  | 0.33907 | 0.19932 | 0.29831 | 0.18756 | 0.31305
7664 | 2004-11-15 | 08:00 | 0.35306 | 0.81559 | 0.5433 | 0.54139 | 0.60624 | 0.71001 | 0.61022 |  | 0.33702 | 0.18485 | 0.33789 | 0.19609 | 0.32948
7665 | 2004-11-15 | 09:00 | 0.3839 | 0.83151 | 0.52585 | 0.52298 | 0.60524 | 0.66719 | 0.55086 |  | 0.31503 | 0.17074 | 0.38284 | 0.19294 | 0.31579
7666 | 2004-11-15 | 10:00 | 0.3777 | 0.75173 | 0.42553 | 0.48312 | 0.62327 | 0.57783 | 0.47402 |  | 0.27138 | 0.15622 | 0.42149 | 0.18715 | 0.28687
7667 | 2004-11-15 | 11:00 | 0.37945 | 0.76002 | 0.37492 | 0.44278 | 0.59965 | 0.5205 | 0.43965 |  | 0.20404 | 0.14074 | 0.44531 | 0.17505 | 0.28254
7668 | 2004-11-15 | 12:00 | 0.34555 | 0.79284 | 0.41411 | 0.42346 | 0.53319 | 0.4941 | 0.4769 |  | 0.1841 | 0.13345 | 0.4617 | 0.17527 | 0.28254
7669 | 2004-11-15 | 13:00 | 0.34666 | 0.802 | 0.45151 | 0.2782 | 0.4611 | 0.51354 | 0.49909 |  | 0.18031 | 0.15836 | 0.47467 | 0.1854 | 0.31531
7670 | 2004-11-15 | 14:00 | 0.36257 | 0.69591 | 0.36556 | 0.22509 | 0.4583 | 0.48709 | 0.41802 |  | 0.14513 | 0.17316 | 0.48267 | 0.18054 | 0.31637
7671 | 2004-11-15 | 15:00 | 0.2746 | 0.45708 | 0.23513 | 0.24708 | 0.48657 | 0.33991 | 0.32179 |  | 0.084354 | 0.17758 | 0.48889 | 0.17166 | 0.30581
7672 | 2004-11-15 | 16:00 | 0.12994 | 0.4174 | 0.16668 | 0.23972 | 0.47307 | 0.23802 | 0.2309 |  | 0.050874 | 0.13156 | 0.50375 | 0.17878 | 0.23739
7673 | 2004-11-15 | 17:00 | 0.080089 | 0.34779 | 0.10882 | 0.15329 | 0.41137 | 0.23669 | 0.20757 |  | 0.048114 | 0.1238 | 0.53894 | 0.18648 | 0.18353
7674 | 2004-11-15 | 18:00 | 0.072587 | 0.23267 | 0.10361 | 0.077607 | 0.38493 | 0.28329 | 0.23753 |  | 0.055242 | 0.13581 | 0.57045 | 0.16407 | 0.1451
7675 | 2004-11-15 | 19:00 | 0.072504 | 0.099278 | 0.15011 | 0.05557 | 0.36421 | 0.38584 | 0.28817 |  | 0.059854 | 0.17097 | 0.57653 | 0.15494 | 0.11718
7676 | 2004-11-15 | 20:00 | 0.078384 | 0.09942 | 0.21053 | 0.053047 | 0.32018 | 0.45462 | 0.31663 |  | 0.074827 | 0.18824 | 0.56491 | 0.15709 | 0.10047
7677 | 2004-11-15 | 21:00 | 0.098472 | 0.20889 | 0.32475 | 0.059302 | 0.30814 | 0.55298 | 0.36854 |  | 0.0916 | 0.14857 | 0.56665 | 0.1678 | 0.11013
7678 | 2004-11-15 | 22:00 | 0.1345 | 0.12953 | 0.46316 | 0.074992 | 0.3095 | 0.65736 | 0.45329 |  | 0.12201 | 0.13167 | 0.56683 | 0.1652 | 0.12693
7679 | 2004-11-15 | 23:00 | 0.17911 | 0.12239 | 0.49147 | 0.10834 | 0.33846 | 0.6614 | 0.50798 |  | 0.1391 | 0.1425 | 0.55599 | 0.18499 | 0.11704
7680 | 2004-11-16 | 00:00 | 0.23988 | 0.11313 | 0.41246 | 0.1807 | 0.39595 | 0.61096 | 0.53597 |  | 0.089072 | 0.15754 | 0.53998 | 0.20656 | 0.10739
7681 | 2004-11-16 | 01:00 | 0.30264 | 0.15563 | 0.45998 | 0.29723 | 0.50667 | 0.64949 | 0.55305 |  | 0.10156 | 0.2199 | 0.53195 | 0.24248 | 0.10612
7682 | 2004-11-16 | 02:00 | 0.3449 | 0.16412 | 0.49069 | 0.3547 | 0.58094 | 0.65403 | 0.54533 |  | 0.12222 | 0.28537 | 0.52781 | 0.28132 | 0.090788
7683 | 2004-11-16 | 03:00 | 0.36078 | 0.17495 | 0.41931 | 0.42813 | 0.60628 | 0.61101 | 0.44884 |  | 0.099037 | 0.32373 | 0.5445 | 0.30952 | 0.074472
7684 | 2004-11-16 | 04:00 | 0.36513 | 0.20683 | 0.39307 | 0.44328 | 0.62223 | 0.61293 | 0.37126 |  | 0.095089 | 0.32661 | 0.5542 | 0.33068 | 0.076088
7685 | 2004-11-16 | 05:00 | 0.37315 | 0.2642 | 0.40878 | 0.43219 | 0.63222 | 0.64162 | 0.33402 |  | 0.13694 | 0.31108 | 0.55548 | 0.33823 | 0.070905
7686 | 2004-11-16 | 06:00 | 0.33557 | 0.18453 | 0.38738 | 0.40423 | 0.64515 | 0.60907 | 0.26877 |  | 0.16289 | 0.26862 | 0.55038 | 0.34263 | 0.059506
7687 | 2004-11-16 | 07:00 | 0.28607 | 0.11598 | 0.35585 | 0.37249 | 0.65942 | 0.59071 | 0.20569 |  | 0.14814 | 0.23885 | 0.54553 | 0.34866 | 0.047432
7688 | 2004-11-16 | 08:00 | 0.26577 | 0.10242 | 0.32403 | 0.32231 | 0.61816 | 0.57732 | 0.17265 |  | 0.151 | 0.24248 | 0.54283 | 0.35926 | 0.039371
7689 | 2004-11-16 | 09:00 | 0.23117 | 0.10727 | 0.26486 | 0.2909 | 0.59066 | 0.49615 | 0.12939 |  | 0.099625 | 0.26336 | 0.53274 | 0.34741 | 0.036864
7690 | 2004-11-16 | 10:00 | 0.17841 | 0.14013 | 0.19539 | 0.26029 | 0.58561 | 0.40764 | 0.095393 |  | 0.057926 | 0.29885 | 0.50928 | 0.3468 | 0.035097
7691 | 2004-11-16 | 11:00 | 0.14372 | 0.13081 | 0.14728 | 0.22962 | 0.55128 | 0.40113 | 0.09158 |  | 0.056973 | 0.30001 | 0.48014 | 0.35749 | 0.036554
7692 | 2004-11-16 | 12:00 | 0.15866 | 0.19495 | 0.18018 | 0.19351 | 0.50062 | 0.40002 | 0.101 |  | 0.078142 | 0.2713 | 0.44649 | 0.37702 | 0.033341
7693 | 2004-11-16 | 13:00 | 0.1864 | 0.2479 | 0.2071 | 0.13172 | 0.47328 | 0.39127 | 0.088097 |  | 0.12117 | 0.22396 | 0.43204 | 0.39116 | 0.037014
7694 | 2004-11-16 | 14:00 | 0.19204 | 0.25055 | 0.17244 | 0.13325 | 0.49105 | 0.41106 | 0.056842 |  | 0.12704 | 0.23622 | 0.43101 | 0.39236 | 0.038597
7695 | 2004-11-16 | 15:00 | 0.1817 | 0.26863 | 0.10469 | 0.18881 | 0.52583 | 0.30011 | 0.027724 |  | 0.12156 | 0.27024 | 0.42709 | 0.39167 | 0.038983
7696 | 2004-11-16 | 16:00 | 0.14296 | 0.28291 | 0.069754 | 0.1876 | 0.53933 | 0.18281 | 0.016498 |  | 0.10953 | 0.27701 | 0.40338 | 0.37652 | 0.041721
7697 | 2004-11-16 | 17:00 | 0.1105 | 0.23919 | 0.049371 | 0.13353 | 0.50243 | 0.13478 | 0.013374 |  | 0.078347 | 0.26031 | 0.38206 | 0.3546 | 0.043904
7698 | 2004-11-16 | 18:00 | 0.096134 | 0.21254 | 0.025545 | 0.090269 | 0.41858 | 0.11414 | 0.014666 |  | 0.063728 | 0.21302 | 0.34645 | 0.31307 | 0.046592
7699 | 2004-11-16 | 19:00 | 0.10177 | 0.12108 | 0.017497 | 0.10585 | 0.36251 | 0.10743 | 0.016673 |  | 0.043197 | 0.19523 | 0.30551 | 0.23754 | 0.046326
7700 | 2004-11-16 | 20:00 | 0.11134 | 0.068666 | 0.026684 | 0.1445 | 0.31869 | 0.12012 | 0.020282 |  | 0.088141 | 0.21129 | 0.25755 | 0.1885 | 0.046261
7701 | 2004-11-16 | 21:00 | 0.11539 | 0.054834 | 0.078676 | 0.19487 | 0.29173 | 0.13142 | 0.026568 |  | 0.10532 | 0.23449 | 0.21013 | 0.19456 | 0.047456
7702 | 2004-11-16 | 22:00 | 0.14193 | 0.069574 | 0.1606 | 0.24878 | 0.26879 | 0.14834 | 0.042595 |  | 0.15263 | 0.25943 | 0.1693 | 0.2083 | 0.042788
7703 | 2004-11-16 | 23:00 | 0.18693 | 0.078643 | 0.22717 | 0.30155 | 0.26574 | 0.19594 | 0.061052 |  | 0.16804 | 0.25131 | 0.15162 | 0.18818 | 0.032523
7704 | 2004-11-17 | 00:00 | 0.21795 | 0.06038 | 0.25431 | 0.36402 | 0.2593 | 0.19878 | 0.091131 |  | 0.16605 | 0.2597 | 0.14728 | 0.16679 | 0.020065
7705 | 2004-11-17 | 01:00 | 0.24311 | 0.048477 | 0.23752 | 0.38425 | 0.23913 | 0.23002 | 0.10595 |  | 0.14287 | 0.29426 | 0.22423 | 0.22287 | 0.021779
7706 | 2004-11-17 | 02:00 | 0.30001 | 0.019597 | 0.23148 | 0.41907 | 0.26912 | 0.28192 | 0.1029 |  | 0.161 | 0.29937 | 0.44165 | 0.28666 | 0.0919
7707 | 2004-11-17 | 03:00 | 0.33785 | 0 | 0.25893 | 0.46176 | 0.28903 | 0.3291 | 0.10457 |  | 0.23582 | 0.32573 | 0.48816 | 0.24921 | 0.20089
7708 | 2004-11-17 | 04:00 | 0.34619 | 0 | 0.28369 | 0.51243 | 0.29242 | 0.29635 | 0.10063 |  | 0.27806 | 0.35262 | 0.49113 | 0.23249 | 0.33152
7709 | 2004-11-17 | 05:00 | 0.29799 | 0.053823 | 0.22762 | 0.50781 | 0.26591 | 0.2355 | 0.070629 |  | 0.23617 | 0.32068 | 0.50267 | 0.18954 | 0.36675
7710 | 2004-11-17 | 06:00 | 0.22918 | 0.15084 | 0.2046 | 0.44127 | 0.21126 | 0.24032 | 0.054814 |  | 0.17682 | 0.30202 | 0.53413 | 0.10726 | 0.32824
7711 | 2004-11-17 | 07:00 | 0.19211 | 0.32062 | 0.17936 | 0.37363 | 0.17199 | 0.20833 | 0.046478 |  | 0.14856 | 0.27811 | 0.52907 | 0.085433 | 0.30275
7712 | 2004-11-17 | 08:00 | 0.17275 | 0.28449 | 0.13874 | 0.32103 | 0.17888 | 0.18906 | 0.031476 |  | 0.11063 | 0.26123 | 0.53446 | 0.066415 | 0.19007
7713 | 2004-11-17 | 09:00 | 0.16676 | 0.26898 | 0.11917 | 0.24962 | 0.19428 | 0.21045 | 0.029988 |  | 0.10101 | 0.28572 | 0.51892 | 0.069478 | 0.10807
7714 | 2004-11-17 | 10:00 | 0.15086 | 0.23611 | 0.10515 | 0.21483 | 0.19773 | 0.18528 | 0.031043 |  | 0.080598 | 0.28004 | 0.48683 | 0.083531 | 0.058075
7715 | 2004-11-17 | 11:00 | 0.12231 | 0.35884 | 0.091946 | 0.18382 | 0.19161 | 0.16509 | 0.03667 |  | 0.058533 | 0.23774 | 0.45373 | 0.095658 | 0.030076
7716 | 2004-11-17 | 12:00 | 0.1937 | 0.33847 | 0.091931 | 0.1478 | 0.19545 | 0.147 | 0.09647 |  | 0.046105 | 0.16735 | 0.43892 | 0.067527 | 0.038717
7717 | 2004-11-17 | 13:00 | 0.20257 | 0.39512 | 0.092199 | 0.19433 | 0.20427 | 0.16322 | 0.14203 |  | 0.045716 | 0.17174 | 0.44049 | 0.048237 | 0.042843
7718 | 2004-11-17 | 14:00 | 0.19419 | 0.3485 | 0.11379 | 0.20129 | 0.22003 | 0.18111 | 0.10139 |  | 0.046887 | 0.1785 | 0.44058 | 0.057652 | 0.03128
7719 | 2004-11-17 | 15:00 | 0.2382 | 0.29962 | 0.078507 | 0.21016 | 0.21119 | 0.14319 | 0.054094 |  | 0.029115 | 0.18733 | 0.46221 | 0.069004 | 0.087073
7720 | 2004-11-17 | 16:00 | 0.25784 | 0.28486 | 0.03376 | 0.21037 | 0.23911 | 0.08806 | 0.031066 |  | 0.011204 | 0.18281 | 0.49527 | 0.072208 | 0.11658
7721 | 2004-11-17 | 17:00 | 0.23212 | 0.21647 | 0.011922 | 0.18034 | 0.26542 | 0.056173 | 0.017362 |  | 0.007855 | 0.1715 | 0.49426 | 0.073085 | 0.058278
7722 | 2004-11-17 | 18:00 | 0.2083 | 0.19093 | 0.008078 | 0.15196 | 0.24562 | 0.055632 | 0.014338 |  | 0.017189 | 0.17318 | 0.44908 | 0.070797 | 0.033627
7723 | 2004-11-17 | 19:00 | 0.18034 | 0.12878 | 0.007681 | 0.14462 | 0.22513 | 0.056518 | 0.017381 |  | 0.039011 | 0.18663 | 0.3691 | 0.063978 | 0.046648
7724 | 2004-11-17 | 20:00 | 0.17593 | 0.031609 | 0.012506 | 0.13275 | 0.20415 | 0.069735 | 0.0218 |  | 0.037185 | 0.16716 | 0.2867 | 0.051868 | 0.047542
7725 | 2004-11-17 | 21:00 | 0.19514 | 0.050311 | 0.02579 | 0.15337 | 0.2079 | 0.092528 | 0.033737 |  | 0.049517 | 0.14327 | 0.23484 | 0.050519 | 0.019274
7726 | 2004-11-17 | 22:00 | 0.17868 | 0.059812 | 0.048217 | 0.18318 | 0.22152 | 0.11028 | 0.07431 |  | 0.085941 | 0.13257 | 0.20336 | 0.051826 | 0.01853
7727 | 2004-11-17 | 23:00 | 0.16918 | 0.045651 | 0.074673 | 0.16871 | 0.24083 | 0.11495 | 0.11381 |  | 0.093447 | 0.11748 | 0.17862 | 0.052927 | 0.029539
7728 | 2004-11-18 | 00:00 | 0.14705 | 0.05031 | 0.13791 | 0.15873 | 0.27691 | 0.14264 | 0.14169 |  | 0.057076 | 0.11448 | 0.1433 | 0.059647 | 0.039474
7729 | 2004-11-18 | 01:00 | 0.17447 | 0.067488 | 0.15263 | 0.13437 | 0.2863 | 0.187 | 0.14842 |  | 0.063857 | 0.14098 | 0.10754 | 0.076212 | 0.042376
7730 | 2004-11-18 | 02:00 | 0.24448 | 0.079557 | 0.14475 | 0.20957 | 0.29655 | 0.21931 | 0.16208 |  | 0.076368 | 0.15883 | 0.082473 | 0.097511 | 0.044685
7731 | 2004-11-18 | 03:00 | 0.24974 | 0.096602 | 0.13985 | 0.30622 | 0.29715 | 0.20905 | 0.18793 |  | 0.098875 | 0.15599 | 0.074368 | 0.1149 | 0.047189
7732 | 2004-11-18 | 04:00 | 0.23642 | 0.04969 | 0.12133 | 0.32602 | 0.30672 | 0.17399 | 0.17052 |  | 0.10736 | 0.15195 | 0.069359 | 0.12754 | 0.055348
7733 | 2004-11-18 | 05:00 | 0.25082 | 0.054436 | 0.11 | 0.3172 | 0.33534 | 0.16127 | 0.1576 |  | 0.1147 | 0.12824 | 0.06865 | 0.14161 | 0.064265
7734 | 2004-11-18 | 06:00 | 0.21563 | 0.049529 | 0.14599 | 0.32398 | 0.36418 | 0.15711 | 0.14923 |  | 0.12503 | 0.13012 | 0.072371 | 0.16748 | 0.064625
7735 | 2004-11-18 | 07:00 | 0.15984 | 0.049904 | 0.16601 | 0.2713 | 0.36069 | 0.17602 | 0.12774 |  | 0.11627 | 0.14053 | 0.076959 | 0.1852 | 0.048343
7736 | 2004-11-18 | 08:00 | 0.15408 | 0.077479 | 0.18447 | 0.20585 | 0.35225 | 0.20168 | 0.11434 |  | 0.10477 | 0.15184 | 0.0806 | 0.19669 | 0.047919
7737 | 2004-11-18 | 09:00 | 0.12832 | 0.10576 | 0.19621 | 0.17262 | 0.34607 | 0.19578 | 0.093946 |  | 0.10433 | 0.18521 | 0.083947 | 0.20537 | 0.051102
7738 | 2004-11-18 | 10:00 | 0.11895 | 0.11126 | 0.1601 | 0.15984 | 0.3544 | 0.18316 | 0.089564 |  | 0.095425 | 0.2246 | 0.087727 | 0.21968 | 0.047199
7739 | 2004-11-18 | 11:00 | 0.13363 | 0.081969 | 0.14002 | 0.14812 | 0.35072 | 0.20305 | 0.13052 |  | 0.093627 | 0.27437 | 0.093444 | 0.22563 | 0.051405
7740 | 2004-11-18 | 12:00 | 0.12502 | 0.085384 | 0.17553 | 0.13974 | 0.33508 | 0.21548 | 0.22016 |  | 0.11744 | 0.2959 | 0.10892 | 0.22964 | 0.055732
7741 | 2004-11-18 | 13:00 | 0.17499 | 0.13598 | 0.17915 | 0.10864 | 0.32073 | 0.22697 | 0.21963 |  | 0.13976 | 0.35022 | 0.12756 | 0.23211 | 0.055449
7742 | 2004-11-18 | 14:00 | 0.18503 | 0.1027 | 0.1485 | 0.15695 | 0.31282 | 0.26838 | 0.16773 |  | 0.13844 | 0.43741 | 0.14845 | 0.23524 | 0.055567
7743 | 2004-11-18 | 15:00 | 0.16445 | 0.077873 | 0.10683 | 0.23838 | 0.287 | 0.26887 | 0.095326 |  | 0.1371 | 0.46579 | 0.17553 | 0.2352 | 0.058444
7744 | 2004-11-18 | 16:00 | 0.17574 | 0.073368 | 0.077013 | 0.21319 | 0.27021 | 0.24843 | 0.047399 |  | 0.10163 | 0.44276 | 0.19851 | 0.22435 | 0.061677
7745 | 2004-11-18 | 17:00 | 0.16075 | 0.10279 | 0.072077 | 0.19405 | 0.26434 | 0.25122 | 0.031292 |  | 0.084139 | 0.41318 | 0.22458 | 0.18464 | 0.058574
7746 | 2004-11-18 | 18:00 | 0.11329 | 0.051939 | 0.0512 | 0.13854 | 0.25379 | 0.24738 | 0.033707 |  | 0.061503 | 0.39858 | 0.24539 | 0.15391 | 0.051684
7747 | 2004-11-18 | 19:00 | 0.076773 | 0.043078 | 0.057456 | 0.10729 | 0.23156 | 0.20564 | 0.038842 |  | 0.054372 | 0.36175 | 0.25899 | 0.11995 | 0.04862
7748 | 2004-11-18 | 20:00 | 0.053614 | 0.015607 | 0.061215 | 0.065909 | 0.20697 | 0.19071 | 0.053532 |  | 0.059061 | 0.32202 | 0.24319 | 0.085823 | 0.041268
7749 | 2004-11-18 | 21:00 | 0.037445 | 0.02298 | 0.047595 | 0.050949 | 0.20998 | 0.21823 | 0.092754 |  | 0.055143 | 0.27584 | 0.21881 | 0.067052 | 0.038423
7750 | 2004-11-18 | 22:00 | 0.040252 | 0.029509 | 0.073814 | 0.059394 | 0.23155 | 0.28626 | 0.15732 |  | 0.066498 | 0.23041 | 0.20808 | 0.058591 | 0.040069
7751 | 2004-11-18 | 23:00 | 0.063767 | 0.035347 | 0.093158 | 0.068829 | 0.27062 | 0.31275 | 0.21045 |  | 0.089374 | 0.19263 | 0.21214 | 0.053342 | 0.042668
7752 | 2004-11-19 | 00:00 | 0.076891 | 0.044752 | 0.12295 | 0.090845 | 0.32153 | 0.36573 | 0.2627 |  | 0.083042 | 0.17991 | 0.22752 | 0.051544 | 0.047687
7753 | 2004-11-19 | 01:00 | 0.085317 | 0.070347 | 0.18783 | 0.086264 | 0.37047 | 0.44193 | 0.2861 |  | 0.085569 | 0.18484 | 0.24532 | 0.057632 | 0.058073
7754 | 2004-11-19 | 02:00 | 0.084397 | 0.1191 | 0.22015 | 0.08461 | 0.36801 | 0.42637 | 0.32936 |  | 0.10557 | 0.16783 | 0.26505 | 0.068497 | 0.053131
7755 | 2004-11-19 | 03:00 | 0.086413 | 0.18869 | 0.19518 | 0.089754 | 0.34234 | 0.39054 | 0.35585 |  | 0.17376 | 0.13629 | 0.29023 | 0.074827 | 0.049896
7756 | 2004-11-19 | 04:00 | 0.11808 | 0.18366 | 0.19476 | 0.10532 | 0.35295 | 0.33457 | 0.39347 |  | 0.21505 | 0.11802 | 0.31619 | 0.080607 | 0.059874
7757 | 2004-11-19 | 05:00 | 0.13283 | 0.18278 | 0.20126 | 0.11332 | 0.36796 | 0.26238 | 0.37704 |  | 0.18498 | 0.10745 | 0.33687 | 0.088096 | 0.060941
7758 | 2004-11-19 | 06:00 | 0.13087 | 0.16158 | 0.18399 | 0.12064 | 0.37098 | 0.18811 | 0.35055 |  | 0.18451 | 0.12115 | 0.35812 | 0.098415 | 0.046484
7759 | 2004-11-19 | 07:00 | 0.1272 | 0.18426 | 0.15565 | 0.15469 | 0.38992 | 0.1578 | 0.3805 |  | 0.19918 | 0.12762 | 0.3747 | 0.11174 | 0.037009
7760 | 2004-11-19 | 08:00 | 0.12364 | 0.12559 | 0.13617 | 0.19281 | 0.40175 | 0.13042 | 0.38033 |  | 0.21596 | 0.13402 | 0.37421 | 0.12482 | 0.034646
7761 | 2004-11-19 | 09:00 | 0.12587 | 0.11419 | 0.10382 | 0.21048 | 0.39327 | 0.10493 | 0.33404 |  | 0.17553 | 0.14915 | 0.37555 | 0.13556 | 0.035116
7762 | 2004-11-19 | 10:00 | 0.12659 | 0.1055 | 0.085716 | 0.24436 | 0.39683 | 0.10691 | 0.30691 |  | 0.15272 | 0.13276 | 0.38116 | 0.15367 | 0.0464
7763 | 2004-11-19 | 11:00 | 0.12341 | 0.10466 | 0.089302 | 0.24056 | 0.3855 | 0.11111 | 0.32718 |  | 0.16676 | 0.11097 | 0.38546 | 0.17052 | 0.07093
7764 | 2004-11-19 | 12:00 | 0.14594 | 0.07 | 0.084211 | 0.20199 | 0.35634 | 0.10144 | 0.31138 |  | 0.1685 | 0.10738 | 0.39385 | 0.18532 | 0.10753
7765 | 2004-11-19 | 13:00 | 0.19571 | 0.038606 | 0.081316 | 0.15615 | 0.33014 | 0.088024 | 0.30455 |  | 0.1685 | 0.12265 | 0.39249 | 0.18827 | 0.11206
7766 | 2004-11-19 | 14:00 | 0.1971 | 0.070864 | 0.047214 | 0.14994 | 0.33632 | 0.077209 | 0.3429 |  | 0.15528 | 0.16128 | 0.3845 | 0.1938 | 0.095856
7767 | 2004-11-19 | 15:00 | 0.19928 | 0.14078 | 0.030928 | 0.1517 | 0.34386 | 0.065793 | 0.42286 |  | 0.143 | 0.18677 | 0.37755 | 0.19886 | 0.078886
7768 | 2004-11-19 | 16:00 | 0.20036 | 0.11541 | 0.022868 | 0.1492 | 0.33949 | 0.051208 | 0.41975 |  | 0.14559 | 0.17504 | 0.37422 | 0.21221 | 0.058644
7769 | 2004-11-19 | 17:00 | 0.17031 | 0.089259 | 0.019893 | 0.14269 | 0.33977 | 0.044372 | 0.40348 |  | 0.15019 | 0.15138 | 0.36025 | 0.21203 | 0.062945
7770 | 2004-11-19 | 18:00 | 0.15657 | 0.089416 | 0.022684 | 0.13631 | 0.3366 | 0.043857 | 0.44061 |  | 0.14411 | 0.13949 | 0.35956 | 0.19702 | 0.076568
7771 | 2004-11-19 | 19:00 | 0.17163 | 0.076969 | 0.028113 | 0.15168 | 0.32906 | 0.038439 | 0.41827 |  | 0.13928 | 0.10584 | 0.34596 | 0.19578 | 0.092478
7772 | 2004-11-19 | 20:00 | 0.20184 | 0.10081 | 0.044537 | 0.18912 | 0.33702 | 0.062655 | 0.41884 |  | 0.15642 | 0.10075 | 0.32554 | 0.18582 | 0.094166
7773 | 2004-11-19 | 21:00 | 0.26479 | 0.057177 | 0.078746 | 0.22348 | 0.36903 | 0.13453 | 0.45998 |  | 0.18449 | 0.11627 | 0.30304 | 0.17311 | 0.085003
7774 | 2004-11-19 | 22:00 | 0.30072 | 0.044477 | 0.12215 | 0.24274 | 0.40913 | 0.21656 | 0.46058 |  | 0.22614 | 0.11449 | 0.30537 | 0.1837 | 0.089429
7775 | 2004-11-19 | 23:00 | 0.32937 | 0 | 0.14645 | 0.25798 | 0.45569 | 0.25373 | 0.4565 |  | 0.24395 | 0.11039 | 0.30057 | 0.19324 | 0.099993
7776 | 2004-11-20 | 00:00 | 0.33329 | 0 | 0.17808 | 0.29594 | 0.49795 | 0.24788 | 0.4766 |  | 0.2673 | 0.12449 | 0.3096 | 0.19593 | 0.10579
7777 | 2004-11-20 | 01:00 | 0.35773 | 0.035261 | 0.14846 | 0.28686 | 0.48574 | 0.27404 | 0.46582 |  | 0.2731 | 0.14018 | 0.44837 | 0.27573 | 0.13564
7778 | 2004-11-20 | 02:00 | 0.39138 | 0.067356 | 0.12428 | 0.3221 | 0.51987 | 0.25339 | 0.44427 |  | 0.28092 | 0.15381 | 0.67467 | 0.32776 | 0.28613
7779 | 2004-11-20 | 03:00 | 0.39591 | 0.12739 | 0.10996 | 0.35821 | 0.54065 | 0.22193 | 0.44227 |  | 0.26572 | 0.14929 | 0.68534 | 0.3698 | 0.442
7780 | 2004-11-20 | 04:00 | 0.40102 | 0.19116 | 0.11276 | 0.3651 | 0.54725 | 0.28715 | 0.41751 |  | 0.25217 | 0.13169 | 0.61985 | 0.41916 | 0.50697
7781 | 2004-11-20 | 05:00 | 0.35989 | 0.1585 | 0.1127 | 0.41332 | 0.56248 | 0.31416 | 0.37713 |  | 0.23509 | 0.13883 | 0.5525 | 0.4095 | 0.51316
7782 | 2004-11-20 | 06:00 | 0.33745 | 0.1245 | 0.14035 | 0.42471 | 0.53229 | 0.35317 | 0.31589 |  | 0.20062 | 0.14643 | 0.49445 | 0.36375 | 0.50858
7783 | 2004-11-20 | 07:00 | 0.34346 | 0.135 | 0.17068 | 0.44786 | 0.5196 | 0.38589 | 0.26239 |  | 0.16621 | 0.15155 | 0.42881 | 0.37744 | 0.50416
7784 | 2004-11-20 | 08:00 | 0.34091 | 0.13679 | 0.16847 | 0.48681 | 0.54281 | 0.42333 | 0.26052 |  | 0.15046 | 0.15618 | 0.41795 | 0.38186 | 0.46124
7785 | 2004-11-20 | 09:00 | 0.33728 | 0.15746 | 0.18935 | 0.4905 | 0.51794 | 0.45105 | 0.25728 |  | 0.11857 | 0.17878 | 0.43413 | 0.3425 | 0.37498
7786 | 2004-11-20 | 10:00 | 0.29223 | 0.3034 | 0.1964 | 0.46145 | 0.50015 | 0.45419 | 0.21737 |  | 0.080895 | 0.20345 | 0.41928 | 0.32718 | 0.33766
7787 | 2004-11-20 | 11:00 | 0.2473 | 0.23696 | 0.18385 | 0.4327 | 0.46019 | 0.44848 | 0.20953 |  | 0.050913 | 0.21886 | 0.39835 | 0.32087 | 0.30898
7788 | 2004-11-20 | 12:00 | 0.24635 | 0.17896 | 0.20133 | 0.43243 | 0.40361 | 0.52591 | 0.20038 |  | 0.052923 | 0.2055 | 0.36487 | 0.31439 | 0.25148
7789 | 2004-11-20 | 13:00 | 0.30049 | 0.15069 | 0.2163 | 0.44579 | 0.41077 | 0.57036 | 0.21324 |  | 0.066791 | 0.18379 | 0.3367 | 0.31756 | 0.2055
7790 | 2004-11-20 | 14:00 | 0.37735 | 0.2487 | 0.20008 | 0.50683 | 0.4664 | 0.53924 | 0.17033 |  | 0.053265 | 0.19266 | 0.30721 | 0.3045 | 0.19931
7791 | 2004-11-20 | 15:00 | 0.49168 | 0.39117 | 0.18471 | 0.57587 | 0.53189 | 0.47665 | 0.10236 |  | 0.051386 | 0.22375 | 0.28962 | 0.28632 | 0.22005
7792 | 2004-11-20 | 16:00 | 0.53731 | 0.17368 | 0.16669 | 0.6177 | 0.57204 | 0.42338 | 0.051246 |  | 0.042426 | 0.20495 | 0.27525 | 0.2589 | 0.24253
7793 | 2004-11-20 | 17:00 | 0.54207 | 0.083476 | 0.12148 | 0.62543 | 0.55399 | 0.40083 | 0.039545 |  | 0.065748 | 0.1918 | 0.25556 | 0.2192 | 0.3225
7794 | 2004-11-20 | 18:00 | 0.53214 | 0.048322 | 0.11357 | 0.59835 | 0.50755 | 0.40312 | 0.028799 |  | 0.084516 | 0.17007 | 0.23398 | 0.18704 | 0.34362
7795 | 2004-11-20 | 19:00 | 0.48195 | 0.1969 | 0.13596 | 0.54653 | 0.48551 | 0.43536 | 0.025318 |  | 0.080987 | 0.17105 | 0.2033 | 0.17883 | 0.33675
7796 | 2004-11-20 | 20:00 | 0.44294 | 0.1909 | 0.17189 | 0.48797 | 0.45158 | 0.39027 | 0.031778 |  | 0.057488 | 0.21446 | 0.18438 | 0.17334 | 0.34119
7797 | 2004-11-20 | 21:00 | 0.43391 | 0.24723 | 0.22843 | 0.45538 | 0.40222 | 0.40731 | 0.067273 |  | 0.04389 | 0.28541 | 0.18837 | 0.18045 | 0.36651
7798 | 2004-11-20 | 22:00 | 0.41722 | 0.2491 | 0.24644 | 0.43542 | 0.3387 | 0.44824 | 0.15999 |  | 0.062756 | 0.32894 | 0.19132 | 0.18011 | 0.38853
7799 | 2004-11-20 | 23:00 | 0.36845 | 0.16053 | 0.20629 | 0.3873 | 0.29701 | 0.446 | 0.20729 |  | 0.090363 | 0.35868 | 0.19885 | 0.17231 | 0.42116
7800 | 2004-11-21 | 00:00 | 0.2942 | 0.097197 | 0.25075 | 0.35211 | 0.26647 | 0.46077 | 0.2461 |  | 0.17889 | 0.38104 | 0.1998 | 0.16846 | 0.44323
7801 | 2004-11-21 | 01:00 | 0.30104 | 0.094239 | 0.26251 | 0.33712 | 0.26722 | 0.46062 | 0.22513 |  | 0.20349 | 0.41829 | 0.18796 | 0.1674 | 0.43754
7802 | 2004-11-21 | 02:00 | 0.36545 | 0.084133 | 0.2539 | 0.37232 | 0.29754 | 0.47832 | 0.19313 |  | 0.28077 | 0.4224 | 0.16917 | 0.16212 | 0.49065
7803 | 2004-11-21 | 03:00 | 0.36298 | 0.075856 | 0.24812 | 0.40642 | 0.31878 | 0.5204 | 0.21152 |  | 0.33882 | 0.40313 | 0.1702 | 0.15428 | 0.56394
7804 | 2004-11-21 | 04:00 | 0.33235 | 0.099572 | 0.2473 | 0.34825 | 0.30372 | 0.52596 | 0.23039 |  | 0.32459 | 0.38844 | 0.18021 | 0.14082 | 0.60163
7805 | 2004-11-21 | 05:00 | 0.37221 | 0.17796 | 0.23396 | 0.27571 | 0.30004 | 0.49867 | 0.23106 |  | 0.32737 | 0.3443 | 0.19347 | 0.13343 | 0.62185
7806 | 2004-11-21 | 06:00 | 0.33755 | 0.28827 | 0.17751 | 0.3058 | 0.29503 | 0.41709 | 0.26386 |  | 0.29793 | 0.2885 | 0.20892 | 0.12867 | 0.61546
7807 | 2004-11-21 | 07:00 | 0.23304 | 0.12374 | 0.1172 | 0.32332 | 0.2635 | 0.39038 | 0.31269 |  | 0.23222 | 0.2722 | 0.22024 | 0.12708 | 0.62909
7808 | 2004-11-21 | 08:00 | 0.18706 | 0.047167 | 0.10901 | 0.23586 | 0.23891 | 0.39851 | 0.37001 |  | 0.14693 | 0.29331 | 0.23029 | 0.13253 | 0.6617
7809 | 2004-11-21 | 09:00 | 0.15501 | 0.043645 | 0.13321 | 0.17695 | 0.2401 | 0.33844 | 0.36567 |  | 0.11115 | 0.28377 | 0.24736 | 0.12347 | 0.65027
7810 | 2004-11-21 | 10:00 | 0.12903 | 0.037996 | 0.096984 | 0.17022 | 0.25645 | 0.28478 | 0.34865 |  | 0.097262 | 0.27815 | 0.26444 | 0.11794 | 0.64767
7811 | 2004-11-21 | 11:00 | 0.12952 | 0.10007 | 0.085337 | 0.15705 | 0.2561 | 0.26593 | 0.34704 |  | 0.088595 | 0.25003 | 0.27819 | 0.10662 | 0.6675
7812 | 2004-11-21 | 12:00 | 0.12802 | 0.095101 | 0.10942 | 0.1534 | 0.24253 | 0.32003 | 0.32309 |  | 0.081908 | 0.19076 | 0.28973 | 0.094899 | 0.65647
7813 | 2004-11-21 | 13:00 | 0.1252 | 0.067298 | 0.13219 | 0.13669 | 0.24593 | 0.31781 | 0.32558 |  | 0.076115 | 0.1858 | 0.29726 | 0.089262 | 0.6549
7814 | 2004-11-21 | 14:00 | 0.1063 | 0.049788 | 0.096198 | 0.14063 | 0.2711 | 0.33165 | 0.31655 |  | 0.037338 | 0.1646 | 0.3039 | 0.083775 | 0.63014
7815 | 2004-11-21 | 15:00 | 0.09577 | 0.03453 | 0.064202 | 0.10727 | 0.31674 | 0.37177 | 0.31674 |  | 0.02104 | 0.12952 | 0.31083 | 0.079696 | 0.60177
7816 | 2004-11-21 | 16:00 | 0.089047 | 0.016697 | 0.070297 | 0.094382 | 0.35143 | 0.36472 | 0.296 |  | 0.025819 | 0.098372 | 0.31586 | 0.075434 | 0.60495
7817 | 2004-11-21 | 17:00 | 0.087144 | 0.037088 | 0.090633 | 0.085428 | 0.35134 | 0.3529 | 0.25103 |  | 0.03731 | 0.080071 | 0.31956 | 0.065141 | 0.62312
7818 | 2004-11-21 | 18:00 | 0.083397 | 0.063285 | 0.087752 | 0.080447 | 0.31483 | 0.312 | 0.21833 |  | 0.038556 | 0.057386 | 0.32417 | 0.055118 | 0.63597
7819 | 2004-11-21 | 19:00 | 0.074916 | 0.028746 | 0.076711 | 0.089468 | 0.30547 | 0.25903 | 0.20801 |  | 0.030014 | 0.044746 | 0.31632 | 0.056929 | 0.58259
7820 | 2004-11-21 | 20:00 | 0.074511 | 0 | 0.081769 | 0.090798 | 0.31501 | 0.26029 | 0.20284 |  | 0.024831 | 0.04986 | 0.30001 | 0.053531 | 0.56637
7821 | 2004-11-21 | 21:00 | 0.0716 | 0.022623 | 0.094699 | 0.091215 | 0.31008 | 0.29364 | 0.22992 |  | 0.023771 | 0.07351 | 0.29104 | 0.054075 | 0.61546
7822 | 2004-11-21 | 22:00 | 0.069274 | 0.066191 | 0.108 | 0.088682 | 0.29666 | 0.30771 | 0.26753 |  | 0.033451 | 0.099488 | 0.29058 | 0.060128 | 0.65656
7823 | 2004-11-21 | 23:00 | 0.069725 | 0.048477 | 0.11452 | 0.082651 | 0.30356 | 0.3213 | 0.30036 |  | 0.034326 | 0.099898 | 0.29241 | 0.062977 | 0.73118
7824 | 2004-11-22 | 00:00 | 0.0721 | 0.074881 | 0.12643 | 0.08643 | 0.32689 | 0.29496 | 0.34754 |  | 0.066379 | 0.10483 | 0.2881 | 0.07262 | 0.74978
7825 | 2004-11-22 | 01:00 | 0.084645 | 0.11086 | 0.14848 | 0.087953 | 0.2984 | 0.30176 | 0.35745 |  | 0.084596 | 0.13007 | 0.28866 | 0.075272 | 0.70747
7826 | 2004-11-22 | 02:00 | 0.11121 | 0.1324 | 0.17352 | 0.093876 | 0.37365 | 0.32017 | 0.37458 |  | 0.052739 | 0.11759 | 0.29604 | 0.07715 | 0.63459
7827 | 2004-11-22 | 03:00 | 0.13608 | 0.15916 | 0.19138 | 0.11711 | 0.4641 | 0.29861 | 0.40754 |  | 0.041008 | 0.10165 | 0.30567 | 0.090664 | 0.60379
7828 | 2004-11-22 | 04:00 | 0.13859 | 0.1912 | 0.17126 | 0.13336 | 0.52223 | 0.23933 | 0.37634 |  | 0.058704 | 0.11654 | 0.30692 | 0.11274 | 0.57527
7829 | 2004-11-22 | 05:00 | 0.13365 | 0.42986 | 0.16859 | 0.13913 | 0.56159 | 0.23878 | 0.32736 |  | 0.084745 | 0.11432 | 0.31488 | 0.13324 | 0.56925
7830 | 2004-11-22 | 06:00 | 0.1175 | 0.53318 | 0.18969 | 0.12449 | 0.55302 | 0.24905 | 0.31431 |  | 0.089433 | 0.1195 | 0.3249 | 0.15021 | 0.57044
7831 | 2004-11-22 | 07:00 | 0.072852 | 0.35672 | 0.14582 | 0.11488 | 0.55019 | 0.18724 | 0.2672 |  | 0.061254 | 0.13691 | 0.33433 | 0.16414 | 0.54043
7832 | 2004-11-22 | 08:00 | 0.047722 | 0.21092 | 0.10411 | 0.10697 | 0.58093 | 0.15552 | 0.20289 |  | 0.032362 | 0.15496 | 0.34291 | 0.18312 | 0.45988
7833 | 2004-11-22 | 09:00 | 0.040388 | 0.32705 | 0.068759 | 0.11616 | 0.60137 | 0.14613 | 0.17763 |  | 0.021281 | 0.18024 | 0.3548 | 0.18374 | 0.35405
7834 | 2004-11-22 | 10:00 | 0.037115 | 0.37044 | 0.050627 | 0.12655 | 0.61394 | 0.12966 | 0.17097 |  | 0.023758 | 0.18093 | 0.36771 | 0.19098 | 0.29019
7835 | 2004-11-22 | 11:00 | 0.039103 | 0.31346 | 0.048018 | 0.13614 | 0.59332 | 0.11533 | 0.17289 |  | 0.022882 | 0.20518 | 0.37879 | 0.20292 | 0.27246
7836 | 2004-11-22 | 12:00 | 0.034341 | 0.18316 | 0.05493 | 0.14207 | 0.5539 | 0.11275 | 0.22324 |  | 0.028548 | 0.21468 | 0.38167 | 0.22345 | 0.26122
7837 | 2004-11-22 | 13:00 | 0.040603 | 0.10023 | 0.054281 | 0.11147 | 0.49512 | 0.1617 | 0.28953 |  | 0.038879 | 0.17993 | 0.39225 | 0.24129 | 0.29573
7838 | 2004-11-22 | 14:00 | 0.063858 | 0.073642 | 0.033942 | 0.12716 | 0.49383 | 0.18156 | 0.25932 |  | 0.042794 | 0.18827 | 0.40697 | 0.27096 | 0.30254
7839 | 2004-11-22 | 15:00 | 0.076241 | 0.067151 | 0.020118 | 0.18695 | 0.55756 | 0.16934 | 0.22108 |  | 0.030913 | 0.2186 | 0.41432 | 0.31211 | 0.28532
7840 | 2004-11-22 | 16:00 | 0.065328 | 0.090776 | 0.019406 | 0.24976 | 0.61688 | 0.16795 | 0.2253 |  | 0.027615 | 0.22958 | 0.4173 | 0.35151 | 0.27683
7841 | 2004-11-22 | 17:00 | 0.059141 | 0.1047 | 0.023945 | 0.22432 | 0.6176 | 0.13645 | 0.22165 |  | 0.027292 | 0.21728 | 0.41668 | 0.34119 | 0.27873
7842 | 2004-11-22 | 18:00 | 0.057698 | 0.11827 | 0.028959 | 0.20158 | 0.55943 | 0.12822 | 0.22125 |  | 0.028812 | 0.23459 | 0.41382 | 0.29529 | 0.26355
7843 | 2004-11-22 | 19:00 | 0.05823 | 0.16678 | 0.032264 | 0.20815 | 0.52555 | 0.10176 | 0.26203 |  | 0.033298 | 0.24422 | 0.40433 | 0.28155 | 0.24738
7844 | 2004-11-22 | 20:00 | 0.064878 | 0.16216 | 0.032533 | 0.23134 | 0.51405 | 0.072808 | 0.2532 |  | 0.029114 | 0.23717 | 0.37571 | 0.26426 | 0.21473
7845 | 2004-11-22 | 21:00 | 0.084156 | 0.41698 | 0.033147 | 0.26143 | 0.44103 | 0.057006 | 0.22793 |  | 0.031806 | 0.20493 | 0.34636 | 0.24088 | 0.19454
7846 | 2004-11-22 | 22:00 | 0.10826 | 0.55079 | 0.036663 | 0.2984 | 0.37316 | 0.071911 | 0.24747 |  | 0.036174 | 0.18893 | 0.33447 | 0.24006 | 0.1716
7847 | 2004-11-22 | 23:00 | 0.14186 | 0.54728 | 0.040048 | 0.33645 | 0.36033 | 0.080413 | 0.24935 |  | 0.040094 | 0.23119 | 0.33309 | 0.1894 | 0.15628
7848 | 2004-11-23 | 00:00 | 0.19537 | 0.54961 | 0.044118 | 0.39226 | 0.39366 | 0.057766 | 0.24306 |  | 0.048372 | 0.26641 | 0.30923 | 0.19704 | 0.13528
7849 | 2004-11-23 | 01:00 | 0.2302 | 0.55228 | 0.049264 | 0.33668 | 0.44413 | 0.071888 | 0.29219 |  | 0.059828 | 0.2475 | 0.36651 | 0.31334 | 0.15361
7850 | 2004-11-23 | 02:00 | 0.2706 | 0.53445 | 0.043965 | 0.3612 | 0.50873 | 0.12507 | 0.33073 |  | 0.065742 | 0.29123 | 0.51471 | 0.37412 | 0.26874
7851 | 2004-11-23 | 03:00 | 0.32663 | 0.43722 | 0.03468 | 0.44129 | 0.55225 | 0.15414 | 0.33328 |  | 0.076359 | 0.3095 | 0.56829 | 0.3596 | 0.36107
7852 | 2004-11-23 | 04:00 | 0.37298 | 0.49284 | 0.039258 | 0.51313 | 0.54971 | 0.17722 | 0.32377 |  | 0.086599 | 0.27633 | 0.48841 | 0.32785 | 0.36156
7853 | 2004-11-23 | 05:00 | 0.35336 | 0.4935 | 0.041861 | 0.5555 | 0.52919 | 0.18011 | 0.26597 |  | 0.075209 | 0.28437 | 0.37722 | 0.31999 | 0.3653
7854 | 2004-11-23 | 06:00 | 0.30607 | 0.47886 | 0.043122 | 0.53624 | 0.53514 | 0.16304 | 0.21441 |  | 0.044127 | 0.2737 | 0.26833 | 0.27043 | 0.397
7855 | 2004-11-23 | 07:00 | 0.30354 | 0.46827 | 0.045107 | 0.54126 | 0.53837 | 0.20063 | 0.15983 |  | 0.032154 | 0.21606 | 0.19873 | 0.23329 | 0.35351
7856 | 2004-11-23 | 08:00 | 0.30326 | 0.44582 | 0.055959 | 0.55601 | 0.50758 | 0.2526 | 0.1103 |  | 0.02873 | 0.18072 | 0.16007 | 0.20427 | 0.33489
7857 | 2004-11-23 | 09:00 | 0.29145 | 0.37455 | 0.075266 | 0.52285 | 0.4436 | 0.30289 | 0.067891 |  | 0.029315 | 0.16897 | 0.13713 | 0.16597 | 0.33909
7858 | 2004-11-23 | 10:00 | 0.23421 | 0.36147 | 0.094801 | 0.46019 | 0.39617 | 0.37766 | 0.053078 |  | 0.02692 | 0.21243 | 0.13587 | 0.15065 | 0.26525
7859 | 2004-11-23 | 11:00 | 0.1819 | 0.31946 | 0.1191 | 0.35856 | 0.3272 | 0.44602 | 0.061651 |  | 0.030176 | 0.26308 | 0.13177 | 0.14755 | 0.25024
7860 | 2004-11-23 | 12:00 | 0.2034 | 0.30383 | 0.14839 | 0.26867 | 0.27304 | 0.5066 | 0.093709 |  | 0.032262 | 0.29426 | 0.12978 | 0.17404 | 0.22685
7861 | 2004-11-23 | 13:00 | 0.2629 | 0.31936 | 0.15785 | 0.23477 | 0.23658 | 0.581 | 0.11136 |  | 0.044797 | 0.30042 | 0.12475 | 0.19379 | 0.18818
7862 | 2004-11-23 | 14:00 | 0.27238 | 0.34239 | 0.1405 | 0.25768 | 0.24032 | 0.59891 | 0.099331 |  | 0.052916 | 0.34265 | 0.12339 | 0.2173 | 0.19726
7863 | 2004-11-23 | 15:00 | 0.235 | 0.36911 | 0.094042 | 0.29823 | 0.24286 | 0.537 | 0.076349 |  | 0.060124 | 0.37372 | 0.12327 | 0.26324 | 0.20374
7864 | 2004-11-23 | 16:00 | 0.20719 | 0.29558 | 0.075754 | 0.28553 | 0.24 | 0.48633 | 0.067178 |  | 0.055738 | 0.40086 | 0.13069 | 0.31247 | 0.18025
7865 | 2004-11-23 | 17:00 | 0.19235 | 0.16863 | 0.072316 | 0.22977 | 0.20113 | 0.43244 | 0.065342 |  | 0.062453 | 0.40279 | 0.13236 | 0.33917 | 0.15632
7866 | 2004-11-23 | 18:00 | 0.18433 | 0.16404 | 0.07081 | 0.18879 | 0.1682 | 0.38631 | 0.066811 |  | 0.063906 | 0.39477 | 0.13693 | 0.35398 | 0.18846
7867 | 2004-11-23 | 19:00 | 0.1669 | 0.10021 | 0.078228 | 0.19064 | 0.14017 | 0.36592 | 0.08393 |  | 0.058586 | 0.38658 | 0.13636 | 0.38095 | 0.21508
7868 | 2004-11-23 | 20:00 | 0.15232 | 0.087499 | 0.10852 | 0.18571 | 0.099121 | 0.37421 | 0.14173 |  | 0.07481 | 0.43326 | 0.11588 | 0.42517 | 0.18392
7869 | 2004-11-23 | 21:00 | 0.14773 | 0.068104 | 0.1711 | 0.17942 | 0.082568 | 0.37836 | 0.24957 |  | 0.08366 | 0.45834 | 0.11376 | 0.45718 | 0.12241
7870 | 2004-11-23 | 22:00 | 0.12958 | 0.085018 | 0.24924 | 0.18449 | 0.079867 | 0.39054 | 0.34862 |  | 0.088112 | 0.52603 | 0.12064 | 0.44853 | 0.1011
7871 | 2004-11-23 | 23:00 | 0.12309 | 0.051397 | 0.29376 | 0.20267 | 0.08558 | 0.46529 | 0.4309 |  | 0.10088 | 0.63335 | 0.13302 | 0.42192 | 0.087458
7872 | 2004-11-24 | 00:00 | 0.16039 | 0.021904 | 0.24594 | 0.26976 | 0.10154 | 0.52293 | 0.43405 |  | 0.13824 | 0.72782 | 0.13385 | 0.39363 | 0.062181
7873 | 2004-11-24 | 01:00 | 0.16808 | 0.028149 | 0.23009 | 0.31784 | 0.13107 | 0.52257 | 0.41783 |  | 0.17275 | 0.78452 | 0.13296 | 0.3578 | 0.044948
7874 | 2004-11-24 | 02:00 | 0.16471 | 0.046641 | 0.23932 | 0.35339 | 0.16355 | 0.54918 | 0.44879 |  | 0.18528 | 0.79088 | 0.14938 | 0.32107 | 0.033185
7875 | 2004-11-24 | 03:00 | 0.1839 | 0.074746 | 0.25986 | 0.42789 | 0.17503 | 0.58082 | 0.45142 |  | 0.18668 | 0.7663 | 0.17239 | 0.29692 | 0.034972
7876 | 2004-11-24 | 04:00 | 0.20618 | 0.080085 | 0.25164 | 0.46426 | 0.16751 | 0.56019 | 0.46428 |  | 0.20011 | 0.73607 | 0.18981 | 0.27635 | 0.039559
7877 | 2004-11-24 | 05:00 | 0.24469 | 0.049759 | 0.24543 | 0.49404 | 0.14919 | 0.50479 | 0.43692 |  | 0.18537 | 0.70511 | 0.2096 | 0.2542 | 0.038399
7878 | 2004-11-24 | 06:00 | 0.29999 | 0.042153 | 0.26 | 0.55832 | 0.1402 | 0.43743 | 0.45263 |  | 0.19252 | 0.69483 | 0.22977 | 0.23305 | 0.036426
7879 | 2004-11-24 | 07:00 | 0.3503 | 0.061849 | 0.26068 | 0.60648 | 0.15389 | 0.37543 | 0.48065 |  | 0.18046 | 0.72145 | 0.24498 | 0.21851 | 0.038582
7880 | 2004-11-24 | 08:00 | 0.43582 | 0.25723 | 0.29934 | 0.65097 | 0.1881 | 0.29714 | 0.47963 |  | 0.21691 | 0.74256 | 0.26874 | 0.20148 | 0.036699
7881 | 2004-11-24 | 09:00 | 0.54782 | 0.42303 | 0.37237 | 0.71526 | 0.234 | 0.23695 | 0.45742 |  | 0.26515 | 0.72269 | 0.29407 | 0.19274 | 0.041991
7882 | 2004-11-24 | 10:00 | 0.61746 | 0.38937 | 0.38271 | 0.75243 | 0.26728 | 0.2081 | 0.46241 |  | 0.29802 | 0.67082 | 0.32094 | 0.18295 | 0.048642
7883 | 2004-11-24 | 11:00 | 0.64919 | 0.38268 | 0.36513 | 0.77024 | 0.26339 | 0.20972 | 0.46694 |  | 0.31282 | 0.61858 | 0.34967 | 0.171 | 0.051154
7884 | 2004-11-24 | 12:00 | 0.64404 | 0.33452 | 0.42611 | 0.7652 | 0.23322 | 0.18848 | 0.48868 |  | 0.35662 | 0.58757 | 0.3757 | 0.16711 | 0.060867
7885 | 2004-11-24 | 13:00 | 0.69607 | 0.30029 | 0.47061 | 0.77358 | 0.20096 | 0.21925 | 0.48111 |  | 0.43496 | 0.58378 | 0.40613 | 0.1811 | 0.090332
7886 | 2004-11-24 | 14:00 | 0.73972 | 0.16948 | 0.4579 | 0.79829 | 0.18219 | 0.22783 | 0.42969 |  | 0.46271 | 0.60027 | 0.43912 | 0.2113 | 0.1127
7887 | 2004-11-24 | 15:00 | 0.75156 | 0.18637 | 0.47553 | 0.81988 | 0.16034 | 0.24014 | 0.33002 |  | 0.48129 | 0.62003 | 0.47729 | 0.22248 | 0.12112
7888 | 2004-11-24 | 16:00 | 0.76679 | 0.28505 | 0.44325 | 0.82042 | 0.14526 | 0.23868 | 0.27405 |  | 0.53192 | 0.52764 | 0.50854 | 0.22848 | 0.12514
7889 | 2004-11-24 | 17:00 | 0.78705 | 0.33133 | 0.42926 | 0.81081 | 0.14333 | 0.25633 | 0.24036 |  | 0.58081 | 0.42513 | 0.53815 | 0.23936 | 0.12266
7890 | 2004-11-24 | 18:00 | 0.77798 | 0.34531 | 0.48359 | 0.79311 | 0.12974 | 0.32579 | 0.24067 |  | 0.65014 | 0.37421 | 0.56107 | 0.22992 | 0.11189
7891 | 2004-11-24 | 19:00 | 0.80013 | 0.32524 | 0.57953 | 0.78707 | 0.11403 | 0.42941 | 0.3118 |  | 0.71117 | 0.33298 | 0.5737 | 0.23015 | 0.092292
7892 | 2004-11-24 | 20:00 | 0.84013 | 0.36821 | 0.72426 | 0.77776 | 0.11193 | 0.56091 | 0.44451 |  | 0.77568 | 0.28883 | 0.58104 | 0.23671 | 0.058324
7893 | 2004-11-24 | 21:00 | 0.88275 | 0.47807 | 0.87361 | 0.7486 | 0.10302 | 0.74711 | 0.58304 |  | 0.81548 | 0.21944 | 0.58964 | 0.24878 | 0.039404
7894 | 2004-11-24 | 22:00 | 0.91587 | 0.49725 | 0.91175 | 0.74573 | 0.10347 | 0.86417 | 0.64561 |  | 0.87109 | 0.16214 | 0.59989 | 0.25561 | 0.034237
7895 | 2004-11-24 | 23:00 | 0.92204 | 0.43604 | 0.90768 | 0.75497 | 0.11234 | 0.87094 | 0.67687 |  | 0.88538 | 0.12706 | 0.61956 | 0.25768 | 0.032799
7896 | 2004-11-25 | 00:00 | 0.88653 | 0.41059 | 0.90593 | 0.76279 | 0.12572 | 0.83016 | 0.68407 |  | 0.81452 | 0.10819 | 0.64452 | 0.25873 | 0.033812
7897 | 2004-11-25 | 01:00 | 0.84709 | 0.34423 | 0.89566 | 0.79596 | 0.12535 | 0.84157 | 0.67688 |  | 0.78701 | 0.11738 | 0.66776 | 0.27554 | 0.037458
7898 | 2004-11-25 | 02:00 | 0.81774 | 0.31816 | 0.87485 | 0.82794 | 0.13889 | 0.89875 | 0.69283 |  | 0.76725 | 0.14631 | 0.69036 | 0.3055 | 0.04067
7899 | 2004-11-25 | 03:00 | 0.76759 | 0.32384 | 0.84797 | 0.79497 | 0.15563 | 0.86143 | 0.70229 |  | 0.79501 | 0.18832 | 0.70593 | 0.34119 | 0.039262
7900 | 2004-11-25 | 04:00 | 0.79538 | 0.34714 | 0.81761 | 0.7322 | 0.20958 | 0.79525 | 0.70396 |  | 0.76018 | 0.28428 | 0.71386 | 0.39648 | 0.036732
7901 | 2004-11-25 | 05:00 | 0.84268 | 0.40189 | 0.8393 | 0.72584 | 0.27412 | 0.68309 | 0.71374 |  | 0.72436 | 0.43654 | 0.71998 | 0.46263 | 0.033534
7902 | 2004-11-25 | 06:00 | 0.82752 | 0.39948 | 0.84431 | 0.72318 | 0.34819 | 0.59011 | 0.67659 |  | 0.71768 | 0.52692 | 0.72243 | 0.53899 | 0.028691
7903 | 2004-11-25 | 07:00 | 0.73365 | 0.39948 | 0.78986 | 0.68061 | 0.41575 | 0.57232 | 0.64615 |  | 0.68366 | 0.58344 | 0.72307 | 0.58648 | 0.024181
7904 | 2004-11-25 | 08:00 | 0.65192 | 0.38318 | 0.64046 | 0.51679 | 0.46231 | 0.65135 | 0.65365 |  | 0.66151 | 0.59873 | 0.72288 | 0.6074 | 0.024428
7905 | 2004-11-25 | 09:00 | 0.62112 | 0.32768 | 0.50926 | 0.39402 | 0.52801 | 0.61409 | 0.62869 |  | 0.68153 | 0.57237 | 0.72432 | 0.61949 | 0.024767
7906 | 2004-11-25 | 10:00 | 0.53288 | 0.26322 | 0.4328 | 0.34044 | 0.6114 | 0.54027 | 0.59474 |  | 0.64501 | 0.57808 | 0.72991 | 0.62676 | 0.030917
7907 | 2004-11-25 | 11:00 | 0.41406 | 0.3267 | 0.35383 | 0.23119 | 0.64001 | 0.48966 | 0.55688 |  | 0.59793 | 0.59658 | 0.72538 | 0.6318 | 0.039991
7908 | 2004-11-25 | 12:00 | 0.433 | 0.41104 | 0.43243 | 0.14267 | 0.59606 | 0.50651 | 0.62016 |  | 0.6589 | 0.56994 | 0.72667 | 0.63521 | 0.050678
7909 | 2004-11-25 | 13:00 | 0.47683 | 0.56211 | 0.47989 | 0.12107 | 0.50878 | 0.50549 | 0.62296 |  | 0.70084 | 0.57045 | 0.73524 | 0.62928 | 0.063265
7910 | 2004-11-25 | 14:00 | 0.4963 | 0.39462 | 0.53052 | 0.14099 | 0.48846 | 0.54364 | 0.54281 |  | 0.75911 | 0.56897 | 0.74144 | 0.62452 | 0.074007
7911 | 2004-11-25 | 15:00 | 0.4594 | 0.23951 | 0.61881 | 0.22866 | 0.52235 | 0.55463 | 0.48464 |  | 0.73369 | 0.57422 | 0.74838 | 0.61107 | 0.081824
7912 | 2004-11-25 | 16:00 | 0.42465 | 0.242 | 0.7243 | 0.32091 | 0.55456 | 0.61556 | 0.45203 |  | 0.70385 | 0.56922 | 0.75479 | 0.59392 | 0.08449
7913 | 2004-11-25 | 17:00 | 0.43301 | 0.12433 | 0.78592 | 0.2994 | 0.56053 | 0.70723 | 0.41393 |  | 0.71795 | 0.46552 | 0.75857 | 0.56334 | 0.08536
7914 | 2004-11-25 | 18:00 | 0.43216 | 0.17542 | 0.81524 | 0.30479 | 0.53968 | 0.74314 | 0.42862 |  | 0.72615 | 0.37853 | 0.75488 | 0.52459 | 0.092312
7915 | 2004-11-25 | 19:00 | 0.4096 | 0.34128 | 0.85447 | 0.30787 | 0.50133 | 0.80475 | 0.50157 |  | 0.70867 | 0.36077 | 0.7485 | 0.48856 | 0.095178
7916 | 2004-11-25 | 20:00 | 0.42197 | 0.46701 | 0.85254 | 0.28456 | 0.46544 | 0.8675 | 0.59846 |  | 0.69557 | 0.3518 | 0.74114 | 0.47834 | 0.10298
7917 | 2004-11-25 | 21:00 | 0.44079 | 0.54583 | 0.85171 | 0.2461 | 0.43525 | 0.87791 | 0.69691 |  | 0.69203 | 0.30935 | 0.73191 | 0.48364 | 0.11684
7918 | 2004-11-25 | 22:00 | 0.43939 | 0.65173 | 0.85806 | 0.21582 | 0.39937 | 0.88144 | 0.80027 |  | 0.69559 | 0.27996 | 0.72434 | 0.4755 | 0.12569
7919 | 2004-11-25 | 23:00 | 0.41539 | 0.64941 | 0.85595 | 0.18318 | 0.35896 | 0.85451 | 0.82109 |  | 0.66629 | 0.29308 | 0.7082 | 0.47725 | 0.12654
7920 | 2004-11-26 | 00:00 | 0.37631 | 0.64551 | 0.83624 | 0.21091 | 0.3649 | 0.84532 | 0.83774 |  | 0.6065 | 0.34325 | 0.67314 | 0.52931 | 0.12927
7921 | 2004-11-26 | 01:00 | 0.38099 | 0.71638 | 0.82442 | 0.25257 | 0.39422 | 0.81625 | 0.85831 |  | 0.60805 | 0.4359 | 0.68734 | 0.67777 | 0.16587
7922 | 2004-11-26 | 02:00 | 0.43665 | 0.69802 | 0.78065 | 0.29027 | 0.41034 | 0.78652 | 0.85629 |  | 0.56487 | 0.52749 | 0.73882 | 0.75451 | 0.30407
7923 | 2004-11-26 | 03:00 | 0.50189 | 0.67001 | 0.69888 | 0.34657 | 0.41004 | 0.75165 | 0.8513 |  | 0.53087 | 0.5928 | 0.78519 | 0.61185 | 0.47298
7924 | 2004-11-26 | 04:00 | 0.52063 | 0.72399 | 0.60051 | 0.41803 | 0.39742 | 0.69477 | 0.84593 |  | 0.50754 | 0.64389 | 0.71974 | 0.61646 | 0.45252
7925 | 2004-11-26 | 05:00 | 0.47766 | 0.68729 | 0.47545 | 0.481 | 0.37637 | 0.7437 | 0.8219 |  | 0.38896 | 0.66992 | 0.67371 | 0.63294 | 0.46666
7926 | 2004-11-26 | 06:00 | 0.4544 | 0.73921 | 0.40078 | 0.52882 | 0.36788 | 0.74236 | 0.79382 |  | 0.29238 | 0.6484 | 0.62338 | 0.53905 | 0.47763
7927 | 2004-11-26 | 07:00 | 0.45012 | 0.68052 | 0.37336 | 0.55953 | 0.35281 | 0.6846 | 0.76459 |  | 0.26054 | 0.60758 | 0.57234 | 0.49229 | 0.51124
7928 | 2004-11-26 | 08:00 | 0.42287 | 0.72028 | 0.33596 | 0.57431 | 0.34007 | 0.66319 | 0.73552 |  | 0.20711 | 0.56204 | 0.53656 | 0.495 | 0.46697
7929 | 2004-11-26 | 09:00 | 0.39637 | 0.7619 | 0.33318 | 0.54457 | 0.33682 | 0.64927 | 0.66431 |  | 0.18537 | 0.50576 | 0.53082 | 0.50515 | 0.41477
7930 | 2004-11-26 | 10:00 | 0.36903 | 0.68819 | 0.30729 | 0.48897 | 0.31819 | 0.6761 | 0.6241 |  | 0.19059 | 0.487 | 0.49162 | 0.50244 | 0.3892
7931 | 2004-11-26 | 11:00 | 0.35477 | 0.73737 | 0.25884 | 0.4258 | 0.25944 | 0.62472 | 0.57375 |  | 0.2079 | 0.49126 | 0.45127 | 0.4934 | 0.42393
7932 | 2004-11-26 | 12:00 | 0.41419 | 0.76342 | 0.20966 | 0.39035 | 0.22224 | 0.55141 | 0.55164 |  | 0.19232 | 0.4751 | 0.4255 | 0.48885 | 0.48118
7933 | 2004-11-26 | 13:00 | 0.46532 | 0.66415 | 0.16614 | 0.42743 | 0.19899 | 0.48675 | 0.58997 |  | 0.25232 | 0.42194 | 0.41757 | 0.48015 | 0.48989
7934 | 2004-11-26 | 14:00 | 0.45316 | 0.45809 | 0.13091 | 0.49674 | 0.21114 | 0.40859 | 0.61162 |  | 0.24489 | 0.44912 | 0.43362 | 0.50418 | 0.47255
7935 | 2004-11-26 | 15:00 | 0.46282 | 0.25811 | 0.1054 | 0.48851 | 0.22349 | 0.33437 | 0.61352 |  | 0.15985 | 0.48851 | 0.45002 | 0.50283 | 0.45463
7936 | 2004-11-26 | 16:00 | 0.45586 | 0.31304 | 0.10157 | 0.51413 | 0.23487 | 0.32346 | 0.60549 |  | 0.09465 | 0.49089 | 0.47795 | 0.51832 | 0.47454
7937 | 2004-11-26 | 17:00 | 0.43526 | 0.31279 | 0.10884 | 0.50836 | 0.22856 | 0.33798 | 0.58462 |  | 0.058983 | 0.4452 | 0.49868 | 0.52714 | 0.48036
7938 | 2004-11-26 | 18:00 | 0.41024 | 0.35612 | 0.1084 | 0.44603 | 0.2221 | 0.31534 | 0.54541 |  | 0.045562 | 0.36321 | 0.49151 | 0.51647 | 0.45449
7939 | 2004-11-26 | 19:00 | 0.42455 | 0.31554 | 0.10321 | 0.37735 | 0.21162 | 0.28784 | 0.49694 |  | 0.053994 | 0.30557 | 0.45047 | 0.49814 | 0.38419
7940 | 2004-11-26 | 20:00 | 0.44754 | 0.31143 | 0.11802 | 0.38451 | 0.22387 | 0.2805 | 0.47457 |  | 0.072066 | 0.28018 | 0.39261 | 0.49694 | 0.24481
7941 | 2004-11-26 | 21:00 | 0.47962 | 0.36709 | 0.13428 | 0.41425 | 0.24138 | 0.29314 | 0.45124 |  | 0.12041 | 0.30534 | 0.33502 | 0.5111 | 0.15435
7942 | 2004-11-26 | 22:00 | 0.54588 | 0.38928 | 0.12815 | 0.45029 | 0.2668 | 0.28884 | 0.42154 |  | 0.22676 | 0.34411 | 0.30445 | 0.54776 | 0.094486
7943 | 2004-11-26 | 23:00 | 0.63138 | 0.46136 | 0.18608 | 0.50592 | 0.30067 | 0.32894 | 0.42047 |  | 0.32047 | 0.40365 | 0.28538 | 0.57402 | 0.064228
7944 | 2004-11-27 | 00:00 | 0.65344 | 0.45557 | 0.23181 | 0.58955 | 0.34933 | 0.33379 | 0.41484 |  | 0.328 | 0.46102 | 0.27225 | 0.57199 | 0.057521
7945 | 2004-11-27 | 01:00 | 0.67473 | 0.57683 | 0.25674 | 0.61958 | 0.38339 | 0.33282 | 0.42717 |  | 0.32698 | 0.50645 | 0.27221 | 0.57283 | 0.062809
7946 | 2004-11-27 | 02:00 | 0.67371 | 0.63752 | 0.3108 | 0.66063 | 0.40782 | 0.36078 | 0.45581 |  | 0.34998 | 0.58266 | 0.29339 | 0.60825 | 0.084184
7947 | 2004-11-27 | 03:00 | 0.68704 | 0.68455 | 0.34292 | 0.66078 | 0.40773 | 0.43194 | 0.42744 |  | 0.355 | 0.64234 | 0.31732 | 0.63956 | 0.12658
7948 | 2004-11-27 | 04:00 | 0.71419 | 0.60966 | 0.33669 | 0.66751 | 0.4168 | 0.46752 | 0.40134 |  | 0.36425 | 0.66481 | 0.34814 | 0.65664 | 0.17656
7949 | 2004-11-27 | 05:00 | 0.70094 | 0.64544 | 0.33304 | 0.68945 | 0.44648 | 0.484 | 0.33021 |  | 0.36734 | 0.67112 | 0.34575 | 0.65585 | 0.20326
7950 | 2004-11-27 | 06:00 | 0.68908 | 0.8013 | 0.31778 | 0.67328 | 0.52113 | 0.5008 | 0.26547 |  | 0.38019 | 0.69738 | 0.32922 | 0.66722 | 0.1869
7951 | 2004-11-27 | 07:00 | 0.69968 | 0.85741 | 0.27517 | 0.64662 | 0.6059 | 0.52133 | 0.24115 |  | 0.3957 | 0.72496 | 0.30846 | 0.63865 | 0.19153
7952 | 2004-11-27 | 08:00 | 0.72322 | 0.89178 | 0.26596 | 0.63591 | 0.61727 | 0.52042 | 0.19958 |  | 0.40829 | 0.73237 | 0.29189 | 0.60206 | 0.2279
7953 | 2004-11-27 | 09:00 | 0.73605 | 0.90287 | 0.28985 | 0.64667 | 0.60857 | 0.54241 | 0.17994 |  | 0.44537 | 0.70307 | 0.27166 | 0.55352 | 0.28926
7954 | 2004-11-27 | 10:00 | 0.71771 | 0.91662 | 0.31659 | 0.64913 | 0.60074 | 0.58918 | 0.18422 |  | 0.46663 | 0.65251 | 0.24447 | 0.51492 | 0.38619
7955 | 2004-11-27 | 11:00 | 0.70729 | 0.9304 | 0.3206 | 0.63539 | 0.6048 | 0.60277 | 0.19418 |  | 0.50234 | 0.61354 | 0.2208 | 0.47984 | 0.47105
7956 | 2004-11-27 | 12:00 | 0.70655 | 0.93049 | 0.36025 | 0.61113 | 0.62786 | 0.64909 | 0.26228 |  | 0.51774 | 0.57899 | 0.19992 | 0.43118 | 0.52717
7957 | 2004-11-27 | 13:00 | 0.73413 | 0.90581 | 0.37774 | 0.57748 | 0.65909 | 0.69658 | 0.28739 |  | 0.57146 | 0.52317 | 0.18411 | 0.39176 | 0.53708
7958 | 2004-11-27 | 14:00 | 0.7752 | 0.89743 | 0.39397 | 0.58403 | 0.66617 | 0.74825 | 0.213 |  | 0.60722 | 0.55306 | 0.17417 | 0.35726 | 0.58424
7959 | 2004-11-27 | 15:00 | 0.79363 | 0.88689 | 0.42077 | 0.6 | 0.66749 | 0.77258 | 0.14011 |  | 0.61855 | 0.55642 | 0.16975 | 0.33685 | 0.58852
7960 | 2004-11-27 | 16:00 | 0.80843 | 0.85913 | 0.48454 | 0.59628 | 0.68757 | 0.79126 | 0.096186 |  | 0.5922 | 0.46202 | 0.16996 | 0.31771 | 0.52435
7961 | 2004-11-27 | 17:00 | 0.81452 | 0.80403 | 0.57007 | 0.60248 | 0.67916 | 0.78374 | 0.089945 |  | 0.51482 | 0.39257 | 0.16995 | 0.25553 | 0.46824
7962 | 2004-11-27 | 18:00 | 0.80509 | 0.47067 | 0.64029 | 0.60292 | 0.66119 | 0.78684 | 0.12302 |  | 0.47341 | 0.35712 | 0.16873 | 0.1968 | 0.49142
7963 | 2004-11-27 | 19:00 | 0.8024 | 0.34951 | 0.70636 | 0.61044 | 0.65395 | 0.81738 | 0.17131 |  | 0.51579 | 0.3166 | 0.15164 | 0.17245 | 0.48249
7964 | 2004-11-27 | 20:00 | 0.81113 | 0.16731 | 0.82252 | 0.62945 | 0.62449 | 0.85973 | 0.25889 |  | 0.65513 | 0.28448 | 0.11789 | 0.15275 | 0.44937
7965 | 2004-11-27 | 21:00 | 0.82464 | 0.10953 | 0.88791 | 0.66068 | 0.57312 | 0.909 | 0.39118 |  | 0.74727 | 0.26551 | 0.10024 | 0.1457 | 0.50452
7966 | 2004-11-27 | 22:00 | 0.83303 | 0.22846 | 0.90624 | 0.69426 | 0.53259 | 0.91907 | 0.47196 |  | 0.68114 | 0.27318 | 0.092613 | 0.14354 | 0.59439
7967 | 2004-11-27 | 23:00 | 0.83731 | 0.2711 | 0.91333 | 0.73312 | 0.49973 | 0.92129 | 0.51699 |  | 0.65047 | 0.28537 | 0.089364 | 0.17232 | 0.62824
7968 | 2004-11-28 | 00:00 | 0.81423 | 0.17436 | 0.92014 | 0.76956 | 0.4669 | 0.91911 | 0.54406 |  | 0.72378 | 0.31915 | 0.089964 | 0.19332 | 0.67463
7969 | 2004-11-28 | 01:00 | 0.80227 | 0.083314 | 0.90051 | 0.80634 | 0.46503 | 0.91314 | 0.55049 |  | 0.68126 | 0.36303 | 0.091169 | 0.2218 | 0.66175
7970 | 2004-11-28 | 02:00 | 0.80106 | 0.20545 | 0.82709 | 0.82792 | 0.44732 | 0.91887 | 0.58792 |  | 0.56812 | 0.42177 | 0.098959 | 0.26637 | 0.69302
7971 | 2004-11-28 | 03:00 | 0.78858 | 0.3832 | 0.76512 | 0.82847 | 0.41742 | 0.91887 | 0.62879 |  | 0.54515 | 0.43585 | 0.1112 | 0.3135 | 0.63494
7972 | 2004-11-28 | 04:00 | 0.76986 | 0.45918 | 0.71395 | 0.82221 | 0.42772 | 0.90368 | 0.61818 |  | 0.58462 | 0.46813 | 0.12618 | 0.34807 | 0.59755
7973 | 2004-11-28 | 05:00 | 0.75475 | 0.38631 | 0.69231 | 0.81738 | 0.42901 | 0.85355 | 0.6153 |  | 0.59082 | 0.51633 | 0.14249 | 0.37982 | 0.61121
7974 | 2004-11-28 | 06:00 | 0.74667 | 0.29295 | 0.73835 | 0.81349 | 0.38641 | 0.774 | 0.65638 |  | 0.68405 | 0.57105 | 0.15893 | 0.41391 | 0.69149
7975 | 2004-11-28 | 07:00 | 0.74634 | 0.22244 | 0.75865 | 0.79284 | 0.3645 | 0.70097 | 0.73571 |  | 0.7453 | 0.62157 | 0.16306 | 0.44778 | 0.77939
7976 | 2004-11-28 | 08:00 | 0.74051 | 0.2072 | 0.72864 | 0.7694 | 0.33171 | 0.62343 | 0.79832 |  | 0.73459 | 0.65596 | 0.15818 | 0.47754 | 0.82115
7977 | 2004-11-28 | 09:00 | 0.71363 | 0.21221 | 0.66792 | 0.72008 | 0.27156 | 0.58057 | 0.82915 |  | 0.75599 | 0.7001 | 0.16087 | 0.49807 | 0.82517
7978 | 2004-11-28 | 10:00 | 0.66489 | 0.22398 | 0.66847 | 0.61523 | 0.23054 | 0.53961 | 0.82848 |  | 0.67112 | 0.74076 | 0.1681 | 0.4994 | 0.83383
7979 | 2004-11-28 | 11:00 | 0.63542 | 0.15173 | 0.71559 | 0.47082 | 0.18808 | 0.52724 | 0.8392 |  | 0.63168 | 0.76249 | 0.17854 | 0.49681 | 0.82238
7980 | 2004-11-28 | 12:00 | 0.65239 | 0.1926 | 0.78299 | 0.37667 | 0.15565 | 0.64351 | 0.85681 |  | 0.59211 | 0.77453 | 0.18391 | 0.52455 | 0.78829
7981 | 2004-11-28 | 13:00 | 0.69092 | 0.32499 | 0.75046 | 0.39064 | 0.13331 | 0.70772 | 0.85953 |  | 0.65643 | 0.79091 | 0.19328 | 0.54921 | 0.78608
7982 | 2004-11-28 | 14:00 | 0.73144 | 0.13223 | 0.74676 | 0.39388 | 0.13633 | 0.75993 | 0.87382 |  | 0.70858 | 0.79856 | 0.21098 | 0.56977 | 0.72611
7983 | 2004-11-28 | 15:00 | 0.70865 | 0.021204 | 0.78813 | 0.37404 | 0.15941 | 0.75592 | 0.88641 |  | 0.67313 | 0.7981 | 0.22704 | 0.5908 | 0.72943
7984 | 2004-11-28 | 16:00 | 0.66428 | 0 | 0.80654 | 0.30132 | 0.18319 | 0.6953 | 0.89171 |  | 0.59719 | 0.79999 | 0.24037 | 0.61235 | 0.59699
7985 | 2004-11-28 | 17:00 | 0.66411 | 0.041048 | 0.77902 | 0.23531 | 0.15712 | 0.65566 | 0.86985 |  | 0.57856 | 0.83017 | 0.24691 | 0.63878 | 0.44701
7986 | 2004-11-28 | 18:00 | 0.57594 | 0.064809 | 0.75719 | 0.22065 | 0.11879 | 0.6534 | 0.82546 |  | 0.55117 | 0.84205 | 0.25028 | 0.64417 | 0.43095
7987 | 2004-11-28 | 19:00 | 0.43262 | 0.11989 | 0.80931 | 0.17851 | 0.10888 | 0.76243 | 0.81078 |  | 0.49772 | 0.827 | 0.24223 | 0.62704 | 0.46927
7988 | 2004-11-28 | 20:00 | 0.36113 | 0.17745 | 0.82572 | 0.143 | 0.12443 | 0.80594 | 0.84192 |  | 0.47957 | 0.81601 | 0.22044 | 0.62638 | 0.55104
7989 | 2004-11-28 | 21:00 | 0.32436 | 0.17861 | 0.81269 | 0.12027 | 0.15057 | 0.84446 | 0.82262 |  | 0.43554 | 0.82702 | 0.22393 | 0.63569 | 0.63636
7990 | 2004-11-28 | 22:00 | 0.28673 | 0.24234 | 0.81643 | 0.11774 | 0.17005 | 0.85907 | 0.81136 |  | 0.46112 | 0.84466 | 0.23551 | 0.63367 | 0.69464
7991 | 2004-11-28 | 23:00 | 0.27081 | 0.26043 | 0.80787 | 0.12659 | 0.18609 | 0.86426 | 0.83665 |  | 0.47814 | 0.82454 | 0.24481 | 0.65015 | 0.71152
7992 | 2004-11-29 | 00:00 | 0.28343 | 0.27938 | 0.78683 | 0.14977 | 0.19554 | 0.85783 | 0.83735 |  | 0.44094 | 0.81061 | 0.24523 | 0.6651 | 0.70926
7993 | 2004-11-29 | 01:00 | 0.23154 | 0.26316 | 0.77896 | 0.15532 | 0.22383 | 0.85989 | 0.79553 |  | 0.47017 | 0.81873 | 0.2949 | 0.62986 | 0.81571
7994 | 2004-11-29 | 02:00 | 0.2278 | 0.22085 | 0.77812 | 0.15655 | 0.23378 | 0.86151 | 0.7816 |  | 0.46134 | 0.79004 | 0.44925 | 0.63476 | 0.93233
7995 | 2004-11-29 | 03:00 | 0.23406 | 0.17386 | 0.70584 | 0.16129 | 0.24988 | 0.8543 | 0.70602 |  | 0.44169 | 0.74625 | 0.44818 | 0.61637 | 0.91316
7996 | 2004-11-29 | 04:00 | 0.22152 | 0.11376 | 0.60809 | 0.16802 | 0.26302 | 0.85438 | 0.73453 |  | 0.48972 | 0.70899 | 0.38863 | 0.67977 | 0.87693
7997 | 2004-11-29 | 05:00 | 0.22399 | 0.12858 | 0.56136 | 0.1797 | 0.27069 | 0.81855 | 0.7555 |  | 0.44678 | 0.70493 | 0.33222 | 0.70172 | 0.82006
7998 | 2004-11-29 | 06:00 | 0.2261 | 0.2251 | 0.47324 | 0.18319 | 0.29301 | 0.71419 | 0.75496 |  | 0.48182 | 0.6755 | 0.28089 | 0.71057 | 0.75258
7999 | 2004-11-29 | 07:00 | 0.22082 | 0.3044 | 0.36905 | 0.15924 | 0.31045 | 0.49416 | 0.76191 |  | 0.48407 | 0.69524 | 0.27471 | 0.72064 | 0.66852
8000 | 2004-11-29 | 08:00 | 0.19749 | 0.25162 | 0.31927 | 0.15339 | 0.31214 | 0.35908 | 0.79061 |  | 0.51053 | 0.73666 | 0.28598 | 0.71285 | 0.69116
8001 | 2004-11-29 | 09:00 | 0.15412 | 0.32663 | 0.29643 | 0.17322 | 0.33481 | 0.28497 | 0.75216 |  | 0.44472 | 0.77302 | 0.32504 | 0.70086 | 0.73569
8002 | 2004-11-29 | 10:00 | 0.15132 | 0.42743 | 0.21832 | 0.19857 | 0.35223 | 0.25504 | 0.75033 |  | 0.35949 | 0.80529 | 0.35947 | 0.7497 | 0.69366
8003 | 2004-11-29 | 11:00 | 0.21814 | 0.46288 | 0.19319 | 0.18641 | 0.36001 | 0.22907 | 0.71894 |  | 0.37405 | 0.80935 | 0.39177 | 0.72897 | 0.60131
8004 | 2004-11-29 | 12:00 | 0.23042 | 0.43712 | 0.2164 | 0.15731 | 0.33585 | 0.19518 | 0.69017 |  | 0.36045 | 0.78929 | 0.39484 | 0.67183 | 0.59129
8005 | 2004-11-29 | 13:00 | 0.26018 | 0.44009 | 0.23405 | 0.23668 | 0.30448 | 0.22109 | 0.69392 |  | 0.34353 | 0.771 | 0.40445 | 0.62722 | 0.64499
8006 | 2004-11-29 | 14:00 | 0.27951 | 0.23517 | 0.14372 | 0.21234 | 0.32915 | 0.23703 | 0.64672 |  | 0.33309 | 0.78818 | 0.40899 | 0.57408 | 0.63914
8007 | 2004-11-29 | 15:00 | 0.25638 | 0.099826 | 0.098792 | 0.20242 | 0.38301 | 0.14744 | 0.60735 |  | 0.28923 | 0.80991 | 0.40747 | 0.50762 | 0.65105
8008 | 2004-11-29 | 16:00 | 0.19675 | 0.1574 | 0.07372 | 0.20792 | 0.40689 | 0.075013 | 0.62078 |  | 0.26055 | 0.79946 | 0.39791 | 0.45468 | 0.68044
8009 | 2004-11-29 | 17:00 | 0.14842 | 0.1751 | 0.058996 | 0.20605 | 0.4177 | 0.054555 | 0.53999 |  | 0.22769 | 0.82046 | 0.39297 | 0.4432 | 0.70542
8010 | 2004-11-29 | 18:00 | 0.12315 | 0.28399 | 0.050594 | 0.18605 | 0.42476 | 0.032784 | 0.36742 |  | 0.20649 | 0.85154 | 0.39971 | 0.43847 | 0.70875
8011 | 2004-11-29 | 19:00 | 0.10881 | 0.23208 | 0.04804 | 0.17126 | 0.43017 | 0.025734 | 0.24885 |  | 0.19168 | 0.8621 | 0.3981 | 0.45982 | 0.69161
8012 | 2004-11-29 | 20:00 | 0.10634 | 0.24034 | 0.054855 | 0.17389 | 0.43851 | 0.032187 | 0.19045 |  | 0.21133 | 0.82427 | 0.37509 | 0.46253 | 0.67619
8013 | 2004-11-29 | 21:00 | 0.13551 | 0.21691 | 0.079962 | 0.19237 | 0.42629 | 0.044792 | 0.21223 |  | 0.25764 | 0.72949 | 0.35192 | 0.46854 | 0.69167
8014 | 2004-11-29 | 22:00 | 0.17159 | 0.23879 | 0.12579 | 0.20708 | 0.38361 | 0.077013 | 0.27955 |  | 0.30625 | 0.64063 | 0.33735 | 0.45742 | 0.7214
8015 | 2004-11-29 | 23:00 | 0.16709 | 0.23973 | 0.1544 | 0.21429 | 0.3666 | 0.10327 | 0.34431 |  | 0.34352 | 0.55428 | 0.3275 | 0.45631 | 0.73088
8016 | 2004-11-30 | 00:00 | 0.19126 | 0.16856 | 0.087201 | 0.24237 | 0.39901 | 0.10053 | 0.39511 |  | 0.29633 | 0.49979 | 0.32252 | 0.45235 | 0.70378
8017 | 2004-11-30 | 01:00 | 0.18032 | 0.096317 | 0.095277 | 0.27247 | 0.45332 | 0.097935 | 0.37092 |  | 0.29379 | 0.51317 | 0.33147 | 0.44045 | 0.65625
8018 | 2004-11-30 | 02:00 | 0.15369 | 0.20866 | 0.12266 | 0.28238 | 0.48503 | 0.13656 | 0.32674 |  | 0.3061 | 0.41662 | 0.34792 | 0.43649 | 0.57422
8019 | 2004-11-30 | 03:00 | 0.16569 | 0.34029 | 0.19097 | 0.29308 | 0.491 | 0.20207 | 0.29728 |  | 0.32933 | 0.38353 | 0.36452 | 0.42346 | 0.46667
8020 | 2004-11-30 | 04:00 | 0.15816 | 0.31266 | 0.25522 | 0.22502 | 0.4956 | 0.20495 | 0.26638 |  | 0.35787 | 0.36314 | 0.37742 | 0.41292 | 0.37697
8021 | 2004-11-30 | 05:00 | 0.14824 | 0.36015 | 0.23729 | 0.18727 | 0.52849 | 0.20062 | 0.2162 |  | 0.37372 | 0.32817 | 0.39143 | 0.3962 | 0.30485
8022 | 2004-11-30 | 06:00 | 0.15657 | 0.32469 | 0.16726 | 0.19267 | 0.56067 | 0.20141 | 0.16487 |  | 0.34248 | 0.35057 | 0.41048 | 0.36126 | 0.26525
8023 | 2004-11-30 | 07:00 | 0.18746 | 0.28868 | 0.1165 | 0.2095 | 0.55228 | 0.18239 | 0.11309 |  | 0.32657 | 0.34886 | 0.41691 | 0.32929 | 0.23658
8024 | 2004-11-30 | 08:00 | 0.18713 | 0.25038 | 0.098137 | 0.23355 | 0.54193 | 0.18474 | 0.077868 |  | 0.2985 | 0.33172 | 0.42569 | 0.29053 | 0.20349
8025 | 2004-11-30 | 09:00 | 0.16295 | 0.19925 | 0.095006 | 0.23275 | 0.52147 | 0.22115 | 0.071336 |  | 0.26191 | 0.29243 | 0.43358 | 0.25782 | 0.17571
8026 | 2004-11-30 | 10:00 | 0.13038 | 0.12247 | 0.082065 | 0.23383 | 0.51186 | 0.21464 | 0.078788 |  | 0.24271 | 0.25072 | 0.44527 | 0.23905 | 0.15122
8027 | 2004-11-30 | 11:00 | 0.11531 | 0.10468 | 0.070788 | 0.2148 | 0.50062 | 0.19534 | 0.097163 |  | 0.20205 | 0.24988 | 0.45993 | 0.22965 | 0.12043
8028 | 2004-11-30 | 12:00 | 0.17091 | 0.18628 | 0.064484 | 0.18519 | 0.47795 | 0.13694 | 0.12347 |  | 0.20498 | 0.2386 | 0.47832 | 0.23286 | 0.10013
8029 | 2004-11-30 | 13:00 | 0.2087 | 0.39599 | 0.072908 | 0.18418 | 0.47111 | 0.13223 | 0.1621 |  | 0.25543 | 0.21254 | 0.50584 | 0.25126 | 0.090879
8030 | 2004-11-30 | 14:00 | 0.17554 | 0.36779 | 0.10737 | 0.15219 | 0.47 | 0.15062 | 0.1944 |  | 0.26597 | 0.2551 | 0.52681 | 0.27057 | 0.085317
8031 | 2004-11-30 | 15:00 | 0.15688 | 0.33157 | 0.10623 | 0.18475 | 0.45694 | 0.10574 | 0.12446 |  | 0.25628 | 0.3665 | 0.5403 | 0.29025 | 0.08121
8032 | 2004-11-30 | 16:00 | 0.15018 | 0.21355 | 0.09405 | 0.15747 | 0.51189 | 0.064675 | 0.074182 |  | 0.24007 | 0.46834 | 0.54267 | 0.3173 | 0.071404
8033 | 2004-11-30 | 17:00 | 0.12054 | 0.36261 | 0.083465 | 0.10559 | 0.54729 | 0.038141 | 0.071684 |  | 0.24813 | 0.36973 | 0.539 | 0.33236 | 0.057453
8034 | 2004-11-30 | 18:00 | 0.081713 | 0.32529 | 0.09523 | 0.10365 | 0.4661 | 0.037168 | 0.084571 |  | 0.28532 | 0.30033 | 0.53299 | 0.36674 | 0.046834
8035 | 2004-11-30 | 19:00 | 0.073344 | 0.26983 | 0.10758 | 0.12964 | 0.40656 | 0.057067 | 0.085795 |  | 0.33373 | 0.27726 | 0.51468 | 0.41962 | 0.043026
8036 | 2004-11-30 | 20:00 | 0.0886 | 0.25736 | 0.15972 | 0.15639 | 0.37318 | 0.076811 | 0.092163 |  | 0.38352 | 0.25966 | 0.48508 | 0.4766 | 0.03311
8037 | 2004-11-30 | 21:00 | 0.12607 | 0.26471 | 0.25718 | 0.14646 | 0.33813 | 0.11515 | 0.12153 |  | 0.43415 | 0.27846 | 0.45662 | 0.52028 | 0.029438
8038 | 2004-11-30 | 22:00 | 0.16997 | 0.22361 | 0.35969 | 0.15718 | 0.32391 | 0.20713 | 0.16558 |  | 0.46866 | 0.31278 | 0.44178 | 0.54926 | 0.02866
8039 | 2004-11-30 | 23:00 | 0.19377 | 0.22477 | 0.42876 | 0.17705 | 0.33981 | 0.30456 | 0.19075 |  | 0.47699 | 0.27823 | 0.43521 | 0.53311 | 0.036783
8040 | 2004-12-01 | 00:00 | 0.26608 | 0.2689 | 0.44262 | 0.20234 | 0.37639 | 0.33014 | 0.21126 |  | 0.42681 | 0.25193 | 0.42578 | 0.47936 | 0.041719
8041 | 2004-12-01 | 01:00 | 0.30644 | 0.26487 | 0.43835 | 0.35125 | 0.46414 | 0.40803 | 0.22858 |  | 0.42329 | 0.35572 | 0.4316 | 0.44661 | 0.035498
8042 | 2004-12-01 | 02:00 | 0.28212 | 0.22632 | 0.44453 | 0.3417 | 0.53003 | 0.48241 | 0.26542 |  | 0.4162 | 0.46776 | 0.45148 | 0.47739 | 0.031401
8043 | 2004-12-01 | 03:00 | 0.28544 | 0.21477 | 0.49131 | 0.28657 | 0.56594 | 0.53825 | 0.29378 |  | 0.42909 | 0.57088 | 0.46596 | 0.51236 | 0.031007
8044 | 2004-12-01 | 04:00 | 0.35356 | 0.21339 | 0.57369 | 0.41537 | 0.55829 | 0.58789 | 0.3387 |  | 0.44621 | 0.61095 | 0.47238 | 0.53914 | 0.029707
8045 | 2004-12-01 | 05:00 | 0.49455 | 0.17643 | 0.5836 | 0.63043 | 0.56773 | 0.60135 | 0.33637 |  | 0.47886 | 0.60761 | 0.47417 | 0.53917 | 0.029974
8046 | 2004-12-01 | 06:00 | 0.63906 | 0.19315 | 0.6286 | 0.71565 | 0.5445 | 0.63759 | 0.32073 |  | 0.53325 | 0.59204 | 0.48243 | 0.53363 | 0.027807
8047 | 2004-12-01 | 07:00 | 0.76162 | 0.30126 | 0.65896 | 0.72845 | 0.53219 | 0.69864 | 0.36889 |  | 0.64936 | 0.50604 | 0.48537 | 0.52776 | 0.02762
8048 | 2004-12-01 | 08:00 | 0.8291 | 0.38151 | 0.71081 | 0.70731 | 0.51902 | 0.77576 | 0.45565 |  | 0.77578 | 0.40652 | 0.48192 | 0.51704 | 0.030297
8049 | 2004-12-01 | 09:00 | 0.85474 | 0.34392 | 0.76134 | 0.69197 | 0.51212 | 0.86285 | 0.52907 |  | 0.80739 | 0.32553 | 0.47399 | 0.4931 | 0.023336
8050 | 2004-12-01 | 10:00 | 0.87331 | 0.32401 | 0.77988 | 0.65841 | 0.49959 | 0.88541 | 0.61773 |  | 0.82694 | 0.28514 | 0.47064 | 0.45403 | 0.016971
8051 | 2004-12-01 | 11:00 | 0.86912 | 0.26158 | 0.84046 | 0.60436 | 0.43579 | 0.90359 | 0.67956 |  | 0.79448 | 0.25448 | 0.46525 | 0.40187 | 0.021061
8052 | 2004-12-01 | 12:00 | 0.84869 | 0.22661 | 0.90948 | 0.5355 | 0.373 | 0.91726 | 0.70773 |  | 0.7961 | 0.21904 | 0.45405 | 0.34326 | 0.03093
8053 | 2004-12-01 | 13:00 | 0.84046 | 0.25557 | 0.92543 | 0.53169 | 0.30639 | 0.92104 | 0.74948 |  | 0.77797 | 0.21112 | 0.44618 | 0.28389 | 0.033597
8054 | 2004-12-01 | 14:00 | 0.85701 | 0.22698 | 0.93059 | 0.54674 | 0.3313 | 0.8986 | 0.7975 |  | 0.73684 | 0.23138 | 0.43797 | 0.23455 | 0.030016
8055 | 2004-12-01 | 15:00 | 0.8958 | 0.19579 | 0.92862 | 0.63332 | 0.34286 | 0.90162 | 0.79274 |  | 0.70834 | 0.24173 | 0.42754 | 0.19765 | 0.029723
8056 | 2004-12-01 | 16:00 | 0.90123 | 0.25553 | 0.92162 | 0.70312 | 0.32671 | 0.85709 | 0.80037 |  | 0.67771 | 0.24932 | 0.41906 | 0.18371 | 0.032779
8057 | 2004-12-01 | 17:00 | 0.88658 | 0.25787 | 0.90392 | 0.64029 | 0.28201 | 0.85465 | 0.79918 |  | 0.69826 | 0.23326 | 0.40156 | 0.18431 | 0.038959
8058 | 2004-12-01 | 18:00 | 0.86591 | 0.37836 | 0.88324 | 0.52113 | 0.20902 | 0.89347 | 0.77854 |  | 0.6999 | 0.20144 | 0.38133 | 0.18549 | 0.043252
8059 | 2004-12-01 | 19:00 | 0.82716 | 0.38237 | 0.84836 | 0.41394 | 0.15631 | 0.896 | 0.74535 |  | 0.67187 | 0.16657 | 0.35754 | 0.17653 | 0.048195
8060 | 2004-12-01 | 20:00 | 0.76375 | 0.41141 | 0.81805 | 0.30664 | 0.12059 | 0.86735 | 0.77208 |  | 0.63986 | 0.14004 | 0.32727 | 0.19797 | 0.049688
8061 | 2004-12-01 | 21:00 | 0.71737 | 0.41837 | 0.82861 | 0.24183 | 0.10374 | 0.83082 | 0.82778 |  | 0.61379 | 0.11301 | 0.2921 | 0.23496 | 0.048458
8062 | 2004-12-01 | 22:00 | 0.67757 | 0.37634 | 0.84797 | 0.22775 | 0.10855 | 0.83094 | 0.84246 |  | 0.56122 | 0.10437 | 0.25592 | 0.23371 | 0.058419
8063 | 2004-12-01 | 23:00 | 0.63982 | 0.35831 | 0.84914 | 0.24051 | 0.12311 | 0.88184 | 0.8375 |  | 0.48643 | 0.11752 | 0.23275 | 0.22714 | 0.078308
8064 | 2004-12-02 | 00:00 | 0.61372 | 0.28311 | 0.85445 | 0.24549 | 0.14498 | 0.90936 | 0.84279 |  | 0.46339 | 0.14228 | 0.21016 | 0.25823 | 0.087709
8065 | 2004-12-02 | 01:00 | 0.62282 | 0.21276 | 0.847 | 0.17429 | 0.16791 | 0.90989 | 0.85206 |  | 0.44565 | 0.16305 | 0.20919 | 0.41357 | 0.092499
8066 | 2004-12-02 | 02:00 | 0.6378 | 0.27973 | 0.84218 | 0.19005 | 0.2018 | 0.90938 | 0.86058 |  | 0.48912 | 0.19632 | 0.2579 | 0.47105 | 0.1208
8067 | 2004-12-02 | 03:00 | 0.59821 | 0.32312 | 0.82937 | 0.23468 | 0.23128 | 0.90616 | 0.87375 |  | 0.47554 | 0.24276 | 0.28277 | 0.4177 | 0.11703
8068 | 2004-12-02 | 04:00 | 0.57233 | 0.2891 | 0.80923 | 0.29919 | 0.26936 | 0.90589 | 0.88806 |  | 0.42602 | 0.27012 | 0.24641 | 0.4339 | 0.09717
8069 | 2004-12-02 | 05:00 | 0.49637 | 0.17282 | 0.72431 | 0.25491 | 0.3035 | 0.90711 | 0.87069 |  | 0.37509 | 0.28722 | 0.19648 | 0.40375 | 0.12401
8070 | 2004-12-02 | 06:00 | 0.35258 | 0.16523 | 0.61578 | 0.17971 | 0.36487 | 0.88779 | 0.84488 |  | 0.32031 | 0.37529 | 0.20007 | 0.37171 | 0.15621
8071 | 2004-12-02 | 07:00 | 0.26282 | 0.051683 | 0.53604 | 0.087872 | 0.42333 | 0.84759 | 0.84237 |  | 0.26579 | 0.46192 | 0.21016 | 0.37465 | 0.1891
8072 | 2004-12-02 | 08:00 | 0.21618 | 0.03417 | 0.46433 | 0.030138 | 0.46258 | 0.81662 | 0.81221 |  | 0.21519 | 0.51197 | 0.23609 | 0.39356 | 0.18833
8073 | 2004-12-02 | 09:00 | 0.16404 | 0.070348 | 0.41877 | 0.021008 | 0.49589 | 0.77716 | 0.7637 |  | 0.15764 | 0.58327 | 0.28324 | 0.38887 | 0.19658
8074 | 2004-12-02 | 10:00 | 0.12369 | 0.066361 | 0.38446 | 0.019086 | 0.52882 | 0.7312 | 0.74649 |  | 0.11325 | 0.62266 | 0.33586 | 0.41528 | 0.18814
8075 | 2004-12-02 | 11:00 | 0.11239 | 0.06466 | 0.3262 | 0.024193 | 0.57221 | 0.68622 | 0.70911 |  | 0.081019 | 0.63798 | 0.36899 | 0.38773 | 0.1561
8076 | 2004-12-02 | 12:00 | 0.092061 | 0.049359 | 0.24486 | 0.033193 | 0.58026 | 0.65666 | 0.68269 |  | 0.067536 | 0.60857 | 0.36868 | 0.34878 | 0.13832
8077 | 2004-12-02 | 13:00 | 0.11442 | 0.061469 | 0.22881 | 0.043769 | 0.59649 | 0.65876 | 0.71054 |  | 0.082584 | 0.49149 | 0.37595 | 0.32728 | 0.15257
8078 | 2004-12-02 | 14:00 | 0.17356 | 0.099053 | 0.20066 | 0.073312 | 0.61979 | 0.65099 | 0.77202 |  | 0.10941 | 0.53729 | 0.38559 | 0.30435 | 0.20202
8079 | 2004-12-02 | 15:00 | 0.13351 | 0.16299 | 0.13039 | 0.12053 | 0.65825 | 0.6098 | 0.7829 |  | 0.076032 | 0.62917 | 0.39595 | 0.29762 | 0.23458
8080 | 2004-12-02 | 16:00 | 0.081681 | 0.25423 | 0.10655 | 0.19256 | 0.68318 | 0.50644 | 0.7655 |  | 0.04895 | 0.60817 | 0.41056 | 0.28536 | 0.25392
8081 | 2004-12-02 | 17:00 | 0.10223 | 0.25743 | 0.10236 | 0.20058 | 0.65282 | 0.41213 | 0.75373 |  | 0.060029 | 0.52583 | 0.42599 | 0.26447 | 0.25456
8082 | 2004-12-02 | 18:00 | 0.14433 | 0.27613 | 0.092453 | 0.21988 | 0.59423 | 0.31857 | 0.72015 |  | 0.076375 | 0.41753 | 0.4419 | 0.22238 | 0.25589
8083 | 2004-12-02 | 19:00 | 0.21579 | 0.1779 | 0.073584 | 0.29177 | 0.55081 | 0.23775 | 0.67555 |  | 0.089934 | 0.32574 | 0.44412 | 0.19192 | 0.24373
8084 | 2004-12-02 | 20:00 | 0.31583 | 0.17103 | 0.078487 | 0.38639 | 0.52979 | 0.18499 | 0.61307 |  | 0.12685 | 0.26987 | 0.43485 | 0.18664 | 0.22504
8085 | 2004-12-02 | 21:00 | 0.3947 | 0.13032 | 0.10994 | 0.4692 | 0.50247 | 0.11724 | 0.54033 |  | 0.17125 | 0.22698 | 0.42078 | 0.18961 | 0.23053
8086 | 2004-12-02 | 22:00 | 0.46277 | 0.12649 | 0.16163 | 0.53362 | 0.49874 | 0.069707 | 0.48359 |  | 0.26139 | 0.2054 | 0.41755 | 0.18516 | 0.26668
8087 | 2004-12-02 | 23:00 | 0.55277 | 0.15178 | 0.22308 | 0.57917 | 0.48629 | 0.054319 | 0.4327 |  | 0.34031 | 0.1902 | 0.42851 | 0.17796 | 0.32253
8088 | 2004-12-03 | 00:00 | 0.60236 | 0.18438 | 0.19714 | 0.64863 | 0.50132 | 0.033073 | 0.3757 |  | 0.3146 | 0.20251 | 0.44121 | 0.17791 | 0.36082
8089 | 2004-12-03 | 01:00 | 0.60421 | 0.17781 | 0.21037 | 0.74544 | 0.51984 | 0.043552 | 0.33344 |  | 0.34318 | 0.19091 | 0.46838 | 0.20828 | 0.41388
8090 | 2004-12-03 | 02:00 | 0.64458 | 0.23272 | 0.26057 | 0.77473 | 0.53854 | 0.069226 | 0.26697 |  | 0.37021 | 0.20015 | 0.49515 | 0.24357 | 0.41168
8091 | 2004-12-03 | 03:00 | 0.66784 | 0.28867 | 0.27638 | 0.79718 | 0.53751 | 0.095414 | 0.2036 |  | 0.3743 | 0.22894 | 0.51317 | 0.27763 | 0.3856
8092 | 2004-12-03 | 04:00 | 0.70238 | 0.22708 | 0.32334 | 0.78621 | 0.54944 | 0.13037 | 0.17875 |  | 0.44912 | 0.28655 | 0.51873 | 0.30958 | 0.3691
8093 | 2004-12-03 | 05:00 | 0.75734 | 0.29513 | 0.36645 | 0.71663 | 0.57461 | 0.18013 | 0.14043 |  | 0.57544 | 0.33936 | 0.51754 | 0.34869 | 0.333
8094 | 2004-12-03 | 06:00 | 0.73562 | 0.20116 | 0.39013 | 0.61941 | 0.5758 | 0.2618 | 0.11026 |  | 0.63651 | 0.38735 | 0.51274 | 0.38813 | 0.33311
8095 | 2004-12-03 | 07:00 | 0.65123 | 0.24909 | 0.40501 | 0.50059 | 0.59317 | 0.3196 | 0.087016 |  | 0.61003 | 0.45634 | 0.51001 | 0.40839 | 0.33549
8096 | 2004-12-03 | 08:00 | 0.58929 | 0.20192 | 0.42786 | 0.36772 | 0.64104 | 0.37794 | 0.078198 |  | 0.56626 | 0.52846 | 0.50776 | 0.40087 | 0.33898
8097 | 2004-12-03 | 09:00 | 0.5425 | 0.22506 | 0.4792 | 0.27872 | 0.71061 | 0.47971 | 0.089139 |  | 0.49512 | 0.58522 | 0.50058 | 0.39965 | 0.33937
8098 | 2004-12-03 | 10:00 | 0.43836 | 0.32922 | 0.50728 | 0.27353 | 0.76131 | 0.60116 | 0.12222 |  | 0.45225 | 0.63274 | 0.49441 | 0.40465 | 0.34753
8099 | 2004-12-03 | 11:00 | 0.31697 | 0.35663 | 0.48213 | 0.21752 | 0.76605 | 0.64529 | 0.16881 |  | 0.41178 | 0.65582 | 0.48392 | 0.43815 | 0.35076
8100 | 2004-12-03 | 12:00 | 0.24142 | 0.41104 | 0.47526 | 0.13561 | 0.72979 | 0.65604 | 0.21069 |  | 0.37119 | 0.66238 | 0.47165 | 0.48098 | 0.35651
8101 | 2004-12-03 | 13:00 | 0.23408 | 0.39571 | 0.54613 | 0.081968 | 0.70507 | 0.714 | 0.21603 |  | 0.38106 | 0.64642 | 0.46541 | 0.50848 | 0.35922
8102 | 2004-12-03 | 14:00 | 0.2132 | 0.3343 | 0.5721 | 0.054048 | 0.69139 | 0.70743 | 0.18867 |  | 0.36844 | 0.67245 | 0.46443 | 0.52471 | 0.35958
8103 | 2004-12-03 | 15:00 | 0.14561 | 0.2654 | 0.57997 | 0.0682 | 0.66817 | 0.68846 | 0.18605 |  | 0.31954 | 0.71551 | 0.46865 | 0.53268 | 0.35717
8104 | 2004-12-03 | 16:00 | 0.10383 | 0.19685 | 0.63357 | 0.11854 | 0.684 | 0.67918 | 0.20371 |  | 0.28832 | 0.72094 | 0.47591 | 0.54053 | 0.35273
8105 | 2004-12-03 | 17:00 | 0.088911 | 0.17551 | 0.68408 | 0.21176 | 0.6721 | 0.67536 | 0.23734 |  | 0.26599 | 0.64328 | 0.48146 | 0.5402 | 0.33846
8106 | 2004-12-03 | 18:00 | 0.090963 | 0.064431 | 0.71963 | 0.22564 | 0.64682 | 0.70875 | 0.27781 |  | 0.2555 | 0.59182 | 0.48378 | 0.50651 | 0.31208
8107 | 2004-12-03 | 19:00 | 0.12164 | 0.029576 | 0.74447 | 0.27921 | 0.64069 | 0.74948 | 0.29506 |  | 0.23646 | 0.54605 | 0.47461 | 0.43527 | 0.28475
8108 | 2004-12-03 | 20:00 | 0.15629 | 0 | 0.74752 | 0.37805 | 0.60713 | 0.74458 | 0.312 |  | 0.21292 | 0.46978 | 0.47053 | 0.35924 | 0.24141
8109 | 2004-12-03 | 21:00 | 0.22768 | 0 | 0.73827 | 0.42961 | 0.57516 | 0.65951 | 0.33981 |  | 0.20172 | 0.36469 | 0.46592 | 0.33025 | 0.2025
8110 | 2004-12-03 | 22:00 | 0.30225 | 0 | 0.68565 | 0.55884 | 0.6097 | 0.55795 | 0.34592 |  | 0.25291 | 0.30987 | 0.46598 | 0.321 | 0.19882
8111 | 2004-12-03 | 23:00 | 0.37263 | 0 | 0.5829 | 0.69826 | 0.6789 | 0.46155 | 0.32403 |  | 0.29271 | 0.28279 | 0.47214 | 0.30782 | 0.20854
8112 | 2004-12-04 | 00:00 | 0.45349 | 0 | 0.38876 | 0.79258 | 0.77586 | 0.35733 | 0.29217 |  | 0.22061 | 0.31032 | 0.47963 | 0.33355 | 0.21517
8113 | 2004-12-04 | 01:00 | 0.50011 | 0 | 0.31215 | 0.80847 | 0.8234 | 0.31662 | 0.29888 |  | 0.21402 | 0.30862 | 0.50635 | 0.38157 | 0.21153
8114 | 2004-12-04 | 02:00 | 0.55705 | 0 | 0.30608 | 0.84013 | 0.85867 | 0.30879 | 0.2895 |  | 0.28296 | 0.36146 | 0.53558 | 0.42304 | 0.1919
8115 | 2004-12-04 | 03:00 | 0.6302 | 0 | 0.25944 | 0.87139 | 0.86774 | 0.32889 | 0.2717 |  | 0.31292 | 0.43042 | 0.56558 | 0.45752 | 0.174
8116 | 2004-12-04 | 04:00 | 0.65677 | 0 | 0.21318 | 0.87809 | 0.86596 | 0.33781 | 0.28461 |  | 0.36162 | 0.51487 | 0.57889 | 0.48729 | 0.17127
8117 | 2004-12-04 | 05:00 | 0.65179 | 0 | 0.18703 | 0.86215 | 0.86332 | 0.33907 | 0.27057 |  | 0.37996 | 0.59511 | 0.5928 | 0.5096 | 0.1531
8118 | 2004-12-04 | 06:00 | 0.65778 | 0 | 0.1462 | 0.82323 | 0.86175 | 0.35706 | 0.2192 |  | 0.35652 | 0.65007 | 0.60538 | 0.5246 | 0.12851
8119 | 2004-12-04 | 07:00 | 0.66601 | 0 | 0.12183 | 0.79208 | 0.85635 | 0.37357 | 0.17699 |  | 0.35207 | 0.71427 | 0.61111 | 0.52194 | 0.11338
8120 | 2004-12-04 | 08:00 | 0.69696 | 0 | 0.15058 | 0.76813 | 0.85272 | 0.49356 | 0.13556 |  | 0.29786 | 0.73453 | 0.61272 | 0.5134 | 0.10898
8121 | 2004-12-04 | 09:00 | 0.71697 | 0 | 0.20458 | 0.75466 | 0.84787 | 0.62334 | 0.073341 |  | 0.28466 | 0.71524 | 0.61028 | 0.51162 | 0.1169
8122 | 2004-12-04 | 10:00 | 0.70431 | 0 | 0.24443 | 0.75846 | 0.83022 | 0.70672 | 0.058281 |  | 0.26938 | 0.69752 | 0.60835 | 0.49901 | 0.12402
8123 | 2004-12-04 | 11:00 | 0.68853 | 0 | 0.23885 | 0.78546 | 0.78549 | 0.73476 | 0.07013 |  | 0.24662 | 0.67621 | 0.59926 | 0.48128 | 0.12412
8124 | 2004-12-04 | 12:00 | 0.71727 | 0 | 0.26081 | 0.79541 | 0.71205 | 0.70342 | 0.11547 |  | 0.15243 | 0.63263 | 0.58376 | 0.46433 | 0.134
8125 | 2004-12-04 | 13:00 | 0.76978 | 0 | 0.27569 | 0.83532 | 0.66722 | 0.7384 | 0.14285 |  | 0.16979 | 0.61209 | 0.56749 | 0.4462 | 0.14381
8126 | 2004-12-04 | 14:00 | 0.80631 | 0 | 0.27113 | 0.87474 | 0.6418 | 0.81068 | 0.15781 |  | 0.21431 | 0.57503 | 0.54332 | 0.42936 | 0.12901
8127 | 2004-12-04 | 15:00 | 0.81901 | 0 | 0.26156 | 0.89194 | 0.56719 | 0.83022 | 0.15205 |  | 0.14647 | 0.57161 | 0.52201 | 0.40792 | 0.11101
8128 | 2004-12-04 | 16:00 | 0.82796 | 0.016713 | 0.24453 | 0.89749 | 0.49507 | 0.83093 | 0.1379 |  | 0.098858 | 0.53902 | 0.49301 | 0.3828 | 0.11162
8129 | 2004-12-04 | 17:00 | 0.8303 | 0 | 0.25555 | 0.89564 | 0.43809 | 0.82981 | 0.12775 |  | 0.10698 | 0.46892 | 0.47443 | 0.36399 | 0.12089
8130 | 2004-12-04 | 18:00 | 0.81679 | 0 | 0.26338 | 0.87454 | 0.33618 | 0.84162 | 0.15306 |  | 0.12101 | 0.39801 | 0.46262 | 0.3372 | 0.12838
8131 | 2004-12-04 | 19:00 | 0.80841 | 0 | 0.27809 | 0.79368 | 0.22167 | 0.83643 | 0.19776 |  | 0.105 | 0.33477 | 0.42306 | 0.31007 | 0.12579
8132 | 2004-12-04 | 20:00 | 0.81065 | 0.052167 | 0.39831 | 0.65845 | 0.13859 | 0.84987 | 0.33453 |  | 0.1005 | 0.28433 | 0.36965 | 0.28405 | 0.11152
8133 | 2004-12-04 | 21:00 | 0.82173 | 0.059375 | 0.52649 | 0.53208 | 0.10464 | 0.88976 | 0.47982 |  | 0.12794 | 0.2699 | 0.32215 | 0.27925 | 0.098829
8134 | 2004-12-04 | 22:00 | 0.81986 | 0.09566 | 0.62225 | 0.46554 | 0.10134 | 0.90001 | 0.56816 |  | 0.18059 | 0.24973 | 0.28353 | 0.2534 | 0.1023
8135 | 2004-12-04 | 23:00 | 0.8022 | 0.11314 | 0.66731 | 0.42985 | 0.13239 | 0.90067 | 0.64936 |  | 0.28168 | 0.24133 | 0.2599 | 0.28539 | 0.11392
8136 | 2004-12-05 | 00:00 | 0.7685 | 0.15323 | 0.72702 | 0.43207 | 0.18885 | 0.89544 | 0.67889 |  | 0.3215 | 0.27658 | 0.24675 | 0.3077 | 0.12226
8137 | 2004-12-05 | 01:00 | 0.73224 | 0.23035 | 0.77634 | 0.38604 | 0.21982 | 0.8973 | 0.66567 |  | 0.37863 | 0.3688 | 0.31434 | 0.37432 | 0.10277
8138 | 2004-12-05 | 02:00 | 0.70237 | 0.33715 | 0.78885 | 0.37223 | 0.26793 | 0.90457 | 0.63966 |  | 0.44399 | 0.40473 | 0.49209 | 0.41887 | 0.1686
8139 | 2004-12-05 | 03:00 | 0.62488 | 0.44518 | 0.82533 | 0.41727 | 0.30032 | 0.90916 | 0.65066 |  | 0.52132 | 0.40342 | 0.49694 | 0.4419 | 0.18908
8140 | 2004-12-05 | 04:00 | 0.53944 | 0.51291 | 0.81723 | 0.38499 | 0.32459 | 0.88897 | 0.69143 |  | 0.58617 | 0.42536 | 0.46091 | 0.46255 | 0.22238
8141 | 2004-12-05 | 05:00 | 0.44101 | 0.48671 | 0.78023 | 0.31284 | 0.36677 | 0.86842 | 0.71481 |  | 0.55126 | 0.45393 | 0.4253 | 0.49212 | 0.25024
8142 | 2004-12-05 | 06:00 | 0.33115 | 0.40693 | 0.70948 | 0.27231 | 0.39084 | 0.84106 | 0.72335 |  | 0.49131 | 0.49272 | 0.41413 | 0.52349 | 0.31016
8143 | 2004-12-05 | 07:00 | 0.24501 | 0.35198 | 0.61323 | 0.21177 | 0.40906 | 0.7912 | 0.71491 |  | 0.42718 | 0.54626 | 0.39785 | 0.53146 | 0.37478
8144 | 2004-12-05 | 08:00 | 0.17965 | 0.30834 | 0.50067 | 0.11366 | 0.42803 | 0.69353 | 0.69156 |  | 0.37186 | 0.58779 | 0.3893 | 0.52733 | 0.36936
8145 | 2004-12-05 | 09:00 | 0.14853 | 0.17955 | 0.37203 | 0.074679 | 0.45683 | 0.55619 | 0.65063 |  | 0.3348 | 0.65114 | 0.40253 | 0.57462 | 0.38711
8146 | 2004-12-05 | 10:00 | 0.11877 | 0.24946 | 0.28956 | 0.099175 | 0.49448 | 0.44082 | 0.62122 |  | 0.29511 | 0.67926 | 0.44314 | 0.5974 | 0.42432
8147 | 2004-12-05 | 11:00 | 0.096693 | 0.4993 | 0.25393 | 0.15366 | 0.48795 | 0.40369 | 0.61609 |  | 0.24227 | 0.66859 | 0.45833 | 0.59351 | 0.46575
8148 | 2004-12-05 | 12:00 | 0.092605 | 0.53165 | 0.31572 | 0.19626 | 0.45414 | 0.39308 | 0.63332 |  | 0.21468 | 0.62789 | 0.46816 | 0.5991 | 0.53276
8149 | 2004-12-05 | 13:00 | 0.10053 | 0.49981 | 0.43849 | 0.14025 | 0.45351 | 0.44335 | 0.72095 |  | 0.21353 | 0.58433 | 0.46603 | 0.58778 | 0.54122
8150 | 2004-12-05 | 14:00 | 0.11345 | 0.44269 | 0.45859 | 0.15463 | 0.46362 | 0.48345 | 0.76847 |  | 0.20213 | 0.61998 | 0.47685 | 0.56236 | 0.50758
8151 | 2004-12-05 | 15:00 | 0.11068 | 0.35322 | 0.38779 | 0.21288 | 0.47813 | 0.41887 | 0.79 |  | 0.15772 | 0.68885 | 0.47832 | 0.54801 | 0.46554
8152 | 2004-12-05 | 16:00 | 0.086161 | 0.24301 | 0.31374 | 0.26301 | 0.50539 | 0.38927 | 0.78754 |  | 0.095552 | 0.72615 | 0.49432 | 0.54461 | 0.46025
8153 | 2004-12-05 | 17:00 | 0.077277 | 0.27721 | 0.25073 | 0.27119 | 0.54549 | 0.35315 | 0.76474 |  | 0.058598 | 0.75065 | 0.52352 | 0.52554 | 0.43706
8154 | 2004-12-05 | 18:00 | 0.10278 | 0.49752 | 0.19165 | 0.26981 | 0.57886 | 0.30967 | 0.74518 |  | 0.053158 | 0.76651 | 0.55058 | 0.47399 | 0.40969
8155 | 2004-12-05 | 19:00 | 0.16246 | 0.40157 | 0.18336 | 0.30467 | 0.60471 | 0.27901 | 0.73143 |  | 0.067656 | 0.77126 | 0.56618 | 0.43767 | 0.40483
8156 | 2004-12-05 | 20:00 | 0.23029 | 0.40491 | 0.15425 | 0.39757 | 0.61944 | 0.22869 | 0.69554 |  | 0.10538 | 0.76333 | 0.57127 | 0.45447 | 0.33964
8157 | 2004-12-05 | 21:00 | 0.32498 | 0.43655 | 0.12944 | 0.53296 | 0.61524 | 0.18968 | 0.66543 |  | 0.18408 | 0.73479 | 0.55783 | 0.46392 | 0.24111
8158 | 2004-12-05 | 22:00 | 0.41461 | 0.31858 | 0.14655 | 0.64828 | 0.62077 | 0.16175 | 0.64449 |  | 0.30211 | 0.63626 | 0.51996 | 0.44995 | 0.19636
8159 | 2004-12-05 | 23:00 | 0.49706 | 0.35644 | 0.15647 | 0.78203 | 0.61623 | 0.12402 | 0.59964 |  | 0.34576 | 0.52205 | 0.48831 | 0.41347 | 0.16999
8160 | 2004-12-06 | 00:00 | 0.57841 | 0.36406 | 0.12873 | 0.84861 | 0.61254 | 0.096428 | 0.58888 |  | 0.30732 | 0.49587 | 0.46049 | 0.39495 | 0.1553
8161 | 2004-12-06 | 01:00 | 0.60144 | 0.29985 | 0.10664 | 0.8404 | 0.60082 | 0.080992 | 0.55712 |  | 0.3204 | 0.48804 | 0.45208 | 0.38647 | 0.13342
8162 | 2004-12-06 | 02:00 | 0.61032 | 0.22401 | 0.10897 | 0.85442 | 0.5916 | 0.086602 | 0.45827 |  | 0.34204 | 0.48701 | 0.48379 | 0.39406 | 0.11817
8163 | 2004-12-06 | 03:00 | 0.65058 | 0.15549 | 0.13711 | 0.79275 | 0.56808 | 0.085564 | 0.37869 |  | 0.35129 | 0.5097 | 0.5312 | 0.40377 | 0.12746
8164 | 2004-12-06 | 04:00 | 0.70245 | 0.15254 | 0.18805 | 0.76329 | 0.5669 | 0.093218 | 0.33732 |  | 0.35948 | 0.5419 | 0.57405 | 0.41769 | 0.12665
8165 | 2004-12-06 | 05:00 | 0.69022 | 0.29143 | 0.23082 | 0.80945 | 0.56102 | 0.13356 | 0.27181 |  | 0.36293 | 0.49921 | 0.59038 | 0.4138 | 0.10956
8166 | 2004-12-06 | 06:00 | 0.68963 | 0.36135 | 0.28289 | 0.83093 | 0.54236 | 0.22944 | 0.19053 |  | 0.38096 | 0.43421 | 0.58501 | 0.40974 | 0.087094
8167 | 2004-12-06 | 07:00 | 0.72275 | 0.29358 | 0.32251 | 0.79617 | 0.50555 | 0.27465 | 0.14427 |  | 0.3734 | 0.42127 | 0.58317 | 0.41524 | 0.079391
8168 | 2004-12-06 | 08:00 | 0.72786 | 0.17927 | 0.40166 | 0.73387 | 0.47752 | 0.34277 | 0.10406 |  | 0.36623 | 0.41769 | 0.57562 | 0.42324 | 0.074549
8169 | 2004-12-06 | 09:00 | 0.70539 | 0.033543 | 0.47101 | 0.67013 | 0.44375 | 0.38277 | 0.093363 |  | 0.41086 | 0.38651 | 0.54836 | 0.435 | 0.07218
8170 | 2004-12-06 | 10:00 | 0.64905 | 0.034835 | 0.49122 | 0.59494 | 0.41653 | 0.39918 | 0.10689 |  | 0.43055 | 0.36341 | 0.52578 | 0.43978 | 0.065426
8171 | 2004-12-06 | 11:00 | 0.59247 | 0.15814 | 0.48178 | 0.4998 | 0.40255 | 0.39993 | 0.13344 |  | 0.36659 | 0.31132 | 0.51009 | 0.42763 | 0.069798
8172 | 2004-12-06 | 12:00 | 0.59031 | 0.31213 | 0.5189 | 0.44043 | 0.39132 | 0.47143 | 0.18977 |  | 0.32817 | 0.2559 | 0.50244 | 0.42655 | 0.087217
8173 | 2004-12-06 | 13:00 | 0.60399 | 0.42819 | 0.55965 | 0.37645 | 0.35339 | 0.4878 | 0.23048 |  | 0.34457 | 0.24751 | 0.49083 | 0.43245 | 0.11216
8174 | 2004-12-06 | 14:00 | 0.63394 | 0.35723 | 0.60218 | 0.41465 | 0.35505 | 0.46452 | 0.22549 |  | 0.40142 | 0.26568 | 0.47021 | 0.43318 | 0.14283
8175 | 2004-12-06 | 15:00 | 0.64695 | 0.28048 | 0.61203 | 0.44669 | 0.38982 | 0.45943 | 0.17878 |  | 0.4186 | 0.28625 | 0.44645 | 0.42501 | 0.17705
8176 | 2004-12-06 | 16:00 | 0.57299 | 0.60849 | 0.51782 | 0.43555 | 0.39338 | 0.40583 | 0.13215 |  | 0.36325 | 0.27481 | 0.42955 | 0.43499 | 0.22897
8177 | 2004-12-06 | 17:00 | 0.47116 | 0.49522 | 0.38318 | 0.37445 | 0.34097 | 0.3469 | 0.096921 |  | 0.28058 | 0.21382 | 0.41514 | 0.42026 | 0.32747
8178 | 2004-12-06 | 18:00 | 0.42534 | 0.41155 | 0.32977 | 0.31707 | 0.26893 | 0.36112 | 0.080411 |  | 0.23548 | 0.16492 | 0.41007 | 0.39804 | 0.37606
8179 | 2004-12-06 | 19:00 | 0.3692 | 0.47864 | 0.27975 | 0.27771 | 0.22346 | 0.38987 | 0.095585 |  | 0.2397 | 0.17876 | 0.39584 | 0.35941 | 0.40604
8180 | 2004-12-06 | 20:00 | 0.29286 | 0.46224 | 0.27703 | 0.24127 | 0.17532 | 0.44109 | 0.13382 |  | 0.27122 | 0.19474 | 0.37196 | 0.3661 | 0.4004
8181 | 2004-12-06 | 21:00 | 0.27384 | 0.34823 | 0.29247 | 0.22505 | 0.13354 | 0.49444 | 0.17409 |  | 0.32162 | 0.20952 | 0.3587 | 0.3735 | 0.37303
8182 | 2004-12-06 | 22:00 | 0.25684 | 0.30401 | 0.27582 | 0.23299 | 0.11693 | 0.48778 | 0.17347 |  | 0.33716 | 0.23771 | 0.35588 | 0.38194 | 0.36261
8183 | 2004-12-06 | 23:00 | 0.23568 | 0.32583 | 0.25988 | 0.21058 | 0.1118 | 0.45716 | 0.18616 |  | 0.33843 | 0.27601 | 0.35558 | 0.38335 | 0.38535
8184 | 2004-12-07 | 00:00 | 0.24328 | 0.32488 | 0.25558 | 0.16942 | 0.11225 | 0.48324 | 0.21761 |  | 0.36054 | 0.29553 | 0.34503 | 0.39434 | 0.44284
8185 | 2004-12-07 | 01:00 | 0.29762 | 0.33956 | 0.24141 | 0.20513 | 0.11496 | 0.49248 | 0.21388 |  | 0.37788 | 0.36181 | 0.34454 | 0.44737 | 0.4821
8186 | 2004-12-07 | 02:00 | 0.32402 | 0.36656 | 0.23864 | 0.23134 | 0.12322 | 0.47388 | 0.21884 |  | 0.40649 | 0.48047 | 0.35222 | 0.49381 | 0.49793
8187 | 2004-12-07 | 03:00 | 0.40507 | 0.39301 | 0.22924 | 0.19561 | 0.13262 | 0.44764 | 0.21981 |  | 0.4347 | 0.48629 | 0.38077 | 0.51367 | 0.50632
8188 | 2004-12-07 | 04:00 | 0.46102 | 0.42692 | 0.23837 | 0.25363 | 0.14033 | 0.41715 | 0.19466 |  | 0.438 | 0.43778 | 0.4181 | 0.52828 | 0.52178
8189 | 2004-12-07 | 05:00 | 0.38585 | 0.3543 | 0.19574 | 0.31494 | 0.16766 | 0.40737 | 0.18909 |  | 0.40609 | 0.44385 | 0.45549 | 0.548 | 0.51002
8190 | 2004-12-07 | 06:00 | 0.33326 | 0.28761 | 0.18146 | 0.25229 | 0.19768 | 0.4613 | 0.2464 |  | 0.38803 | 0.47672 | 0.47981 | 0.55472 | 0.47521
8191 | 2004-12-07 | 07:00 | 0.40017 | 0.26691 | 0.21664 | 0.18273 | 0.21265 | 0.52093 | 0.33676 |  | 0.37032 | 0.55083 | 0.48673 | 0.5552 | 0.44346
8192 | 2004-12-07 | 08:00 | 0.49028 | 0.33982 | 0.27197 | 0.19448 | 0.25592 | 0.53167 | 0.41152 |  | 0.36892 | 0.59075 | 0.48894 | 0.56539 | 0.48012
8193 | 2004-12-07 | 09:00 | 0.6003 | 0.52727 | 0.33035 | 0.25953 | 0.29716 | 0.58166 | 0.44958 |  | 0.42442 | 0.58242 | 0.49819 | 0.5886 | 0.50772
8194 | 2004-12-07 | 10:00 | 0.64657 | 0.59145 | 0.36489 | 0.27878 | 0.33554 | 0.68683 | 0.48486 |  | 0.49155 | 0.54393 | 0.50987 | 0.63182 | 0.52468
8195 | 2004-12-07 | 11:00 | 0.71683 | 0.49776 | 0.38273 | 0.30611 | 0.35267 | 0.71782 | 0.52125 |  | 0.52225 | 0.49123 | 0.5253 | 0.6558 | 0.52257
8196 | 2004-12-07 | 12:00 | 0.73692 | 0.46976 | 0.39977 | 0.33567 | 0.35436 | 0.77622 | 0.53468 |  | 0.51353 | 0.43129 | 0.53048 | 0.66894 | 0.54694
8197 | 2004-12-07 | 13:00 | 0.7917 | 0.33007 | 0.42454 | 0.40432 | 0.35143 | 0.79947 | 0.51835 |  | 0.55843 | 0.4172 | 0.55876 | 0.67705 | 0.6194
8198 | 2004-12-07 | 14:00 | 0.81874 | 0.28872 | 0.45139 | 0.55298 | 0.36663 | 0.80018 | 0.51452 |  | 0.61691 | 0.44071 | 0.5917 | 0.65417 | 0.6633
8199 | 2004-12-07 | 15:00 | 0.82191 | 0.24123 | 0.45068 | 0.65511 | 0.37869 | 0.8267 | 0.52016 |  | 0.70105 | 0.45169 | 0.60345 | 0.61991 | 0.65918
8200 | 2004-12-07 | 16:00 | 0.82234 | 0.13889 | 0.45963 | 0.72185 | 0.38746 | 0.82903 | 0.51645 |  | 0.72937 | 0.41458 | 0.59603 | 0.57165 | 0.6795
8201 | 2004-12-07 | 17:00 | 0.83058 | 0.1003 | 0.47515 | 0.73858 | 0.37027 | 0.83333 | 0.52504 |  | 0.69646 | 0.29475 | 0.57892 | 0.50565 | 0.68246
8202 | 2004-12-07 | 18:00 | 0.82843 | 0.068542 | 0.53601 | 0.77469 | 0.3354 | 0.86936 | 0.59015 |  | 0.68277 | 0.1835 | 0.55764 | 0.42609 | 0.66261
8203 | 2004-12-07 | 19:00 | 0.8366 | 0.028145 | 0.59081 | 0.7947 | 0.28865 | 0.89547 | 0.63908 |  | 0.7239 | 0.1385 | 0.52297 | 0.36009 | 0.63092
8204 | 2004-12-07 | 20:00 | 0.84291 | 0.057002 | 0.62517 | 0.79089 | 0.27362 | 0.89976 | 0.67492 |  | 0.79832 | 0.12566 | 0.4851 | 0.33138 | 0.65247
8205 | 2004-12-07 | 21:00 | 0.85075 | 0.057035 | 0.72806 | 0.78063 | 0.24927 | 0.89712 | 0.73933 |  | 0.80185 | 0.12994 | 0.46201 | 0.34522 | 0.61861
8206 | 2004-12-07 | 22:00 | 0.84904 | 0.023219 | 0.79578 | 0.7951 | 0.23448 | 0.89794 | 0.73527 |  | 0.79836 | 0.15693 | 0.45471 | 0.36442 | 0.64247
8207 | 2004-12-07 | 23:00 | 0.84095 | 0.011864 | 0.79566 | 0.81527 | 0.27072 | 0.86988 | 0.70277 |  | 0.76681 | 0.21949 | 0.45299 | 0.40043 | 0.69226
8208 | 2004-12-08 | 00:00 | 0.83906 | 0 | 0.81015 | 0.82192 | 0.33002 | 0.8404 | 0.72071 |  | 0.73767 | 0.37148 | 0.46151 | 0.47284 | 0.68595
8209 | 2004-12-08 | 01:00 | 0.83658 | 0 | 0.79949 | 0.79853 | 0.3546 | 0.82345 | 0.66664 |  | 0.75665 | 0.52069 | 0.45769 | 0.52042 | 0.605
8210 | 2004-12-08 | 02:00 | 0.82364 | 0.018328 | 0.7738 | 0.75382 | 0.39756 | 0.83691 | 0.64286 |  | 0.75887 | 0.5833 | 0.51682 | 0.54312 | 0.65637
8211 | 2004-12-08 | 03:00 | 0.77175 | 0.029373 | 0.75297 | 0.68339 | 0.43274 | 0.85287 | 0.63364 |  | 0.76161 | 0.63525 | 0.64729 | 0.52337 | 0.62252
8212 | 2004-12-08 | 04:00 | 0.7051 | 0.062422 | 0.76583 | 0.60546 | 0.46449 | 0.86773 | 0.59507 |  | 0.7425 | 0.66875 | 0.72503 | 0.45858 | 0.50397
8213 | 2004-12-08 | 05:00 | 0.67424 | 0.20732 | 0.72691 | 0.49121 | 0.48713 | 0.86627 | 0.62431 |  | 0.69405 | 0.68404 | 0.75141 | 0.47047 | 0.64259
8214 | 2004-12-08 | 06:00 | 0.63494 | 0.13778 | 0.70775 | 0.4228 | 0.51157 | 0.87447 | 0.63413 |  | 0.64801 | 0.71636 | 0.74992 | 0.50094 | 0.70483
8215 | 2004-12-08 | 07:00 | 0.55825 | 0.22114 | 0.7158 | 0.34064 | 0.54188 | 0.88295 | 0.60939 |  | 0.56465 | 0.72888 | 0.77463 | 0.55966 | 0.67943
8216 | 2004-12-08 | 08:00 | 0.47404 | 0.28498 | 0.74675 | 0.26663 | 0.57154 | 0.8969 | 0.60846 |  | 0.55007 | 0.69959 | 0.77712 | 0.57875 | 0.65512
8217 | 2004-12-08 | 09:00 | 0.40148 | 0.28325 | 0.76662 | 0.2192 | 0.58472 | 0.89349 | 0.61518 |  | 0.50829 | 0.67878 | 0.77727 | 0.56727 | 0.69978
8218 | 2004-12-08 | 10:00 | 0.32585 | 0.26509 | 0.72562 | 0.16477 | 0.61367 | 0.89197 | 0.61349 |  | 0.42517 | 0.65065 | 0.77049 | 0.52853 | 0.7354
8219 | 2004-12-08 | 11:00 | 0.27066 | 0.37174 | 0.65419 | 0.11641 | 0.61818 | 0.89513 | 0.60274 |  | 0.32396 | 0.62465 | 0.7314 | 0.51139 | 0.71846
8220 | 2004-12-08 | 12:00 | 0.22952 | 0.49496 | 0.5928 | 0.097618 | 0.56825 | 0.89834 | 0.61383 |  | 0.26545 | 0.55899 | 0.69574 | 0.49304 | 0.67473
8221 | 2004-12-08 | 13:00 | 0.22929 | 0.43771 | 0.59195 | 0.088114 | 0.55865 | 0.89709 | 0.64071 |  | 0.25219 | 0.55185 | 0.68431 | 0.51431 | 0.62603
8222 | 2004-12-08 | 14:00 | 0.24924 | 0.38362 | 0.61807 | 0.10472 | 0.55447 | 0.89833 | 0.68326 |  | 0.23396 | 0.56567 | 0.67941 | 0.54412 | 0.56296
8223 | 2004-12-08 | 15:00 | 0.26366 | 0.33267 | 0.68608 | 0.16273 | 0.54405 | 0.902 | 0.72804 |  | 0.22428 | 0.59122 | 0.68067 | 0.60838 | 0.6061
8224 | 2004-12-08 | 16:00 | 0.21662 | 0.34681 | 0.73969 | 0.22719 | 0.50607 | 0.89757 | 0.73572 |  | 0.18494 | 0.57954 | 0.67949 | 0.67291 | 0.62595
8225 | 2004-12-08 | 17:00 | 0.17273 | 0.18781 | 0.7624 | 0.20536 | 0.44946 | 0.89425 | 0.75999 |  | 0.12299 | 0.55602 | 0.66219 | 0.65141 | 0.63661
8226 | 2004-12-08 | 18:00 | 0.15226 | 0.080859 | 0.69789 | 0.26569 | 0.3859 | 0.87228 | 0.77024 |  | 0.06541 | 0.49315 | 0.6637 | 0.55234 | 0.66707
8227 | 2004-12-08 | 19:00 | 0.13318 | 0.055334 | 0.55426 | 0.32587 | 0.32699 | 0.81537 | 0.79389 |  | 0.055174 | 0.39929 | 0.67113 | 0.46832 | 0.69008
8228 | 2004-12-08 | 20:00 | 0.13554 | 0.14694 | 0.41259 | 0.3423 | 0.2808 | 0.76292 | 0.83225 |  | 0.05825 | 0.31682 | 0.67148 | 0.43288 | 0.69266
8229 | 2004-12-08 | 21:00 | 0.15699 | 0.27271 | 0.28127 | 0.42003 | 0.23436 | 0.67234 | 0.85744 |  | 0.073112 | 0.27881 | 0.66662 | 0.39889 | 0.7027
8230 | 2004-12-08 | 22:00 | 0.18097 | 0.22397 | 0.19664 | 0.50115 | 0.2188 | 0.5424 | 0.85828 |  | 0.13709 | 0.26371 | 0.67899 | 0.39993 | 0.71184
8231 | 2004-12-08 | 23:00 | 0.21106 | 0.17135 | 0.1619 | 0.57412 | 0.2408 | 0.43692 | 0.85359 |  | 0.23866 | 0.22881 | 0.70882 | 0.40169 | 0.68143
8232 | 2004-12-09 | 00:00 | 0.21917 | 0.14236 | 0.14236 | 0.63166 | 0.29226 | 0.43706 | 0.85368 |  | 0.22306 | 0.20191 | 0.75201 | 0.41961 | 0.67289
8233 | 2004-12-09 | 01:00 | 0.25162 | 0.13055 | 0.15948 | 0.5741 | 0.35384 | 0.40968 | 0.83423 |  | 0.22317 | 0.21292 | 0.77593 | 0.44881 | 0.69731
8234 | 2004-12-09 | 02:00 | 0.33256 | 0.094255 | 0.1665 | 0.63468 | 0.40473 | 0.38349 | 0.81389 |  | 0.22533 | 0.23453 | 0.781 | 0.48159 | 0.71403
8235 | 2004-12-09 | 03:00 | 0.35843 | 0.071401 | 0.13667 | 0.69908 | 0.39691 | 0.35912 | 0.78026 |  | 0.24067 | 0.26287 | 0.80098 | 0.50087 | 0.71323
8236 | 2004-12-09 | 04:00 | 0.39796 | 0.14309 | 0.11789 | 0.70841 | 0.41111 | 0.32576 | 0.76316 |  | 0.27107 | 0.33498 | 0.83535 | 0.53863 | 0.69382
8237 | 2004-12-09 | 05:00 | 0.44797 | 0.25829 | 0.12054 | 0.74171 | 0.43613 | 0.27609 | 0.74094 |  | 0.29125 | 0.41243 | 0.85964 | 0.59107 | 0.6828
8238 | 2004-12-09 | 06:00 | 0.48615 | 0.35419 | 0.10831 | 0.75018 | 0.41815 | 0.16553 | 0.64954 |  | 0.31341 | 0.47075 | 0.86709 | 0.62901 | 0.70331
8239 | 2004-12-09 | 07:00 | 0.53951 | 0.36709 | 0.12832 | 0.7136 | 0.37933 | 0.10075 | 0.56166 |  | 0.35352 | 0.51837 | 0.88011 | 0.63636 | 0.63546
8240 | 2004-12-09 | 08:00 | 0.56267 | 0.25259 | 0.17913 | 0.68158 | 0.35453 | 0.09578 | 0.47553 |  | 0.31059 | 0.56742 | 0.88965 | 0.65724 | 0.64257
8241 | 2004-12-09 | 09:00 | 0.56924 | 0.1686 | 0.23211 | 0.62136 | 0.35276 | 0.13376 | 0.37434 |  | 0.23561 | 0.61111 | 0.8904 | 0.67605 | 0.63368
8242 | 2004-12-09 | 10:00 | 0.54574 | 0.27497 | 0.25843 | 0.52731 | 0.35293 | 0.24966 | 0.35053 |  | 0.18132 | 0.64029 | 0.88126 | 0.70685 | 0.59693
8243 | 2004-12-09 | 11:00 | 0.4861 | 0.35413 | 0.29533 | 0.45049 | 0.33607 | 0.34392 | 0.27303 |  | 0.19725 | 0.62522 | 0.86697 | 0.7403 | 0.57948
8244 | 2004-12-09 | 12:00 | 0.46954 | 0.30041 | 0.30197 | 0.3917 | 0.32157 | 0.32452 | 0.21368 |  | 0.24368 | 0.59341 | 0.85933 | 0.77263 | 0.53323
8245 | 2004-12-09 | 13:00 | 0.49503 | 0.34645 | 0.33599 | 0.47063 | 0.28901 | 0.34118 | 0.23369 |  | 0.29234 | 0.61038 | 0.85762 | 0.78603 | 0.44369
8246 | 2004-12-09 | 14:00 | 0.5226 | 0.4085 | 0.3755 | 0.5053 | 0.29264 | 0.38514 | 0.21143 |  | 0.25107 | 0.59552 | 0.85276 | 0.80518 | 0.43996
8247 | 2004-12-09 | 15:00 | 0.52867 | 0.46727 | 0.35031 | 0.37409 | 0.32726 | 0.4179 | 0.1534 |  | 0.22115 | 0.60646 | 0.84137 | 0.81293 | 0.40381
8248 | 2004-12-09 | 16:00 | 0.40221 | 0.43672 | 0.30376 | 0.30975 | 0.35512 | 0.36813 | 0.11116 |  | 0.22183 | 0.64162 | 0.83142 | 0.80997 | 0.31991
8249 | 2004-12-09 | 17:00 | 0.23687 | 0.57248 | 0.25584 | 0.21346 | 0.35762 | 0.2733 | 0.084821 |  | 0.26521 | 0.62333 | 0.81091 | 0.79537 | 0.26531
8250 | 2004-12-09 | 18:00 | 0.16798 | 0.23676 | 0.26317 | 0.13833 | 0.36484 | 0.18066 | 0.058572 |  | 0.32081 | 0.61917 | 0.7776 | 0.76817 | 0.24132
8251 | 2004-12-09 | 19:00 | 0.15354 | 0.15237 | 0.34888 | 0.10844 | 0.38542 | 0.17137 | 0.033411 |  | 0.4177 | 0.65011 | 0.74256 | 0.71836 | 0.28625
8252 | 2004-12-09 | 20:00 | 0.16327 | 0.02662 | 0.44526 | 0.10172 | 0.43015 | 0.24853 | 0.042631 |  | 0.50074 | 0.67811 | 0.7156 | 0.73633 | 0.24393
8253 | 2004-12-09 | 21:00 | 0.18424 | 0.0279 | 0.57557 | 0.10633 | 0.49013 | 0.4109 | 0.097784 |  | 0.50996 | 0.71078 | 0.6951 | 0.75217 | 0.20994
8254 | 2004-12-09 | 22:00 | 0.23041 | 0.026645 | 0.68102 | 0.11929 | 0.54941 | 0.53165 | 0.20501 |  | 0.5274 | 0.75589 | 0.67521 | 0.76362 | 0.17968
8255 | 2004-12-09 | 23:00 | 0.28576 | 0.033671 | 0.68695 | 0.14977 | 0.60348 | 0.54745 | 0.2844 |  | 0.5676 | 0.79492 | 0.66011 | 0.72081 | 0.15206
8256 | 2004-12-10 | 00:00 | 0.33157 | 0.072249 | 0.6087 | 0.19094 | 0.65214 | 0.57206 | 0.30022 |  | 0.51509 | 0.79857 | 0.62993 | 0.66661 | 0.15153
8257 | 2004-12-10 | 01:00 | 0.28779 | 0.23332 | 0.56615 | 0.141 | 0.67166 | 0.54968 | 0.27621 |  | 0.47236 | 0.72734 | 0.6023 | 0.67381 | 0.16164
8258 | 2004-12-10 | 02:00 | 0.19597 | 0.40172 | 0.37798 | 0.16178 | 0.67804 | 0.48879 | 0.22486 |  | 0.45207 | 0.67527 | 0.58109 | 0.69084 | 0.18757
8259 | 2004-12-10 | 03:00 | 0.17944 | 0.57023 | 0.3061 | 0.17628 | 0.66036 | 0.44661 | 0.2344 |  | 0.4411 | 0.62399 | 0.56981 | 0.69952 | 0.1871
8260 | 2004-12-10 | 04:00 | 0.2069 | 0.4523 | 0.36519 | 0.17485 | 0.65825 | 0.37855 | 0.27602 |  | 0.45008 | 0.63701 | 0.56897 | 0.70699 | 0.19954
8261 | 2004-12-10 | 05:00 | 0.2134 | 0.53267 | 0.36569 | 0.19887 | 0.68759 | 0.29366 | 0.27759 |  | 0.44973 | 0.75476 | 0.55839 | 0.7182 | 0.19183
8262 | 2004-12-10 | 06:00 | 0.18427 | 0.50212 | 0.34457 | 0.18871 | 0.72983 | 0.26722 | 0.30152 |  | 0.44289 | 0.82887 | 0.55475 | 0.7254 | 0.16545
8263 | 2004-12-10 | 07:00 | 0.16045 | 0.57317 | 0.36201 | 0.17052 | 0.74117 | 0.28361 | 0.35211 |  | 0.50972 | 0.87124 | 0.5569 | 0.73396 | 0.14623
8264 | 2004-12-10 | 08:00 | 0.1598 | 0.50455 | 0.37682 | 0.16781 | 0.72771 | 0.34155 | 0.41705 |  | 0.49406 | 0.87019 | 0.55457 | 0.73387 | 0.13625
8265 | 2004-12-10 | 09:00 | 0.17555 | 0.53617 | 0.39205 | 0.17505 | 0.71394 | 0.41137 | 0.4696 |  | 0.51067 | 0.83141 | 0.54119 | 0.73385 | 0.12162
8266 | 2004-12-10 | 10:00 | 0.17659 | 0.42767 | 0.37718 | 0.17997 | 0.68684 | 0.36701 | 0.50164 |  | 0.51152 | 0.81068 | 0.53609 | 0.73191 | 0.11648
8267 | 2004-12-10 | 11:00 | 0.1723 | 0.42545 | 0.33772 | 0.18503 | 0.67294 | 0.35197 | 0.47966 |  | 0.5169 | 0.80624 | 0.53698 | 0.72674 | 0.12141
8268 | 2004-12-10 | 12:00 | 0.17897 | 0.47342 | 0.45281 | 0.1905 | 0.68621 | 0.38727 | 0.50515 |  | 0.52909 | 0.79164 | 0.54328 | 0.72 | 0.12361
8269 | 2004-12-10 | 13:00 | 0.21222 | 0.45968 | 0.5256 | 0.17238 | 0.6923 | 0.43131 | 0.48662 |  | 0.52591 | 0.8198 | 0.54568 | 0.69207 | 0.11421
8270 | 2004-12-10 | 14:00 | 0.20091 | 0.49249 | 0.42488 | 0.21485 | 0.70337 | 0.44163 | 0.51922 |  | 0.56464 | 0.83074 | 0.53817 | 0.67192 | 0.10882
8271 | 2004-12-10 | 15:00 | 0.19115 | 0.56292 | 0.31833 | 0.30746 | 0.69458 | 0.44023 | 0.49063 |  | 0.61022 | 0.81697 | 0.54089 | 0.65317 | 0.10805
8272 | 2004-12-10 | 16:00 | 0.20809 | 0.62732 | 0.29482 | 0.38086 | 0.68693 | 0.41159 | 0.41825 |  | 0.58077 | 0.8216 | 0.54648 | 0.63845 | 0.11417
8273 | 2004-12-10 | 17:00 | 0.24839 | 0.56637 | 0.25941 | 0.4457 | 0.64713 | 0.39942 | 0.4737 |  | 0.6205 | 0.82698 | 0.54161 | 0.61412 | 0.11253
8274 | 2004-12-10 | 18:00 | 0.29129 | 0.56577 | 0.21493 | 0.52732 | 0.58149 | 0.46165 | 0.49386 |  | 0.60188 | 0.82707 | 0.54581 | 0.56934 | 0.11058
8275 | 2004-12-10 | 19:00 | 0.29491 | 0.44126 | 0.24354 | 0.58641 | 0.51727 | 0.46176 | 0.53233 |  | 0.60273 | 0.78486 | 0.53246 | 0.53604 | 0.10239
8276 | 2004-12-10 | 20:00 | 0.3185 | 0.4253 | 0.26624 | 0.52476 | 0.45433 | 0.44873 | 0.58291 |  | 0.63289 | 0.70236 | 0.51548 | 0.50861 | 0.10832
8277 | 2004-12-10 | 21:00 | 0.39064 | 0.39378 | 0.29437 | 0.47361 | 0.39723 | 0.51377 | 0.64356 |  | 0.69065 | 0.5893 | 0.50041 | 0.47131 | 0.11403
8278 | 2004-12-10 | 22:00 | 0.47088 | 0.3065 | 0.35299 | 0.5429 | 0.34372 | 0.53574 | 0.67795 |  | 0.71876 | 0.49377 | 0.50338 | 0.42668 | 0.12217
8279 | 2004-12-10 | 23:00 | 0.52515 | 0.24209 | 0.37499 | 0.61621 | 0.32267 | 0.52566 | 0.70344 |  | 0.73703 | 0.44203 | 0.50754 | 0.37273 | 0.14073
8280 | 2004-12-11 | 00:00 | 0.61979 | 0.26098 | 0.37677 | 0.65241 | 0.33306 | 0.4554 | 0.72833 |  | 0.75759 | 0.38263 | 0.53208 | 0.33171 | 0.1615
8281 | 2004-12-11 | 01:00 | 0.64367 | 0.30428 | 0.36086 | 0.64003 | 0.36063 | 0.43806 | 0.71301 |  | 0.69467 | 0.37311 | 0.59672 | 0.41158 | 0.20939
8282 | 2004-12-11 | 02:00 | 0.62661 | 0.52675 | 0.37803 | 0.67056 | 0.38075 | 0.3838 | 0.68634 |  | 0.62397 | 0.3832 | 0.6782 | 0.51326 | 0.28495
8283 | 2004-12-11 | 03:00 | 0.5744 | 0.77028 | 0.41605 | 0.74095 | 0.32803 | 0.31712 | 0.66028 |  | 0.60225 | 0.37593 | 0.71875 | 0.52772 | 0.32625
8284 | 2004-12-11 | 04:00 | 0.54134 | 0.80006 | 0.39884 | 0.72676 | 0.28684 | 0.29477 | 0.64808 |  | 0.60932 | 0.38906 | 0.65634 | 0.54894 | 0.26192
8285 | 2004-12-11 | 05:00 | 0.5149 | 0.82486 | 0.35433 | 0.73839 | 0.28105 | 0.27757 | 0.62261 |  | 0.60644 | 0.40041 | 0.65015 | 0.54721 | 0.22561
8286 | 2004-12-11 | 06:00 | 0.47884 | 0.67718 | 0.33203 | 0.7709 | 0.28441 | 0.29809 | 0.60817 |  | 0.5701 | 0.39248 | 0.68262 | 0.55102 | 0.203
8287 | 2004-12-11 | 07:00 | 0.45179 | 0.707 | 0.34982 | 0.73028 | 0.30071 | 0.28485 | 0.57374 |  | 0.51242 | 0.38767 | 0.72202 | 0.56966 | 0.21697
8288 | 2004-12-11 | 08:00 | 0.45797 | 0.57735 | 0.40342 | 0.66733 | 0.33669 | 0.28493 | 0.55248 |  | 0.39665 | 0.36626 | 0.71118 | 0.56601 | 0.2615
8289 | 2004-12-11 | 09:00 | 0.50911 | 0.4903 | 0.41044 | 0.61383 | 0.35797 | 0.30356 | 0.53197 |  | 0.369 | 0.34123 | 0.71502 | 0.53946 | 0.2479
8290 | 2004-12-11 | 10:00 | 0.49554 | 0.36244 | 0.3497 | 0.59214 | 0.3796 | 0.27727 | 0.5055 |  | 0.36029 | 0.31626 | 0.72142 | 0.50788 | 0.22921
8291 | 2004-12-11 | 11:00 | 0.44442 | 0.45344 | 0.32603 | 0.51614 | 0.40354 | 0.27582 | 0.51473 |  | 0.37075 | 0.266 | 0.70324 | 0.51421 | 0.21453
8292 | 2004-12-11 | 12:00 | 0.42913 | 0.4489 | 0.27727 | 0.44145 | 0.41491 | 0.31263 | 0.59761 |  | 0.44978 | 0.20932 | 0.72932 | 0.52229 | 0.19501
8293 | 2004-12-11 | 13:00 | 0.47991 | 0.41312 | 0.25819 | 0.55416 | 0.42252 | 0.35759 | 0.55935 |  | 0.61059 | 0.19763 | 0.73137 | 0.53086 | 0.19745
8294 | 2004-12-11 | 14:00 | 0.55401 | 0.41537 | 0.24957 | 0.5598 | 0.4385 | 0.36102 | 0.46435 |  | 0.69176 | 0.22524 | 0.73513 | 0.54751 | 0.19654
8295 | 2004-12-11 | 15:00 | 0.62565 | 0.4191 | 0.28114 | 0.47251 | 0.46141 | 0.40748 | 0.3961 |  | 0.72503 | 0.30333 | 0.73489 | 0.5599 | 0.18816
8296 | 2004-12-11 | 16:00 | 0.67053 | 0.36522 | 0.30436 | 0.49926 | 0.49263 | 0.38834 | 0.30623 |  | 0.72648 | 0.3825 | 0.71865 | 0.56746 | 0.18335
8297 | 2004-12-11 | 17:00 | 0.63279 | 0.28522 | 0.32112 | 0.51392 | 0.51377 | 0.34169 | 0.25196 |  | 0.65223 | 0.38236 | 0.70483 | 0.57795 | 0.17272
8298 | 2004-12-11 | 18:00 | 0.5361 | 0.29377 | 0.35916 | 0.37297 | 0.5239 | 0.3317 | 0.24655 |  | 0.59267 | 0.32414 | 0.69583 | 0.55309 | 0.17452
8299 | 2004-12-11 | 19:00 | 0.50097 | 0.33569 | 0.40346 | 0.2614 | 0.55809 | 0.37637 | 0.27632 |  | 0.52395 | 0.30656 | 0.68739 | 0.50933 | 0.18048
8300 | 2004-12-11 | 20:00 | 0.53408 | 0.25324 | 0.47988 | 0.22823 | 0.60548 | 0.44625 | 0.30099 |  | 0.53684 | 0.32723 | 0.66822 | 0.49884 | 0.17216
8301 | 2004-12-11 | 21:00 | 0.5352 | 0.32689 | 0.53112 | 0.2291 | 0.64491 | 0.47309 | 0.29613 |  | 0.54139 | 0.32157 | 0.65986 | 0.52039 | 0.17454
8302 | 2004-12-11 | 22:00 | 0.50296 | 0.36129 | 0.57294 | 0.23121 | 0.66596 | 0.54402 | 0.30114 |  | 0.54845 | 0.30856 | 0.64426 | 0.53104 | 0.19691
8303 | 2004-12-11 | 23:00 | 0.47961 | 0.43772 | 0.63582 | 0.18232 | 0.71034 | 0.56058 | 0.3085 |  | 0.58017 | 0.28918 | 0.63191 | 0.52727 | 0.20509
8304 | 2004-12-12 | 00:00 | 0.51433 | 0.33878 | 0.66715 | 0.15605 | 0.78825 | 0.57639 | 0.37377 |  | 0.60121 | 0.32403 | 0.61603 | 0.53883 | 0.19373
8305 | 2004-12-12 | 01:00 | 0.47183 | 0.36514 | 0.63869 | 0.14605 | 0.84014 | 0.6006 | 0.46721 |  | 0.6348 | 0.50152 | 0.60604 | 0.57529 | 0.16736
8306 | 2004-12-12 | 02:00 | 0.41605 | 0.36517 | 0.57926 | 0.11135 | 0.85946 | 0.581 | 0.48949 |  | 0.60825 | 0.5976 | 0.5954 | 0.61144 | 0.13927
8307 | 2004-12-12 | 03:00 | 0.42977 | 0.37651 | 0.55071 | 0.18187 | 0.86964 | 0.60316 | 0.45307 |  | 0.60862 | 0.62352 | 0.58871 | 0.64661 | 0.12862
8308 | 2004-12-12 | 04:00 | 0.4318 | 0.38897 | 0.57146 | 0.31072 | 0.88269 | 0.57612 | 0.36583 |  | 0.62565 | 0.64558 | 0.6078 | 0.67137 | 0.12534
8309 | 2004-12-12 | 05:00 | 0.35001 | 0.36946 | 0.53055 | 0.43336 | 0.88594 | 0.53717 | 0.26377 |  | 0.56639 | 0.65561 | 0.60411 | 0.69432 | 0.11616
8310 | 2004-12-12 | 06:00 | 0.33844 | 0.25447 | 0.46604 | 0.49078 | 0.87717 | 0.53592 | 0.25988 |  | 0.50421 | 0.65586 | 0.58803 | 0.71054 | 0.10899
8311 | 2004-12-12 | 07:00 | 0.37521 | 0.41889 | 0.41 | 0.55984 | 0.87418 | 0.49637 | 0.27809 |  | 0.49223 | 0.64623 | 0.56832 | 0.69458 | 0.10295
8312 | 2004-12-12 | 08:00 | 0.4154 | 0.39812 | 0.38149 | 0.63096 | 0.887 | 0.41233 | 0.25444 |  | 0.46417 | 0.64362 | 0.54604 | 0.67733 | 0.10354
8313 | 2004-12-12 | 09:00 | 0.49007 | 0.32382 | 0.45048 | 0.72041 | 0.89724 | 0.40461 | 0.22653 |  | 0.4308 | 0.63984 | 0.51367 | 0.66994 | 0.11323
8314 | 2004-12-12 | 10:00 | 0.54768 | 0.31243 | 0.48534 | 0.84138 | 0.90656 | 0.40568 | 0.23262 |  | 0.3929 | 0.66556 | 0.47662 | 0.66137 | 0.11901
8315 | 2004-12-12 | 11:00 | 0.59976 | 0.45024 | 0.44011 | 0.87771 | 0.91328 | 0.37964 | 0.23054 |  | 0.3687 | 0.67485 | 0.44358 | 0.65467 | 0.12492
8316 | 2004-12-12 | 12:00 | 0.6974 | 0.53287 | 0.45671 | 0.86759 | 0.91388 | 0.48143 | 0.27894 |  | 0.39638 | 0.66862 | 0.41068 | 0.6264 | 0.12404
8317 | 2004-12-12 | 13:00 | 0.76041 | 0.49606 | 0.46335 | 0.8791 | 0.91264 | 0.55753 | 0.37011 |  | 0.47172 | 0.66262 | 0.35114 | 0.58714 | 0.13035
8318 | 2004-12-12 | 14:00 | 0.82567 | 0.33519 | 0.47129 | 0.88299 | 0.91146 | 0.60179 | 0.3967 |  | 0.49098 | 0.67135 | 0.31922 | 0.54778 | 0.13371
8319 | 2004-12-12 | 15:00 | 0.86078 | 0.1916 | 0.44953 | 0.88305 | 0.91188 | 0.55797 | 0.40328 |  | 0.4509 | 0.67382 | 0.31593 | 0.52124 | 0.12843
8320 | 2004-12-12 | 16:00 | 0.86872 | 0.14584 | 0.3898 | 0.88711 | 0.90817 | 0.47609 | 0.37893 |  | 0.38166 | 0.68735 | 0.31734 | 0.48984 | 0.11919
8321 | 2004-12-12 | 17:00 | 0.8675 | 0.21395 | 0.36054 | 0.88821 | 0.90145 | 0.42702 | 0.29725 |  | 0.34154 | 0.71012 | 0.3048 | 0.44834 | 0.11673
8322 | 2004-12-12 | 18:00 | 0.85752 | 0.4365 | 0.33178 | 0.88718 | 0.89697 | 0.43334 | 0.26271 |  | 0.31617 | 0.69609 | 0.30113 | 0.39627 | 0.12239
8323 | 2004-12-12 | 19:00 | 0.84431 | 0.4782 | 0.29953 | 0.88472 | 0.89199 | 0.43094 | 0.19685 |  | 0.30403 | 0.64128 | 0.2967 | 0.33953 | 0.11568
8324 | 2004-12-12 | 20:00 | 0.84703 | 0.49933 | 0.30573 | 0.87911 | 0.88868 | 0.41707 | 0.16141 |  | 0.34107 | 0.55945 | 0.29223 | 0.3049 | 0.10032
8325 | 2004-12-12 | 21:00 | 0.86222 | 0.57266 | 0.37299 | 0.88254 | 0.88181 | 0.43436 | 0.15358 |  | 0.37047 | 0.45745 | 0.29059 | 0.2857 | 0.079902
8326 | 2004-12-12 | 22:00 | 0.87371 | 0.58054 | 0.51451 | 0.8918 | 0.87806 | 0.52074 | 0.14865 |  | 0.47702 | 0.38962 | 0.28415 | 0.28058 | 0.072164
8327 | 2004-12-12 | 23:00 | 0.88447 | 0.49219 | 0.62669 | 0.89778 | 0.88162 | 0.61142 | 0.1748 |  | 0.56286 | 0.34366 | 0.27534 | 0.27324 | 0.06482
8328 | 2004-12-13 | 00:00 | 0.88581 | 0.29866 | 0.62449 | 0.89936 | 0.88932 | 0.59948 | 0.17686 |  | 0.6253 | 0.32128 | 0.26489 | 0.26798 | 0.058927
8329 | 2004-12-13 | 01:00 | 0.88819 | 0.19267 | 0.66505 | 0.90048 | 0.89606 | 0.61348 | 0.1709 |  | 0.69574 | 0.36874 | 0.25474 | 0.26733 | 0.059115
8330 | 2004-12-13 | 02:00 | 0.88595 | 0.10696 | 0.71258 | 0.89954 | 0.89292 | 0.65296 | 0.1882 |  | 0.76127 | 0.39841 | 0.25391 | 0.26717 | 0.068416
8331 | 2004-12-13 | 03:00 | 0.88079 | 0.069206 | 0.73256 | 0.90052 | 0.87412 | 0.6401 | 0.23517 |  | 0.76092 | 0.40451 | 0.26135 | 0.25598 | 0.079389
8332 | 2004-12-13 | 04:00 | 0.87415 | 0.026639 | 0.69723 | 0.89891 | 0.85974 | 0.62581 | 0.24705 |  | 0.71446 | 0.38105 | 0.26277 | 0.23414 | 0.093267
8333 | 2004-12-13 | 05:00 | 0.86233 | 0.057482 | 0.62666 | 0.89887 | 0.84871 | 0.57448 | 0.20784 |  | 0.70829 | 0.4038 | 0.24925 | 0.21886 | 0.10218
8334 | 2004-12-13 | 06:00 | 0.84963 | 0.070535 | 0.63715 | 0.90017 | 0.83868 | 0.54636 | 0.19865 |  | 0.72498 | 0.4514 | 0.23994 | 0.20857 | 0.10341
8335 | 2004-12-13 | 07:00 | 0.8609 | 0.085127 | 0.63559 | 0.90133 | 0.8295 | 0.60088 | 0.19973 |  | 0.74218 | 0.50122 | 0.21813 | 0.19857 | 0.11557
8336 | 2004-12-13 | 08:00 | 0.86581 | 0.086464 | 0.60411 | 0.90219 | 0.81061 | 0.60257 | 0.2345 |  | 0.72026 | 0.5168 | 0.19584 | 0.18202 | 0.13883
8337 | 2004-12-13 | 09:00 | 0.86026 | 0.14788 | 0.59944 | 0.90108 | 0.78614 | 0.5812 | 0.27536 |  | 0.66503 | 0.49949 | 0.19109 | 0.16926 | 0.15891
8338 | 2004-12-13 | 10:00 | 0.8413 | 0.23633 | 0.5592 | 0.90169 | 0.74927 | 0.61181 | 0.29963 |  | 0.62001 | 0.49018 | 0.17959 | 0.16092 | 0.17616
8339 | 2004-12-13 | 11:00 | 0.81576 | 0.20308 | 0.52882 | 0.89885 | 0.719 | 0.62358 | 0.31375 |  | 0.58925 | 0.45047 | 0.1673 | 0.15394 | 0.18932
8340 | 2004-12-13 | 12:00 | 0.78997 | 0.20448 | 0.43391 | 0.89652 | 0.69109 | 0.55071 | 0.26623 |  | 0.58679 | 0.35853 | 0.1512 | 0.14986 | 0.19037
8341 | 2004-12-13 | 13:00 | 0.80411 | 0.37492 | 0.45245 | 0.89959 | 0.66942 | 0.53736 | 0.29923 |  | 0.55998 | 0.35538 | 0.13827 | 0.14881 | 0.18477
8342 | 2004-12-13 | 14:00 | 0.8318 | 0.30256 | 0.49289 | 0.89497 | 0.65501 | 0.55255 | 0.30256 |  | 0.56076 | 0.3096 | 0.12896 | 0.14663 | 0.17569
8343 | 2004-12-13 | 15:00 | 0.84737 | 0.23955 | 0.55901 | 0.89385 | 0.66673 | 0.59174 | 0.29447 |  | 0.54072 | 0.29533 | 0.1271 | 0.14362 | 0.15667
8344 | 2004-12-13 | 16:00 | 0.86176 | 0.11664 | 0.62301 | 0.89359 | 0.65604 | 0.62048 | 0.26453 |  | 0.52585 | 0.31617 | 0.12979 | 0.13626 | 0.13326
8345 | 2004-12-13 | 17:00 | 0.87 | 0.157 | 0.66547 | 0.88725 | 0.64051 | 0.65863 | 0.22757 |  | 0.55264 | 0.34401 | 0.13311 | 0.1199 | 0.10983
8346 | 2004-12-13 | 18:00 | 0.87477 | 0.071639 | 0.71934 | 0.88245 | 0.61845 | 0.65092 | 0.2245 |  | 0.61871 | 0.41439 | 0.13381 | 0.099409 | 0.094236
8347 | 2004-12-13 | 19:00 | 0.8673 | 0.08473 | 0.74093 | 0.87756 | 0.58394 | 0.58218 | 0.20244 |  | 0.66977 | 0.48422 | 0.14634 | 0.083289 | 0.08614
8348 | 2004-12-13 | 20:00 | 0.86473 | 0.069741 | 0.77562 | 0.84738 | 0.54779 | 0.54341 | 0.21469 |  | 0.69898 | 0.51219 | 0.14787 | 0.079218 | 0.092412
8349 | 2004-12-13 | 21:00 | 0.86706 | 0.045855 | 0.80098 | 0.83055 | 0.50255 | 0.55549 | 0.25136 |  | 0.72663 | 0.4901 | 0.14475 | 0.078794 | 0.082752
8350 | 2004-12-13 | 22:00 | 0.86411 | 0.087845 | 0.81191 | 0.84134 | 0.46905 | 0.53412 | 0.29345 |  | 0.74815 | 0.42875 | 0.14085 | 0.082524 | 0.076872
8351 | 2004-12-13 | 23:00 | 0.84716 | 0.081906 | 0.81344 | 0.85396 | 0.44825 | 0.56259 | 0.34171 |  | 0.75175 | 0.34433 | 0.1394 | 0.077942 | 0.07592
8352 | 2004-12-14 | 00:00 | 0.77449 | 0.081181 | 0.77852 | 0.86212 | 0.43351 | 0.6201 | 0.34221 |  | 0.68624 | 0.27347 | 0.1466 | 0.12757 | 0.076023
8353 | 2004-12-14 | 01:00 | 0.76856 | 0.11465 | 0.75744 | 0.85249 | 0.40828 | 0.67494 | 0.37983 |  | 0.60477 | 0.2804 | 0.17713 | 0.33266 | 0.079403
8354 | 2004-12-14 | 02:00 | 0.80346 | 0.16702 | 0.72517 | 0.84744 | 0.38569 | 0.63929 | 0.43579 |  | 0.61228 | 0.2316 | 0.40392 | 0.35303 | 0.23706
8355 | 2004-12-14 | 03:00 | 0.76811 | 0.24662 | 0.68985 | 0.83253 | 0.36717 | 0.50791 | 0.47291 |  | 0.58617 | 0.19327 | 0.46403 | 0.23236 | 0.33319
8356 | 2004-12-14 | 04:00 | 0.70617 | 0.28795 | 0.67209 | 0.77076 | 0.3334 | 0.43544 | 0.51095 |  | 0.55453 | 0.178 | 0.45663 | 0.19194 | 0.44221
8357 | 2004-12-14 | 05:00 | 0.68457 | 0.38201 | 0.64741 | 0.67143 | 0.32291 | 0.42309 | 0.53606 |  | 0.55553 | 0.16701 | 0.4434 | 0.19283 | 0.5005
8358 | 2004-12-14 | 06:00 | 0.67549 | 0.32896 | 0.60907 | 0.63597 | 0.31993 | 0.44106 | 0.57945 |  | 0.59149 | 0.16638 | 0.4149 | 0.20186 | 0.51536
8359 | 2004-12-14 | 07:00 | 0.61702 | 0.35413 | 0.57658 | 0.66925 | 0.30875 | 0.42157 | 0.58961 |  | 0.58727 | 0.16682 | 0.33971 | 0.15822 | 0.43969
8360 | 2004-12-14 | 08:00 | 0.54286 | 0.3135 | 0.55824 | 0.62697 | 0.30667 | 0.36212 | 0.5585 |  | 0.54481 | 0.16191 | 0.3019 | 0.10362 | 0.40305
8361 | 2004-12-14 | 09:00 | 0.50195 | 0.25821 | 0.52682 | 0.57333 | 0.31349 | 0.34247 | 0.52512 |  | 0.47162 | 0.15791 | 0.26794 | 0.073713 | 0.31294
8362 | 2004-12-14 | 10:00 | 0.46326 | 0.22336 | 0.45894 | 0.54562 | 0.34935 | 0.33201 | 0.52068 |  | 0.38651 | 0.14466 | 0.27215 | 0.077745 | 0.28925
8363 | 2004-12-14 | 11:00 | 0.39538 | 0.2799 | 0.41401 | 0.48352 | 0.38844 | 0.31243 | 0.55334 |  | 0.35485 | 0.126 | 0.30107 | 0.083505 | 0.22088
8364 | 2004-12-14 | 12:00 | 0.37583 | 0.22437 | 0.46605 | 0.41382 | 0.42141 | 0.30343 | 0.62683 |  | 0.32822 | 0.1186 | 0.3282 | 0.099266 | 0.16383
8365 | 2004-12-14 | 13:00 | 0.43727 | 0.20732 | 0.51362 | 0.34967 | 0.42778 | 0.32707 | 0.6929 |  | 0.35685 | 0.12087 | 0.35681 | 0.13591 | 0.12146
8366 | 2004-12-14 | 14:00 | 0.51388 | 0.09767 | 0.47929 | 0.4073 | 0.45769 | 0.33718 | 0.70069 |  | 0.38348 | 0.15348 | 0.37293 | 0.16574 | 0.090067
8367 | 2004-12-14 | 15:00 | 0.48228 | 0.039459 | 0.44322 | 0.45205 | 0.49894 | 0.36302 | 0.6678 |  | 0.40742 | 0.21338 | 0.39731 | 0.21299 | 0.084132
8368 | 2004-12-14 | 16:00 | 0.39039 | 0.071874 | 0.43656 | 0.33058 | 0.56076 | 0.38524 | 0.62152 |  | 0.40594 | 0.31322 | 0.44927 | 0.24913 | 0.070798
8369 | 2004-12-14 | 17:00 | 0.34314 | 0.2133 | 0.39797 | 0.19598 | 0.6085 | 0.37268 | 0.61199 |  | 0.38783 | 0.36604 | 0.49069 | 0.28533 | 0.049933
8370 | 2004-12-14 | 18:00 | 0.33112 | 0.27022 | 0.36582 | 0.12862 | 0.61397 | 0.33697 | 0.59602 |  | 0.37838 | 0.35968 | 0.54672 | 0.29807 | 0.044496
8371 | 2004-12-14 | 19:00 | 0.31945 | 0.28042 | 0.3382 | 0.13633 | 0.63328 | 0.31966 | 0.52012 |  | 0.35745 | 0.39828 | 0.59406 | 0.33997 | 0.046788
8372 | 2004-12-14 | 20:00 | 0.29073 | 0.31738 | 0.35637 | 0.13988 | 0.66573 | 0.36762 | 0.47003 |  | 0.35248 | 0.42034 | 0.62953 | 0.38716 | 0.039221
8373 | 2004-12-14 | 21:00 | 0.27192 | 0.3225 | 0.42782 | 0.14561 | 0.714 | 0.39117 | 0.45095 |  | 0.36238 | 0.45981 | 0.64089 | 0.41774 | 0.037184
8374 | 2004-12-14 | 22:00 | 0.26237 | 0.31965 | 0.46803 | 0.18396 | 0.76864 | 0.35998 | 0.39846 |  | 0.37728 | 0.49573 | 0.65225 | 0.43406 | 0.038128
8375 | 2004-12-14 | 23:00 | 0.25555 | 0.2466 | 0.43955 | 0.21879 | 0.82337 | 0.32428 | 0.37207 |  | 0.41321 | 0.54318 | 0.64558 | 0.44535 | 0.04928
8376 | 2004-12-15 | 00:00 | 0.25695 | 0.30382 | 0.4163 | 0.22934 | 0.86619 | 0.36623 | 0.49538 |  | 0.46277 | 0.63874 | 0.63235 | 0.45851 | 0.056087
8377 | 2004-12-15 | 01:00 | 0.26611 | 0.2227 | 0.48806 | 0.2439 | 0.87654 | 0.36618 | 0.50738 |  | 0.53627 | 0.6984 | 0.6262 | 0.48542 | 0.063359
8378 | 2004-12-15 | 02:00 | 0.24427 | 0.21031 | 0.52001 | 0.23327 | 0.88312 | 0.30144 | 0.43244 |  | 0.55244 | 0.7653 | 0.63799 | 0.51263 | 0.064595
8379 | 2004-12-15 | 03:00 | 0.23696 | 0.16668 | 0.46137 | 0.2568 | 0.89593 | 0.22183 | 0.37169 |  | 0.57012 | 0.80136 | 0.64213 | 0.58165 | 0.065717
8380 | 2004-12-15 | 04:00 | 0.26402 | 0.24915 | 0.40464 | 0.33753 | 0.91127 | 0.19829 | 0.34875 |  | 0.6116 | 0.816 | 0.64688 | 0.57979 | 0.067923
8381 | 2004-12-15 | 05:00 | 0.27032 | 0.24685 | 0.33439 | 0.44828 | 0.91058 | 0.21022 | 0.33519 |  | 0.65727 | 0.82916 | 0.64168 | 0.57556 | 0.073249
8382 | 2004-12-15 | 06:00 | 0.27746 | 0.29094 | 0.32665 | 0.49755 | 0.90338 | 0.21967 | 0.3271 |  | 0.60005 | 0.83528 | 0.63261 | 0.56305 | 0.087389
8383 | 2004-12-15 | 07:00 | 0.30049 | 0.44415 | 0.31928 | 0.53274 | 0.89963 | 0.23 | 0.27707 |  | 0.5678 | 0.85384 | 0.61762 | 0.54517 | 0.090818
8384 | 2004-12-15 | 08:00 | 0.31636 | 0.44996 | 0.31045 | 0.55546 | 0.89961 | 0.31254 | 0.21906 |  | 0.5664 | 0.87337 | 0.60502 | 0.52305 | 0.07387
8385 | 2004-12-15 | 09:00 | 0.34032 | 0.47299 | 0.29289 | 0.61538 | 0.89778 | 0.32303 | 0.1847 |  | 0.54844 | 0.87295 | 0.58125 | 0.49561 | 0.067231
8386 | 2004-12-15 | 10:00 | 0.36872 | 0.51185 | 0.27886 | 0.69809 | 0.89511 | 0.28515 | 0.17578 |  | 0.50786 | 0.8596 | 0.56431 | 0.47128 | 0.065208
8387 | 2004-12-15 | 11:00 | 0.4196 | 0.54157 | 0.28825 | 0.74093 | 0.87895 | 0.24065 | 0.18906 |  | 0.45594 | 0.83366 | 0.56081 | 0.44458 | 0.085306
8388 | 2004-12-15 | 12:00 | 0.46642 | 0.52204 | 0.33535 | 0.74367 | 0.8486 | 0.28297 | 0.27781 |  | 0.40049 | 0.81437 | 0.55978 | 0.43015 | 0.10258
8389 | 2004-12-15 | 13:00 | 0.53 | 0.49437 | 0.4185 | 0.71441 | 0.80583 | 0.29888 | 0.36222 |  | 0.39598 | 0.81308 | 0.54792 | 0.42407 | 0.11623
8390 | 2004-12-15 | 14:00 | 0.59807 | 0.462 | 0.45791 | 0.77378 | 0.79826 | 0.30038 | 0.35939 |  | 0.42675 | 0.80735 | 0.53476 | 0.43922 | 0.13401
8391 | 2004-12-15 | 15:00 | 0.61275 | 0.4107 | 0.40771 | 0.85069 | 0.80073 | 0.26783 | 0.29592 |  | 0.3532 | 0.80722 | 0.52317 | 0.46761 | 0.18029
8392 | 2004-12-15 | 16:00 | 0.61834 | 0.22722 | 0.29048 | 0.8879 | 0.81599 | 0.21504 | 0.24988 |  | 0.31775 | 0.79603 | 0.50828 | 0.48476 | 0.23176
8393 | 2004-12-15 | 17:00 | 0.6207 | 0.24048 | 0.21517 | 0.8988 | 0.79259 | 0.1725 | 0.22637 |  | 0.31442 | 0.7759 | 0.50616 | 0.45989 | 0.24662
8394 | 2004-12-15 | 18:00 | 0.60202 | 0.14529 | 0.18961 | 0.89216 | 0.72873 | 0.1706 | 0.19418 |  | 0.27752 | 0.71164 | 0.49593 | 0.41289 | 0.25391
8395 | 2004-12-15 | 19:00 | 0.58696 | 0.21677 | 0.20231 | 0.88051 | 0.65271 | 0.22243 | 0.15969 |  | 0.24285 | 0.61699 | 0.47492 | 0.36936 | 0.24429
8396 | 2004-12-15 | 20:00 | 0.60572 | 0.19467 | 0.20568 | 0.86823 | 0.58521 | 0.30609 | 0.1281 |  | 0.21956 | 0.52796 | 0.45067 | 0.37926 | 0.20107
8397 | 2004-12-15 | 21:00 | 0.69132 | 0.2393 | 0.21332 | 0.86002 | 0.53709 | 0.37769 | 0.10838 |  | 0.21818 | 0.45647 | 0.41792 | 0.4026 | 0.16813
8398 | 2004-12-15 | 22:00 | 0.7667 | 0.15422 | 0.25341 | 0.88607 | 0.53336 | 0.48558 | 0.13837 |  | 0.23346 | 0.39804 | 0.38655 | 0.41873 | 0.16935
8399 | 2004-12-15 | 23:00 | 0.80633 | 0.15945 | 0.29164 | 0.91172 | 0.55303 | 0.54046 | 0.17797 |  | 0.23589 | 0.37511 | 0.37047 | 0.42126 | 0.17406
8400 | 2004-12-16 | 00:00 | 0.82279 | 0.10625 | 0.30262 | 0.92518 | 0.60895 | 0.59839 | 0.24396 |  | 0.24424 | 0.36998 | 0.36071 | 0.41354 | 0.17604
8401 | 2004-12-16 | 01:00 | 0.8334 | 0.056233 | 0.32225 | 0.92847 | 0.66626 | 0.64929 | 0.25333 |  | 0.23563 | 0.39079 | 0.35219 | 0.43399 | 0.20356
8402 | 2004-12-16 | 02:00 | 0.83812 | 0.046753 | 0.41257 | 0.9324 | 0.70807 | 0.72954 | 0.38997 |  | 0.19285 | 0.40721 | 0.34704 | 0.46724 | 0.22354
8403 | 2004-12-16 | 03:00 | 0.85712 | 0.066444 | 0.51103 | 0.92936 | 0.68137 | 0.78637 | 0.42719 |  | 0.23317 | 0.40861 | 0.34526 | 0.488 | 0.23143
8404 | 2004-12-16 | 04:00 | 0.87954 | 0.10626 | 0.48959 | 0.91668 | 0.66684 | 0.79304 | 0.3144 |  | 0.29649 | 0.40644 | 0.33286 | 0.49694 | 0.26129
8405 | 2004-12-16 | 05:00 | 0.88104 | 0.062506 | 0.44031 | 0.92613 | 0.6879 | 0.79312 | 0.32064 |  | 0.3198 | 0.41979 | 0.31791 | 0.49946 | 0.26557
8406 | 2004-12-16 | 06:00 | 0.85149 | 0.045718 | 0.41596 | 0.9284 | 0.67088 | 0.76837 | 0.31351 |  | 0.28035 | 0.43025 | 0.30523 | 0.53178 | 0.29431
8407 | 2004-12-16 | 07:00 | 0.82162 | 0.036771 | 0.40319 | 0.8951 | 0.64516 | 0.75278 | 0.31167 |  | 0.25122 | 0.47024 | 0.28858 | 0.53037 | 0.31736
8408 | 2004-12-16 | 08:00 | 0.84457 | 0.15441 | 0.42446 | 0.85816 | 0.64417 | 0.77116 | 0.36783 |  | 0.28267 | 0.48733 | 0.27264 | 0.53401 | 0.3466
8409 | 2004-12-16 | 09:00 | 0.85984 | 0.32084 | 0.47939 | 0.87318 | 0.59654 | 0.77399 | 0.45076 |  | 0.29106 | 0.51117 | 0.26095 | 0.54162 | 0.37488
8410 | 2004-12-16 | 10:00 | 0.82111 | 0.23065 | 0.45453 | 0.86238 | 0.59268 | 0.76315 | 0.49577 |  | 0.26179 | 0.50673 | 0.25004 | 0.55983 | 0.40986
8411 | 2004-12-16 | 11:00 | 0.77883 | 0.24577 | 0.41778 | 0.79641 | 0.60382 | 0.73962 | 0.49443 |  | 0.22226 | 0.51327 | 0.24091 | 0.5952 | 0.43215
8412 | 2004-12-16 | 12:00 | 0.80408 | 0.39804 | 0.48299 | 0.72133 | 0.58124 | 0.76579 | 0.54605 |  | 0.28703 | 0.52184 | 0.22569 | 0.6004 | 0.44738
8413 | 2004-12-16 | 13:00 | 0.83835 | 0.37583 | 0.51798 | 0.752 | 0.58648 | 0.81191 | 0.62636 |  | 0.34553 | 0.50069 | 0.21989 | 0.59793 | 0.45713
8414 | 2004-12-16 | 14:00 | 0.84732 | 0.30592 | 0.53711 | 0.79402 | 0.5788 | 0.83612 | 0.66876 |  | 0.37156 | 0.55902 | 0.22295 | 0.59973 | 0.49618
8415 | 2004-12-16 | 15:00 | 0.85493 | 0.25264 | 0.53054 | 0.7827 | 0.52941 | 0.83171 | 0.6284 |  | 0.34523 | 0.60547 | 0.23805 | 0.59857 | 0.53401
8416 | 2004-12-16 | 16:00 | 0.84502 | 0.26501 | 0.49555 | 0.77754 | 0.4579 | 0.82326 | 0.59564 |  | 0.23662 | 0.55424 | 0.26955 | 0.56765 | 0.55104
8417 | 2004-12-16 | 17:00 | 0.82854 | 0.23715 | 0.48783 | 0.76116 | 0.4359 | 0.81242 | 0.57962 |  | 0.16112 | 0.489 | 0.29954 | 0.49984 | 0.52681
8418 | 2004-12-16 | 18:00 | 0.81825 | 0.098807 | 0.47663 | 0.71863 | 0.43336 | 0.80705 | 0.56251 |  | 0.12477 | 0.36442 | 0.32706 | 0.46726 | 0.54733
8419 | 2004-12-16 | 19:00 | 0.81176 | 0.065491 | 0.46237 | 0.65147 | 0.36203 | 0.79742 | 0.54139 |  | 0.12743 | 0.26203 | 0.34002 | 0.46697 | 0.57766
8420 | 2004-12-16 | 20:00 | 0.80113 | 0.050013 | 0.4443 | 0.55732 | 0.28574 | 0.79298 | 0.553 |  | 0.12811 | 0.1926 | 0.33811 | 0.45979 | 0.58284
8421 | 2004-12-16 | 21:00 | 0.79306 | 0.034838 | 0.53455 | 0.48149 | 0.23298 | 0.81143 | 0.63969 |  | 0.15559 | 0.1511 | 0.31974 | 0.47122 | 0.60232
8422 | 2004-12-16 | 22:00 | 0.80233 | 0.059002 | 0.68109 | 0.46655 | 0.20536 | 0.83688 | 0.69355 |  | 0.23122 | 0.17272 | 0.31487 | 0.49839 | 0.67598
8423 | 2004-12-16 | 23:00 | 0.79355 | 0.079437 | 0.75272 | 0.53834 | 0.20262 | 0.85262 | 0.70674 |  | 0.27235 | 0.18728 | 0.33537 | 0.45586 | 0.72947
8424 | 2004-12-17 | 00:00 | 0.7785 | 0.20969 | 0.7917 | 0.60961 | 0.20141 | 0.85599 | 0.6872 |  | 0.25964 | 0.18207 | 0.36079 | 0.49852 | 0.7435
8425 | 2004-12-17 | 01:00 | 0.74844 | 0.3735 | 0.79669 | 0.64937 | 0.23383 | 0.85096 | 0.67443 |  | 0.29949 | 0.17232 | 0.34412 | 0.47187 | 0.73887
8426 | 2004-12-17 | 02:00 | 0.74304 | 0.43687 | 0.79443 | 0.63849 | 0.21916 | 0.85628 | 0.66927 |  | 0.38707 | 0.14479 | 0.42224 | 0.5089 | 0.70329
8427 | 2004-12-17 | 03:00 | 0.67419 | 0.45346 | 0.82521 | 0.51859 | 0.19174 | 0.85833 | 0.67813 |  | 0.38313 | 0.13727 | 0.59236 | 0.51175 | 0.64111
8428 | 2004-12-17 | 04:00 | 0.58833 | 0.45494 | 0.81891 | 0.4258 | 0.17969 | 0.8457 | 0.69327 |  | 0.41917 | 0.13524 | 0.62012 | 0.462 | 0.59295
8429 | 2004-12-17 | 05:00 | 0.51511 | 0.4733 | 0.77214 | 0.30446 | 0.18166 | 0.8369 | 0.7034 |  | 0.45639 | 0.11085 | 0.59477 | 0.37684 | 0.65552
8430 | 2004-12-17 | 06:00 | 0.41895 | 0.39608 | 0.72613 | 0.23822 | 0.20988 | 0.83312 | 0.73578 |  | 0.46581 | 0.13276 | 0.5401 | 0.33777 | 0.59505
8431 | 2004-12-17 | 07:00 | 0.31784 | 0.40533 | 0.6749 | 0.19071 | 0.22768 | 0.80171 | 0.78034 |  | 0.45966 | 0.16732 | 0.47905 | 0.34315 | 0.64867
8432 | 2004-12-17 | 08:00 | 0.25568 | 0.27214 | 0.61805 | 0.153 | 0.23301 | 0.79012 | 0.76806 |  | 0.48449 | 0.21029 | 0.47322 | 0.34199 | 0.64224
8433 | 2004-12-17 | 09:00 | 0.21471 | 0.14439 | 0.56745 | 0.12469 | 0.2452 | 0.80746 | 0.70761 |  | 0.50735 | 0.31095 | 0.47042 | 0.34939 | 0.60906
8434 | 2004-12-17 | 10:00 | 0.19882 | 0.44334 | 0.54643 | 0.099565 | 0.28696 | 0.8206 | 0.69321 |  | 0.4282 | 0.40081 | 0.49962 | 0.34771 | 0.6662
8435 | 2004-12-17 | 11:00 | 0.18321 | 0.45709 | 0.52415 | 0.083767 | 0.33653 | 0.81318 | 0.6968 |  | 0.31641 | 0.43162 | 0.49871 | 0.34076 | 0.67734
8436 | 2004-12-17 | 12:00 | 0.15509 | 0.45934 | 0.46946 | 0.075127 | 0.36882 | 0.77485 | 0.70493 |  | 0.25506 | 0.45828 | 0.49013 | 0.33873 | 0.61924
8437 | 2004-12-17 | 13:00 | 0.16191 | 0.44499 | 0.51011 | 0.074928 | 0.38046 | 0.78673 | 0.77277 |  | 0.26167 | 0.4924 | 0.48757 | 0.34721 | 0.57545
8438 | 2004-12-17 | 14:00 | 0.15957 | 0.43907 | 0.54919 | 0.080993 | 0.39351 | 0.73908 | 0.82297 |  | 0.29688 | 0.52819 | 0.50319 | 0.37192 | 0.51652
8439 | 2004-12-17 | 15:00 | 0.12369 | 0.42787 | 0.45016 | 0.080079 | 0.45278 | 0.66093 | 0.83852 |  | 0.24679 | 0.52042 | 0.49894 | 0.40376 | 0.48526
8440 | 2004-12-17 | 16:00 | 0.098182 | 0.44333 | 0.36113 | 0.10288 | 0.56476 | 0.5653 | 0.83121 |  | 0.18481 | 0.52179 | 0.51732 | 0.42274 | 0.43823
8441 | 2004-12-17 | 17:00 | 0.092494 | 0.38021 | 0.32639 | 0.11592 | 0.65634 | 0.48164 | 0.80944 |  | 0.13488 | 0.45211 | 0.52381 | 0.4097 | 0.41709
8442 | 2004-12-17 | 18:00 | 0.094228 | 0.44691 | 0.27046 | 0.11872 | 0.68366 | 0.38297 | 0.76786 |  | 0.11088 | 0.34422 | 0.52353 | 0.35794 | 0.34034
8443 | 2004-12-17 | 19:00 | 0.1125 | 0.40197 | 0.21319 | 0.13209 | 0.7184 | 0.31143 | 0.72388 |  | 0.098643 | 0.32425 | 0.50838 | 0.30325 | 0.28081
8444 | 2004-12-17 | 20:00 | 0.15173 | 0.43713 | 0.1445 | 0.16181 | 0.74557 | 0.24013 | 0.67139 |  | 0.09267 | 0.33264 | 0.49383 | 0.28895 | 0.24902
8445 | 2004-12-17 | 21:00 | 0.19039 | 0.30354 | 0.11175 | 0.19726 | 0.72761 | 0.20155 | 0.62584 |  | 0.095075 | 0.31581 | 0.47754 | 0.29012 | 0.28301
8446 | 2004-12-17 | 22:00 | 0.21147 | 0.28594 | 0.11208 | 0.23542 | 0.71795 | 0.19998 | 0.60747 |  | 0.10366 | 0.28978 | 0.46716 | 0.29692 | 0.36276
8447 | 2004-12-17 | 23:00 | 0.23966 | 0.26164 | 0.10396 | 0.29619 | 0.73309 | 0.18892 | 0.56517 |  | 0.12162 | 0.26475 | 0.44693 | 0.31834 | 0.3904
8448 | 2004-12-18 | 00:00 | 0.28598 | 0.1903 | 0.11951 | 0.40584 | 0.77339 | 0.16474 | 0.56413 |  | 0.095783 | 0.30692 | 0.42479 | 0.32457 | 0.39701
8449 | 2004-12-18 | 01:00 | 0.32246 | 0.13453 | 0.11055 | 0.47923 | 0.80175 | 0.1337 | 0.54464 |  | 0.10187 | 0.37694 | 0.42206 | 0.36602 | 0.32997
8450 | 2004-12-18 | 02:00 | 0.37737 | 0.09786 | 0.10176 | 0.52133 | 0.83342 | 0.14964 | 0.47707 |  | 0.12262 | 0.43839 | 0.41692 | 0.42831 | 0.26309
8451 | 2004-12-18 | 03:00 | 0.46872 | 0.10872 | 0.11458 | 0.60203 | 0.83956 | 0.2209 | 0.41127 |  | 0.15577 | 0.46465 | 0.40904 | 0.49703 | 0.21501
8452 | 2004-12-18 | 04:00 | 0.5368 | 0.10054 | 0.13613 | 0.71315 | 0.82507 | 0.3249 | 0.34723 |  | 0.22601 | 0.46431 | 0.39934 | 0.53615 | 0.18517
8453 | 2004-12-18 | 05:00 | 0.55944 | 0.047782 | 0.16894 | 0.79333 | 0.83478 | 0.4482 | 0.24422 |  | 0.30413 | 0.50306 | 0.39732 | 0.55325 | 0.18974
8454 | 2004-12-18 | 06:00 | 0.59749 | 0.033749 | 0.21301 | 0.81393 | 0.83553 | 0.51821 | 0.1639 |  | 0.2973 | 0.54952 | 0.39363 | 0.56129 | 0.19765
8455 | 2004-12-18 | 07:00 | 0.67275 | 0.09321 | 0.27576 | 0.81349 | 0.82111 | 0.5649 | 0.12306 |  | 0.2681 | 0.60354 | 0.37881 | 0.55472 | 0.23094
8456 | 2004-12-18 | 08:00 | 0.71367 | 0.29847 | 0.34046 | 0.84225 | 0.80235 | 0.63542 | 0.096629 |  | 0.22216 | 0.63774 | 0.36959 | 0.55414 | 0.26355
8457 | 2004-12-18 | 09:00 | 0.70684 | 0.33972 | 0.38298 | 0.84361 | 0.75969 | 0.69104 | 0.10415 |  | 0.20367 | 0.64668 | 0.36672 | 0.56703 | 0.25256
8458 | 2004-12-18 | 10:00 | 0.67049 | 0.38645 | 0.40193 | 0.79544 | 0.70717 | 0.75883 | 0.17735 |  | 0.20711 | 0.65823 | 0.36988 | 0.56019 | 0.24738
8459 | 2004-12-18 | 11:00 | 0.64864 | 0.43538 | 0.40595 | 0.69879 | 0.67064 | 0.8022 | 0.3074 |  | 0.20833 | 0.67343 | 0.37807 | 0.52671 | 0.24336
8460 | 2004-12-18 | 12:00 | 0.65967 | 0.3013 | 0.38379 | 0.60668 | 0.64866 | 0.82005 | 0.35717 |  | 0.13045 | 0.6338 | 0.38063 | 0.48303 | 0.24918
8461 | 2004-12-18 | 13:00 | 0.68318 | 0.25334 | 0.40065 | 0.6062 | 0.63565 | 0.84802 | 0.41514 |  | 0.22798 | 0.57904 | 0.37973 | 0.46843 | 0.2466
8462 | 2004-12-18 | 14:00 | 0.72948 | 0.23141 | 0.40718 | 0.62851 | 0.67145 | 0.86676 | 0.5127 |  | 0.21065 | 0.56876 | 0.38189 | 0.48745 | 0.23219
8463 | 2004-12-18 | 15:00 | 0.7437 | 0.22141 | 0.36266 | 0.63959 | 0.70133 | 0.89146 | 0.51541 |  | 0.17205 | 0.5401 | 0.3726 | 0.48567 | 0.23128
8464 | 2004-12-18 | 16:00 | 0.73565 | 0.28311 | 0.28363 | 0.61372 | 0.70723 | 0.85774 | 0.48014 |  | 0.12923 | 0.44146 | 0.35426 | 0.47181 | 0.25212
8465 | 2004-12-18 | 17:00 | 0.71565 | 0.1472 | 0.20624 | 0.63537 | 0.73248 | 0.80076 | 0.45308 |  | 0.12942 | 0.35867 | 0.33738 | 0.45939 | 0.26002
8466 | 2004-12-18 | 18:00 | 0.65947 | 0.051241 | 0.18255 | 0.66542 | 0.74282 | 0.74936 | 0.4064 |  | 0.12328 | 0.30507 | 0.32049 | 0.42764 | 0.26289
8467 | 2004-12-18 | 19:00 | 0.58114 | 0.025687 | 0.18076 | 0.69315 | 0.72832 | 0.72208 | 0.38782 |  | 0.14843 | 0.2804 | 0.29743 | 0.42882 | 0.26523
8468 | 2004-12-18 | 20:00 | 0.52757 | 0.056306 | 0.20439 | 0.66048 | 0.70802 | 0.75171 | 0.45861 |  | 0.17663 | 0.26966 | 0.26418 | 0.47595 | 0.27189
8469 | 2004-12-18 | 21:00 | 0.52453 | 0.16349 | 0.2845 | 0.66468 | 0.69154 | 0.81312 | 0.52982 |  | 0.21834 | 0.26943 | 0.2363 | 0.49737 | 0.26697
8470 | 2004-12-18 | 22:00 | 0.5439 | 0.28744 | 0.38293 | 0.74704 | 0.66946 | 0.85869 | 0.5553 |  | 0.32491 | 0.31593 | 0.22664 | 0.50125 | 0.28889
8471 | 2004-12-18 | 23:00 | 0.59549 | 0.39597 | 0.41435 | 0.8329 | 0.65471 | 0.8698 | 0.56282 |  | 0.40196 | 0.39591 | 0.22701 | 0.47366 | 0.3438
8472 | 2004-12-19 | 00:00 | 0.62881 | 0.48671 | 0.43489 | 0.86767 | 0.64644 | 0.8813 | 0.59098 |  | 0.31542 | 0.45161 | 0.23405 | 0.38411 | 0.33375
8473 | 2004-12-19 | 01:00 | 0.66876 | 0.56342 | 0.3665 | 0.8404 | 0.62515 | 0.90115 | 0.58505 |  | 0.34028 | 0.50438 | 0.25512 | 0.33409 | 0.31867
8474 | 2004-12-19 | 02:00 | 0.73312 | 0.58579 | 0.35563 | 0.84875 | 0.62358 | 0.86422 | 0.50646 |  | 0.44545 | 0.52056 | 0.29684 | 0.31248 | 0.31218
8475 | 2004-12-19 | 03:00 | 0.70632 | 0.60788 | 0.45588 | 0.85384 | 0.60806 | 0.83899 | 0.45352 |  | 0.50732 | 0.45011 | 0.37184 | 0.29049 | 0.34267
8476 | 2004-12-19 | 04:00 | 0.65784 | 0.49356 | 0.48976 | 0.85827 | 0.5864 | 0.83228 | 0.37825 |  | 0.62621 | 0.36565 | 0.4502 | 0.27582 | 0.35763
8477 | 2004-12-19 | 05:00 | 0.67324 | 0.44587 | 0.43486 | 0.86237 | 0.54562 | 0.7642 | 0.37937 |  | 0.58728 | 0.32466 | 0.50426 | 0.26631 | 0.32082
8478 | 2004-12-19 | 06:00 | 0.71419 | 0.40513 | 0.41161 | 0.87095 | 0.5136 | 0.64264 | 0.40962 |  | 0.55597 | 0.29914 | 0.53277 | 0.2617 | 0.27442
8479 | 2004-12-19 | 07:00 | 0.70475 | 0.41789 | 0.36895 | 0.87697 | 0.48211 | 0.63383 | 0.35919 |  | 0.46579 | 0.27447 | 0.54892 | 0.24915 | 0.24963
8480 | 2004-12-19 | 08:00 | 0.66097 | 0.45086 | 0.41417 | 0.86911 | 0.45597 | 0.65628 | 0.35693 |  | 0.3997 | 0.2654 | 0.56629 | 0.23349 | 0.25032
8481 | 2004-12-19 | 09:00 | 0.65938 | 0.39909 | 0.46028 | 0.85568 | 0.41108 | 0.59574 | 0.29928 |  | 0.31147 | 0.27348 | 0.57726 | 0.23613 | 0.25403
8482 | 2004-12-19 | 10:00 | 0.63389 | 0.41362 | 0.42635 | 0.85575 | 0.37043 | 0.51661 | 0.20898 |  | 0.29166 | 0.31929 | 0.58309 | 0.25249 | 0.25144
8483 | 2004-12-19 | 11:00 | 0.60057 | 0.47194 | 0.38999 | 0.84146 | 0.2938 | 0.50145 | 0.21009 |  | 0.29275 | 0.3564 | 0.58847 | 0.28078 | 0.26735
8484 | 2004-12-19 | 12:00 | 0.63601 | 0.5154 | 0.3523 | 0.81043 | 0.23992 | 0.55296 | 0.30984 |  | 0.2577 | 0.35307 | 0.59782 | 0.30872 | 0.29038
8485 | 2004-12-19 | 13:00 | 0.72749 | 0.42989 | 0.44395 | 0.79958 | 0.22492 | 0.57979 | 0.42279 |  | 0.27851 | 0.34843 | 0.60808 | 0.34608 | 0.30498
8486 | 2004-12-19 | 14:00 | 0.77329 | 0.37475 | 0.45991 | 0.80033 | 0.2588 | 0.57665 | 0.52162 |  | 0.33191 | 0.39674 | 0.63057 | 0.40067 | 0.31688
8487 | 2004-12-19 | 15:00 | 0.77184 | 0.33146 | 0.41475 | 0.7806 | 0.31756 | 0.57579 | 0.54253 |  | 0.33762 | 0.41854 | 0.64423 | 0.45482 | 0.33409
8488 | 2004-12-19 | 16:00 | 0.7537 | 0.33689 | 0.35463 | 0.73107 | 0.38677 | 0.61988 | 0.45803 |  | 0.34551 | 0.39931 | 0.64925 | 0.494 | 0.32098
8489 | 2004-12-19 | 17:00 | 0.71691 | 0.40616 | 0.31909 | 0.6671 | 0.46822 | 0.57293 | 0.33638 |  | 0.3561 | 0.35761 | 0.66176 | 0.52047 | 0.31358
8490 | 2004-12-19 | 18:00 | 0.65806 | 0.614 | 0.32347 | 0.58953 | 0.55391 | 0.52548 | 0.21351 |  | 0.4985 | 0.33295 | 0.66804 | 0.51201 | 0.29473
8491 | 2004-12-19 | 19:00 | 0.59382 | 0.3523 | 0.36266 | 0.48264 | 0.61769 | 0.47197 | 0.1707 |  | 0.55842 | 0.35324 | 0.68258 | 0.47762 | 0.28216
8492 | 2004-12-19 | 20:00 | 0.55083 | 0.22063 | 0.40994 | 0.36759 | 0.68321 | 0.51106 | 0.17938 |  | 0.61026 | 0.38056 | 0.70017 | 0.45438 | 0.27808
8493 | 2004-12-19 | 21:00 | 0.52806 | 0.30385 | 0.46233 | 0.28187 | 0.72818 | 0.5621 | 0.21011 |  | 0.64027 | 0.38745 | 0.70771 | 0.46502 | 0.27743
8494 | 2004-12-19 | 22:00 | 0.49695 | 0.33148 | 0.56291 | 0.19381 | 0.77142 | 0.60582 | 0.26185 |  | 0.64342 | 0.38508 | 0.70527 | 0.47257 | 0.2853
8495 | 2004-12-19 | 23:00 | 0.45842 | 0.39915 | 0.62691 | 0.11521 | 0.83274 | 0.61327 | 0.31181 |  | 0.6163 | 0.41587 | 0.71498 | 0.48855 | 0.28784
8496 | 2004-12-20 | 00:00 | 0.38109 | 0.36642 | 0.70065 | 0.092122 | 0.88404 | 0.67885 | 0.36145 |  | 0.5943 | 0.48959 | 0.7093 | 0.5143 | 0.27336
8497 | 2004-12-20 | 01:00 | 0.33697 | 0.42487 | 0.78031 | 0.11423 | 0.89959 | 0.6399 | 0.39651 |  | 0.52546 | 0.57497 | 0.6952 | 0.5873 | 0.19577
8498 | 2004-12-20 | 02:00 | 0.29126 | 0.48547 | 0.78833 | 0.10738 | 0.90195 | 0.56786 | 0.41849 |  | 0.4825 | 0.64804 | 0.63852 | 0.70413 | 0.086713
8499 | 2004-12-20 | 03:00 | 0.26713 | 0.54104 | 0.80132 | 0.10345 | 0.90796 | 0.49956 | 0.48279 |  | 0.58017 | 0.7091 | 0.66208 | 0.77321 | 0.052507
8500 | 2004-12-20 | 04:00 | 0.25488 | 0.57397 | 0.82249 | 0.13043 | 0.91657 | 0.45517 | 0.45055 |  | 0.65471 | 0.76294 | 0.71698 | 0.78197 | 0.045463
8501 | 2004-12-20 | 05:00 | 0.2272 | 0.72773 | 0.80039 | 0.14795 | 0.92416 | 0.38893 | 0.44207 |  | 0.67441 | 0.78681 | 0.72639 | 0.80392 | 0.045683
8502 | 2004-12-20 | 06:00 | 0.2373 | 0.60117 | 0.75537 | 0.21055 | 0.92703 | 0.34953 | 0.47649 |  | 0.64722 | 0.80482 | 0.72958 | 0.83 | 0.059425
8503 | 2004-12-20 | 07:00 | 0.24824 | 0.38488 | 0.72941 | 0.29716 | 0.93036 | 0.33564 | 0.44903 |  | 0.59631 | 0.84372 | 0.76048 | 0.82375 | 0.068566
8504 | 2004-12-20 | 08:00 | 0.24925 | 0.31526 | 0.74602 | 0.33895 | 0.93293 | 0.34391 | 0.46107 |  | 0.59334 | 0.84393 | 0.73664 | 0.80873 | 0.053339
8505 | 2004-12-20 | 09:00 | 0.24904 | 0.32211 | 0.75368 | 0.39593 | 0.93385 | 0.37159 | 0.49091 |  | 0.56764 | 0.8272 | 0.70242 | 0.80889 | 0.073082
8506 | 2004-12-20 | 10:00 | 0.27019 | 0.40671 | 0.75477 | 0.47671 | 0.92766 | 0.38199 | 0.48792 |  | 0.5532 | 0.83803 | 0.70972 | 0.81754 | 0.081901
8507 | 2004-12-20 | 11:00 | 0.28013 | 0.36261 | 0.76423 | 0.57746 | 0.91546 | 0.3953 | 0.51424 |  | 0.57795 | 0.83654 | 0.70794 | 0.82799 | 0.070592
8508 | 2004-12-20 | 12:00 | 0.32153 | 0.35349 | 0.76125 | 0.66999 | 0.8922 | 0.43189 | 0.63227 |  | 0.61306 | 0.79176 | 0.71645 | 0.83722 | 0.047441
8509 | 2004-12-20 | 13:00 | 0.41761 | 0.36388 | 0.77358 | 0.77146 | 0.85676 | 0.40184 | 0.72697 |  | 0.63033 | 0.77355 | 0.72865 | 0.84629 | 0.033069
8510 | 2004-12-20 | 14:00 | 0.53999 | 0.30133 | 0.78772 | 0.89046 | 0.82452 | 0.37215 | 0.79142 |  | 0.61226 | 0.76755 | 0.74125 | 0.8456 | 0.02106
8511 | 2004-12-20 | 15:00 | 0.58933 | 0.24065 | 0.76371 | 0.92954 | 0.81113 | 0.32266 | 0.80048 |  | 0.56808 | 0.78632 | 0.72535 | 0.84316 | 0.019105
8512 | 2004-12-20 | 16:00 | 0.60424 | 0.23038 | 0.72195 | 0.93466 | 0.81884 | 0.29245 | 0.77422 |  | 0.52531 | 0.81459 | 0.71573 | 0.85049 | 0.025664
8513 | 2004-12-20 | 17:00 | 0.59111 | 0.21729 | 0.69227 | 0.93745 | 0.809 | 0.2786 | 0.71644 |  | 0.46984 | 0.8009 | 0.71735 | 0.8522 | 0.03633
8514 | 2004-12-20 | 18:00 | 0.60322 | 0.14504 | 0.68748 | 0.93914 | 0.7565 | 0.30457 | 0.69174 |  | 0.41631 | 0.74244 | 0.71385 | 0.81155 | 0.041382
8515 | 2004-12-20 | 19:00 | 0.65665 | 0.077622 | 0.67459 | 0.93468 | 0.71091 | 0.32735 | 0.66497 |  | 0.39166 | 0.68675 | 0.69033 | 0.74987 | 0.049925
8516 | 2004-12-20 | 20:00 | 0.73332 | 0.062192 | 0.69024 | 0.92476 | 0.6738 | 0.33286 | 0.65289 |  | 0.40814 | 0.59633 | 0.6796 | 0.71042 | 0.064818
8517 | 2004-12-20 | 21:00 | 0.81009 | 0.035129 | 0.73168 | 0.91268 | 0.64621 | 0.33496 | 0.71697 |  | 0.4757 | 0.47866 | 0.67768 | 0.68491 | 0.067872
8518 | 2004-12-20 | 22:00 | 0.85451 | 0.020337 | 0.75031 | 0.91357 | 0.61573 | 0.36229 | 0.77378 |  | 0.51406 | 0.38216 | 0.67318 | 0.65314 | 0.059247
8519 | 2004-12-20 | 23:00 | 0.87792 | 0.0081292 | 0.68895 | 0.91122 | 0.64622 | 0.3587 | 0.77658 |  | 0.55324 | 0.33635 | 0.66283 | 0.61704 | 0.047364
8520 | 2004-12-21 | 00:00 | 0.88311 | 0.02005 | 0.53872 | 0.905 | 0.72437 | 0.47171 | 0.79178 |  | 0.53364 | 0.33848 | 0.63964 | 0.58752 | 0.03638
8521 | 2004-12-21 | 01:00 | 0.87155 | 0.020182 | 0.46837 | 0.88292 | 0.74809 | 0.49098 | 0.76595 |  | 0.50462 | 0.4175 | 0.60232 | 0.59344 | 0.032395
8522 | 2004-12-21 | 02:00 | 0.86499 | 0.054108 | 0.37927 | 0.87125 | 0.78247 | 0.44385 | 0.74888 |  | 0.48735 | 0.47388 | 0.58658 | 0.59805 | 0.033883
8523 | 2004-12-21 | 03:00 | 0.87381 | 0.10718 | 0.32001 | 0.84908 | 0.80248 | 0.44963 | 0.68706 |  | 0.50624 | 0.4922 | 0.57201 | 0.60766 | 0.044095
8524 | 2004-12-21 | 04:00 | 0.89128 | 0.15362 | 0.32223 | 0.83226 | 0.813 | 0.47033 | 0.65187 |  | 0.5291 | 0.46871 | 0.5581 | 0.59721 | 0.053298
8525 | 2004-12-21 | 05:00 | 0.89935 | 0.21994 | 0.36244 | 0.80967 | 0.8345 | 0.47364 | 0.65645 |  | 0.53025 | 0.40304 | 0.5381 | 0.57523 | 0.05653
8526 | 2004-12-21 | 06:00 | 0.8878 | 0.27553 | 0.38734 | 0.79417 | 0.84842 | 0.48645 | 0.62534 |  | 0.54895 | 0.33138 | 0.50682 | 0.55061 | 0.056547
8527 | 2004-12-21 | 07:00 | 0.88457 | 0.25431 | 0.37923 | 0.77165 | 0.85039 | 0.51556 | 0.59573 |  | 0.52564 | 0.30403 | 0.46741 | 0.51016 | 0.051841
8528 | 2004-12-21 | 08:00 | 0.87342 | 0.28332 | 0.38747 | 0.76612 | 0.85307 | 0.54783 | 0.59808 |  | 0.51162 | 0.31937 | 0.44744 | 0.4809 | 0.056217
8529 | 2004-12-21 | 09:00 | 0.81285 | 0.33786 | 0.41977 | 0.74582 | 0.84708 | 0.57353 | 0.49596 |  | 0.50408 | 0.32347 | 0.42817 | 0.46105 | 0.06661
8530 | 2004-12-21 | 10:00 | 0.70688 | 0.37912 | 0.44048 | 0.67513 | 0.8361 | 0.59827 | 0.35863 |  | 0.49703 | 0.32861 | 0.4126 | 0.42791 | 0.081092
8531 | 2004-12-21 | 11:00 | 0.63045 | 0.42808 | 0.51241 | 0.61412 | 0.79922 | 0.6395 | 0.2991 |  | 0.49674 | 0.30542 | 0.39376 | 0.3943 | 0.089021
8532 | 2004-12-21 | 12:00 | 0.65622 | 0.47893 | 0.6086 | 0.60783 | 0.73579 | 0.7011 | 0.38378 |  | 0.50536 | 0.24545 | 0.36912 | 0.36448 | 0.088315
8533 | 2004-12-21 | 13:00 | 0.7377 | 0.52529 | 0.60882 | 0.64641 | 0.68016 | 0.75688 | 0.39995 |  | 0.56312 | 0.24935 | 0.33098 | 0.3239 | 0.089765
8534 | 2004-12-21 | 14:00 | 0.77063 | 0.4633 | 0.67686 | 0.74993 | 0.66642 | 0.78388 | 0.35489 |  | 0.60512 | 0.23363 | 0.29703 | 0.29139 | 0.089785
8535 | 2004-12-21 | 15:00 | 0.77418 | 0.43565 | 0.68741 | 0.81655 | 0.66435 | 0.81937 | 0.32076 |  | 0.62645 | 0.2567 | 0.28235 | 0.26231 | 0.11366
8536 | 2004-12-21 | 16:00 | 0.75399 | 0.45351 | 0.59242 | 0.82523 | 0.67315 | 0.81797 | 0.32506 |  | 0.60845 | 0.26184 | 0.27769 | 0.24091 | 0.21357
8537 | 2004-12-21 | 17:00 | 0.66869 | 0.4204 | 0.47154 | 0.81163 | 0.6552 | 0.80653 | 0.35823 |  | 0.56986 | 0.20972 | 0.25427 | 0.22988 | 0.37069
8538 | 2004-12-21 | 18:00 | 0.58045 | 0.43773 | 0.37915 | 0.76074 | 0.63063 | 0.78752 | 0.358 |  | 0.52329 | 0.18663 | 0.21666 | 0.20989 | 0.31981
8539 | 2004-12-21 | 19:00 | 0.53614 | 0.57952 | 0.32553 | 0.69756 | 0.57865 | 0.75003 | 0.37214 |  | 0.46753 | 0.21718 | 0.20067 | 0.21229 | 0.26473
8540 | 2004-12-21 | 20:00 | 0.55553 | 0.53814 | 0.31154 | 0.63801 | 0.5336 | 0.7062 | 0.40789 |  | 0.39825 | 0.24555 | 0.17857 | 0.22471 | 0.18629
8541 | 2004-12-21 | 21:00 | 0.58728 | 0.47419 | 0.39446 | 0.59016 | 0.49782 | 0.68719 | 0.47471 |  | 0.37235 | 0.23514 | 0.16315 | 0.22579 | 0.15675
8542 | 2004-12-21 | 22:00 | 0.58374 | 0.51736 | 0.50129 | 0.57259 | 0.45924 | 0.69455 | 0.55411 |  | 0.42469 | 0.23455 | 0.1717 | 0.21552 | 0.15739
8543 | 2004-12-21 | 23:00 | 0.56251 | 0.64187 | 0.55496 | 0.56816 | 0.40512 | 0.69672 | 0.61052 |  | 0.42135 | 0.2615 | 0.18617 | 0.20271 | 0.12976
8544 | 2004-12-22 | 00:00 | 0.54386 | 0.79192 | 0.57505 | 0.57742 | 0.37137 | 0.68548 | 0.6599 |  | 0.42516 | 0.28239 | 0.18574 | 0.17702 | 0.11336
8545 | 2004-12-22 | 01:00 | 0.48398 | 0.7776 | 0.58405 | 0.52135 | 0.34756 | 0.6898 | 0.68331 |  | 0.46278 | 0.32309 | 0.18695 | 0.16844 | 0.11084
8546 | 2004-12-22 | 02:00 | 0.47211 | 0.69291 | 0.61419 | 0.5138 | 0.38425 | 0.70045 | 0.64978 |  | 0.50084 | 0.34133 | 0.18737 | 0.1759 | 0.099249
8547 | 2004-12-22 | 03:00 | 0.43712 | 0.65144 | 0.62877 | 0.51784 | 0.3748 | 0.70862 | 0.59688 |  | 0.49926 | 0.35303 | 0.19044 | 0.20318 | 0.11034
8548 | 2004-12-22 | 04:00 | 0.36642 | 0.70642 | 0.62446 | 0.44816 | 0.34189 | 0.67975 | 0.56729 |  | 0.48831 | 0.38106 | 0.19443 | 0.2097 | 0.13587
8549 | 2004-12-22 | 05:00 | 0.32677 | 0.78283 | 0.58036 | 0.41146 | 0.30941 | 0.63797 | 0.50603 |  | 0.48243 | 0.38066 | 0.19714 | 0.20417 | 0.15197
8550 | 2004-12-22 | 06:00 | 0.27466 | 0.7155 | 0.52541 | 0.42672 | 0.30672 | 0.61465 | 0.48494 |  | 0.45332 | 0.37959 | 0.19398 | 0.18883 | 0.15876
8551 | 2004-12-22 | 07:00 | 0.24981 | 0.71198 | 0.44794 | 0.42702 | 0.28994 | 0.57493 | 0.43395 |  | 0.42389 | 0.39742 | 0.18318 | 0.18324 | 0.19144
8552 | 2004-12-22 | 08:00 | 0.26682 | 0.62118 | 0.42065 | 0.3921 | 0.23452 | 0.53054 | 0.36594 |  | 0.42063 | 0.39496 | 0.17813 | 0.18761 | 0.22099
8553 | 2004-12-22 | 09:00 | 0.27606 | 0.51527 | 0.40575 | 0.33646 | 0.21136 | 0.49795 | 0.30098 |  | 0.39523 | 0.36751 | 0.17573 | 0.19126 | 0.25911
8554 | 2004-12-22 | 10:00 | 0.22764 | 0.26236 | 0.35494 | 0.30824 | 0.19658 | 0.4745 | 0.26776 |  | 0.37407 | 0.35794 | 0.16934 | 0.22563 | 0.30002
8555 | 2004-12-22 | 11:00 | 0.20146 | 0.18821 | 0.31487 | 0.27508 | 0.14321 | 0.47556 | 0.30874 |  | 0.37551 | 0.35347 | 0.16469 | 0.27592 | 0.3186
8556 | 2004-12-22 | 12:00 | 0.20159 | 0.1852 | 0.32033 | 0.25529 | 0.10224 | 0.50361 | 0.37629 |  | 0.40115 | 0.30759 | 0.16711 | 0.31555 | 0.32388
8557 | 2004-12-22 | 13:00 | 0.24314 | 0.19552 | 0.3672 | 0.2736 | 0.10111 | 0.47728 | 0.41178 |  | 0.43766 | 0.30336 | 0.17426 | 0.32874 | 0.32649
8558 | 2004-12-22 | 14:00 | 0.31465 | 0.2739 | 0.44731 | 0.29867 | 0.11144 | 0.45328 | 0.47923 |  | 0.46876 | 0.30547 | 0.18644 | 0.32364 | 0.29451
8559 | 2004-12-22 | 15:00 | 0.31198 | 0.39029 | 0.43583 | 0.36271 | 0.11397 | 0.38386 | 0.4678 |  | 0.475 | 0.29298 | 0.20601 | 0.30075 | 0.25306
8560 | 2004-12-22 | 16:00 | 0.23883 | 0.40065 | 0.30574 | 0.39485 | 0.099888 | 0.28009 | 0.38173 |  | 0.4505 | 0.29986 | 0.23133 | 0.27263 | 0.21116
8561 | 2004-12-22 | 17:00 | 0.18782 | 0.29217 | 0.2596 | 0.36877 | 0.069368 | 0.2471 | 0.31583 |  | 0.44521 | 0.34516 | 0.24814 | 0.22926 | 0.18081
8562 | 2004-12-22 | 18:00 | 0.17148 | 0.15652 | 0.26559 | 0.33719 | 0.050403 | 0.27825 | 0.32331 |  | 0.47565 | 0.32825 | 0.26135 | 0.18801 | 0.16053
8563 | 2004-12-22 | 19:00 | 0.18124 | 0.16553 | 0.26912 | 0.37 | 0.037653 | 0.2916 | 0.33572 |  | 0.50244 | 0.28968 | 0.26592 | 0.16904 | 0.13803
8564 | 2004-12-22 | 20:00 | 0.1791 | 0.16696 | 0.29265 | 0.38518 | 0.036196 | 0.28543 | 0.35561 |  | 0.52102 | 0.28358 | 0.26756 | 0.15577 | 0.12686
8565 | 2004-12-22 | 21:00 | 0.20889 | 0.1388 | 0.39472 | 0.36011 | 0.049688 | 0.29156 | 0.40708 |  | 0.52788 | 0.26122 | 0.27093 | 0.1354 | 0.11272
8566 | 2004-12-22 | 22:00 | 0.29336 | 0.11184 | 0.46275 | 0.37719 | 0.060811 | 0.28771 | 0.43635 |  | 0.52114 | 0.22926 | 0.27495 | 0.11534 | 0.11195
8567 | 2004-12-22 | 23:00 | 0.36188 | 0.04877 | 0.51972 | 0.46156 | 0.063724 | 0.28491 | 0.47619 |  | 0.50518 | 0.20812 | 0.27748 | 0.093991 | 0.14181
8568 | 2004-12-23 | 00:00 | 0.4288 | 0.041813 | 0.53359 | 0.53761 | 0.066579 | 0.25125 | 0.49009 |  | 0.47455 | 0.20624 | 0.27736 | 0.14016 | 0.14648
8569 | 2004-12-23 | 01:00 | 0.48421 | 0.056336 | 0.52639 | 0.55134 | 0.070711 | 0.25197 | 0.50814 |  | 0.44774 | 0.2119 | 0.27248 | 0.33951 | 0.14384
8570 | 2004-12-23 | 02:00 | 0.51499 | 0.12724 | 0.63246 | 0.54622 | 0.10111 | 0.25931 | 0.53916 |  | 0.47556 | 0.19968 | 0.34572 | 0.37359 | 0.21685
8571 | 2004-12-23 | 03:00 | 0.55073 | 0.21535 | 0.71348 | 0.43062 | 0.13564 | 0.26191 | 0.52713 |  | 0.58907 | 0.19802 | 0.38894 | 0.31317 | 0.46551
8572 | 2004-12-23 | 04:00 | 0.61056 | 0.69395 | 0.75839 | 0.44474 | 0.14735 | 0.30856 | 0.53031 |  | 0.68894 | 0.2025 | 0.38168 | 0.29493 | 0.50412
8573 | 2004-12-23 | 05:00 | 0.65492 | 0.49688 | 0.76288 | 0.61923 | 0.12967 | 0.38275 | 0.5068 |  | 0.71563 | 0.22121 | 0.32178 | 0.33524 | 0.34148
8574 | 2004-12-23 | 06:00 | 0.71173 | 0.44028 | 0.7654 | 0.68566 | 0.098964 | 0.45808 | 0.47863 |  | 0.70249 | 0.25086 | 0.31645 | 0.30217 | 0.35742
8575 | 2004-12-23 | 07:00 | 0.77206 | 0.33738 | 0.75339 | 0.7384 | 0.095165 | 0.53513 | 0.45444 |  | 0.6932 | 0.27835 | 0.32236 | 0.26966 | 0.46222
8576 | 2004-12-23 | 08:00 | 0.81363 | 0.23064 | 0.76958 | 0.78362 | 0.13968 | 0.64993 | 0.42046 |  | 0.69284 | 0.30334 | 0.31465 | 0.25532 | 0.49196
8577 | 2004-12-23 | 09:00 | 0.83544 | 0.16053 | 0.81145 | 0.77643 | 0.1997 | 0.75976 | 0.40917 |  | 0.72616 | 0.33304 | 0.30416 | 0.23669 | 0.51757
8578 | 2004-12-23 | 10:00 | 0.83531 | 0.16836 | 0.82492 | 0.7679 | 0.2768 | 0.80658 | 0.45471 |  | 0.71824 | 0.34478 | 0.2798 | 0.22461 | 0.43303
8579 | 2004-12-23 | 11:00 | 0.81905 | 0.12949 | 0.79072 | 0.75621 | 0.3116 | 0.82138 | 0.52147 |  | 0.70371 | 0.34917 | 0.26179 | 0.21363 | 0.33791
8580 | 2004-12-23 | 12:00 | 0.83244 | 0.10102 | 0.78535 | 0.74143 | 0.29762 | 0.86577 | 0.58327 |  | 0.68215 | 0.31075 | 0.24499 | 0.19768 | 0.30431
8581 | 2004-12-23 | 13:00 | 0.82208 | 0.092402 | 0.80159 | 0.77324 | 0.30055 | 0.86699 | 0.61771 |  | 0.69292 | 0.27572 | 0.23774 | 0.18329 | 0.31679
8582 | 2004-12-23 | 14:00 | 0.80744 | 0.067892 | 0.82805 | 0.766 | 0.29281 | 0.87743 | 0.68245 |  | 0.66896 | 0.24854 | 0.21124 | 0.17622 | 0.31991
8583 | 2004-12-23 | 15:00 | 0.79892 | 0.034945 | 0.83469 | 0.74423 | 0.28424 | 0.90965 | 0.71756 |  | 0.7167 | 0.26393 | 0.19751 | 0.17292 | 0.30831
8584 | 2004-12-23 | 16:00 | 0.78981 | 0 | 0.87746 | 0.72469 | 0.30644 | 0.94285 | 0.75592 |  | 0.68689 | 0.28579 | 0.19792 | 0.17375 | 0.30938
8585 | 2004-12-23 | 17:00 | 0.79309 | 0.018309 | 0.90036 | 0.62348 | 0.29106 | 0.94443 | 0.76621 |  | 0.73299 | 0.27042 | 0.20656 | 0.18413 | 0.35988
8586 | 2004-12-23 | 18:00 | 0.77865 | 0.020474 | 0.90313 | 0.59071 | 0.27595 | 0.95091 | 0.80483 |  | 0.72624 | 0.26549 | 0.23191 | 0.21907 | 0.39888
8587 | 2004-12-23 | 19:00 | 0.70966 | 0.028247 | 0.89986 | 0.60685 | 0.24826 | 0.94427 | 0.81749 |  | 0.7333 | 0.23521 | 0.253 | 0.28513 | 0.45068
8588 | 2004-12-23 | 20:00 | 0.61556 | 0.019246 | 0.88031 | 0.58988 | 0.2358 | 0.94224 | 0.81983 |  | 0.72279 | 0.23264 | 0.27725 | 0.34069 | 0.45778
8589 | 2004-12-23 | 21:00 | 0.59148 | 0.015638 | 0.87544 | 0.55097 | 0.25189 | 0.90806 | 0.7961 |  | 0.71153 | 0.24185 | 0.30165 | 0.36757 | 0.50635
8590 | 2004-12-23 | 22:00 | 0.58729 | 0.006884 | 0.86975 | 0.52155 | 0.26004 | 0.90203 | 0.80937 |  | 0.69833 | 0.24323 | 0.32113 | 0.38042 | 0.48807
8591 | 2004-12-23 | 23:00 | 0.58016 | 0 | 0.85641 | 0.50098 | 0.24872 | 0.89812 | 0.81193 |  | 0.67051 | 0.23592 | 0.34503 | 0.37926 | 0.55151
8592 | 2004-12-24 | 00:00 | 0.59562 | 0.039676 | 0.84138 | 0.51379 | 0.22883 | 0.89509 | 0.79127 |  | 0.67351 | 0.22509 | 0.38131 | 0.37042 | 0.59566
8593 | 2004-12-24 | 01:00 | 0.57822 | 0.068966 | 0.8339 | 0.53707 | 0.23162 | 0.89274 | 0.76141 |  | 0.66441 | 0.2365 | 0.42462 | 0.3648 | 0.63105
8594 | 2004-12-24 | 02:00 | 0.60346 | 0.097574 | 0.80467 | 0.53124 | 0.23935 | 0.89601 | 0.70379 |  | 0.67107 | 0.26796 | 0.47376 | 0.35053 | 0.55744
8595 | 2004-12-24 | 03:00 | 0.61765 | 0.13587 | 0.79285 | 0.55184 | 0.23596 | 0.898 | 0.65957 |  | 0.67411 | 0.24914 | 0.51641 | 0.32987 | 0.46347
8596 | 2004-12-24 | 04:00 | 0.5818 | 0.13309 | 0.79501 | 0.49785 | 0.27902 | 0.89958 | 0.63786 |  | 0.69769 | 0.20522 | 0.54037 | 0.32139 | 0.46385
8597 | 2004-12-24 | 05:00 | 0.55337 | 0.10934 | 0.71839 | 0.39843 | 0.38921 | 0.87579 | 0.6513 |  | 0.65267 | 0.1654 | 0.54849 | 0.31214 | 0.49913
8598 | 2004-12-24 | 06:00 | 0.52438 | 0.08678 | 0.54776 | 0.35086 | 0.48415 | 0.79989 | 0.67308 |  | 0.64413 | 0.15656 | 0.54696 | 0.312 | 0.47323
8599 | 2004-12-24 | 07:00 | 0.45191 | 0.070303 | 0.39666 | 0.33345 | 0.56057 | 0.64645 | 0.65539 |  | 0.60262 | 0.15877 | 0.54947 | 0.31595 | 0.42006
8600 | 2004-12-24 | 08:00 | 0.39801 | 0.10135 | 0.28303 | 0.26844 | 0.60175 | 0.47972 | 0.52106 |  | 0.55355 | 0.16919 | 0.55428 | 0.32681 | 0.40918
8601 | 2004-12-24 | 09:00 | 0.35599 | 0.12406 | 0.21011 | 0.23065 | 0.61418 | 0.29481 | 0.47137 |  | 0.50225 | 0.19406 | 0.55547 | 0.33941 | 0.4046
8602 | 2004-12-24 | 10:00 | 0.29806 | 0.13341 | 0.18935 | 0.20146 | 0.63981 | 0.19773 | 0.49845 |  | 0.41557 | 0.24829 | 0.55283 | 0.34888 | 0.37618
8603 | 2004-12-24 | 11:00 | 0.23387 | 0.17202 | 0.20171 | 0.15268 | 0.65856 | 0.16028 | 0.50169 |  | 0.32442 | 0.3369 | 0.55398 | 0.36093 | 0.30666
8604 | 2004-12-24 | 12:00 | 0.18504 | 0.22231 | 0.23011 | 0.12363 | 0.66544 | 0.17083 | 0.49995 |  | 0.31165 | 0.44525 | 0.55314 | 0.37347 | 0.2486
8605 | 2004-12-24 | 13:00 | 0.23571 | 0.26513 | 0.3056 | 0.13922 | 0.64757 | 0.21412 | 0.56437 |  | 0.29681 | 0.49546 | 0.54938 | 0.38143 | 0.23829
8606 | 2004-12-24 | 14:00 | 0.36874 | 0.26539 | 0.25712 | 0.18241 | 0.6491 | 0.19822 | 0.57571 |  | 0.27962 | 0.5895 | 0.5437 | 0.38256 | 0.24378
8607 | 2004-12-24 | 15:00 | 0.43883 | 0.26397 | 0.17831 | 0.19654 | 0.68099 | 0.17369 | 0.55023 |  | 0.26236 | 0.68231 | 0.53861 | 0.38329 | 0.24161
8608 | 2004-12-24 | 16:00 | 0.45459 | 0.25197 | 0.15538 | 0.19149 | 0.69246 | 0.18055 | 0.54906 |  | 0.19041 | 0.72499 | 0.53522 | 0.38202 | 0.23456
8609 | 2004-12-24 | 17:00 | 0.45016 | 0.26578 | 0.16132 | 0.19743 | 0.70068 | 0.2098 | 0.48364 |  | 0.16308 | 0.69585 | 0.54585 | 0.38339 | 0.22433
8610 | 2004-12-24 | 18:00 | 0.38562 | 0.28748 | 0.15946 | 0.21094 | 0.70195 | 0.23136 | 0.34345 |  | 0.14742 | 0.69949 | 0.55259 | 0.37446 | 0.19204
8611 | 2004-12-24 | 19:00 | 0.3594 | 0.15617 | 0.1633 | 0.19805 | 0.69165 | 0.24561 | 0.26698 |  | 0.14002 | 0.69398 | 0.55717 | 0.33684 | 0.18061
8612 | 2004-12-24 | 20:00 | 0.35709 | 0.19428 | 0.1745 | 0.21294 | 0.68032 | 0.27246 | 0.23115 |  | 0.14984 | 0.64083 | 0.55956 | 0.33973 | 0.14846
8613 | 2004-12-24 | 21:00 | 0.3469 | 0.2168 | 0.19862 | 0.21816 | 0.64534 | 0.28628 | 0.19746 |  | 0.16758 | 0.5902 | 0.55834 | 0.35579 | 0.14028
8614 | 2004-12-24 | 22:00 | 0.33055 | 0.21839 | 0.23421 | 0.23227 | 0.62027 | 0.30789 | 0.17639 |  | 0.19274 | 0.55184 | 0.55714 | 0.36076 | 0.15807
8615 | 2004-12-24 | 23:00 | 0.3136 | 0.2727 | 0.28084 | 0.29743 | 0.62689 | 0.34451 | 0.18236 |  | 0.19879 | 0.53329 | 0.56577 | 0.34126 | 0.1765
8616 | 2004-12-25 | 00:00 | 0.28695 | 0.36603 | 0.33115 | 0.38101 | 0.65594 | 0.30696 | 0.25967 |  | 0.21722 | 0.58918 | 0.56817 | 0.33758 | 0.16508
8617 | 2004-12-25 | 01:00 | 0.28754 | 0.48373 | 0.32395 | 0.37086 | 0.63321 | 0.26589 | 0.24489 |  | 0.25262 | 0.70797 | 0.57135 | 0.34986 | 0.16017
8618 | 2004-12-25 | 02:00 | 0.31512 | 0.50264 | 0.28294 | 0.47548 | 0.60321 | 0.27304 | 0.20381 |  | 0.29283 | 0.77371 | 0.58669 | 0.37966 | 0.14314
8619 | 2004-12-25 | 03:00 | 0.33027 | 0.48772 | 0.23168 | 0.57315 | 0.54919 | 0.30808 | 0.19108 |  | 0.29785 | 0.77731 | 0.60156 | 0.41055 | 0.12279
8620 | 2004-12-25 | 04:00 | 0.29907 | 0.3965 | 0.22115 | 0.57803 | 0.50229 | 0.31581 | 0.18342 |  | 0.25496 | 0.76856 | 0.61579 | 0.43235 | 0.11411
8621 | 2004-12-25 | 05:00 | 0.25971 | 0.45882 | 0.21299 | 0.59833 | 0.44222 | 0.29749 | 0.15345 |  | 0.19937 | 0.76852 | 0.62904 | 0.44632 | 0.093429
8622 | 2004-12-25 | 06:00 | 0.25575 | 0.54283 | 0.2506 | 0.63374 | 0.40543 | 0.28148 | 0.12988 |  | 0.17191 | 0.73442 | 0.63821 | 0.45038 | 0.071252
8623 | 2004-12-25 | 07:00 | 0.27348 | 0.41864 | 0.31518 | 0.67865 | 0.41257 | 0.25582 | 0.13163 |  | 0.16787 | 0.6783 | 0.64009 | 0.45656 | 0.063931
8624 | 2004-12-25 | 08:00 | 0.28696 | 0.27261 | 0.32115 | 0.69614 | 0.41443 | 0.18768 | 0.13536 |  | 0.15672 | 0.64644 | 0.63514 | 0.46261 | 0.079475
8625 | 2004-12-25 | 09:00 | 0.29455 | 0.14683 | 0.29632 | 0.68553 | 0.40497 | 0.1338 | 0.12308 |  | 0.19633 | 0.60407 | 0.63505 | 0.47331 | 0.064257
8626 | 2004-12-25 | 10:00 | 0.25491 | 0.23618 | 0.24031 | 0.67241 | 0.40004 | 0.11883 | 0.1209 |  | 0.22073 | 0.54248 | 0.64391 | 0.47782 | 0.050659
8627 | 2004-12-25 | 11:00 | 0.24875 | 0.2175 | 0.18904 | 0.58161 | 0.37988 | 0.11637 | 0.13187 |  | 0.25569 | 0.51257 | 0.63233 | 0.45747 | 0.042714
8628 | 2004-12-25 | 12:00 | 0.31349 | 0.12997 | 0.1336 | 0.50069 | 0.37069 | 0.19313 | 0.2684 |  | 0.26624 | 0.5073 | 0.6166 | 0.43088 | 0.046964
8629 | 2004-12-25 | 13:00 | 0.419 | 0.20454 | 0.14883 | 0.42688 | 0.3367 | 0.23231 | 0.34402 |  | 0.23713 | 0.47292 | 0.61512 | 0.40493 | 0.047576
8630 | 2004-12-25 | 14:00 | 0.51087 | 0.42918 | 0.12748 | 0.49354 | 0.34053 | 0.20625 | 0.28691 |  | 0.21648 | 0.49405 | 0.60288 | 0.37952 | 0.051691
8631 | 2004-12-25 | 15:00 | 0.5541 | 0.76991 | 0.087491 | 0.57426 | 0.34725 | 0.13105 | 0.2147 |  | 0.21714 | 0.49939 | 0.59372 | 0.35264 | 0.057394
8632 | 2004-12-25 | 16:00 | 0.50124 | 0.7219 | 0.079701 | 0.5986 | 0.3502 | 0.065503 | 0.16543 |  | 0.23187 | 0.5154 | 0.58282 | 0.34197 | 0.060848
8633 | 2004-12-25 | 17:00 | 0.35088 | 0.49169 | 0.070972 | 0.5745 | 0.34005 | 0.047922 | 0.097741 |  | 0.24135 | 0.51447 | 0.56864 | 0.34571 | 0.063026
8634 | 2004-12-25 | 18:00 | 0.24296 | 0.46921 | 0.061634 | 0.44744 | 0.30811 | 0.051296 | 0.081941 |  | 0.2595 | 0.41066 | 0.54618 | 0.31021 | 0.070669
8635 | 2004-12-25 | 19:00 | 0.19053 | 0.57951 | 0.060556 | 0.32951 | 0.2824 | 0.068945 | 0.07668 |  | 0.2689 | 0.32769 | 0.53731 | 0.26385 | 0.074534
8636 | 2004-12-25 | 20:00 | 0.19755 | 0.54869 | 0.057918 | 0.28086 | 0.25046 | 0.082338 | 0.069511 |  | 0.27547 | 0.2397 | 0.52226 | 0.27304 | 0.070773
8637 | 2004-12-25 | 21:00 | 0.22175 | 0.48982 | 0.061429 | 0.23022 | 0.20126 | 0.093333 | 0.071928 |  | 0.30105 | 0.16509 | 0.49376 | 0.28652 | 0.071722
8638 | 2004-12-25 | 22:00 | 0.25159 | 0.52289 | 0.091184 | 0.1801 | 0.16847 | 0.10362 | 0.079254 |  | 0.33123 | 0.12577 | 0.45895 | 0.28696 | 0.081668
8639 | 2004-12-25 | 23:00 | 0.28747 | 0.5616 | 0.13908 | 0.13432 | 0.18101 | 0.10475 | 0.093827 |  | 0.35139 | 0.1178 | 0.44374 | 0.2524 | 0.091024
8640 | 2004-12-26 | 00:00 | 0.27955 | 0.63332 | 0.14858 | 0.10085 | 0.23345 | 0.12548 | 0.10236 |  | 0.36262 | 0.13333 | 0.43852 | 0.32266 | 0.094599
8641 | 2004-12-26 | 01:00 | 0.23466 | 0.61674 | 0.18843 | 0.085854 | 0.21257 | 0.14307 | 0.10314 |  | 0.36833 | 0.14818 | 0.51065 | 0.56595 | 0.10286
8642 | 2004-12-26 | 02:00 | 0.20316 | 0.65119 | 0.25559 | 0.086246 | 0.19975 | 0.18253 | 0.092598 |  | 0.30111 | 0.19369 | 0.59148 | 0.61972 | 0.1091
8643 | 2004-12-26 | 03:00 | 0.23481 | 0.67981 | 0.24341 | 0.099976 | 0.19276 | 0.23038 | 0.12567 |  | 0.24154 | 0.23688 | 0.61128 | 0.58707 | 0.11561
8644 | 2004-12-26 | 04:00 | 0.2784 | 0.66805 | 0.27746 | 0.15117 | 0.21058 | 0.2523 | 0.16644 |  | 0.28921 | 0.27714 | 0.55472 | 0.54278 | 0.17268
8645 | 2004-12-26 | 05:00 | 0.22281 | 0.67659 | 0.27174 | 0.19606 | 0.25403 | 0.26343 | 0.19226 |  | 0.35809 | 0.31963 | 0.47311 | 0.38945 | 0.18437
8646 | 2004-12-26 | 06:00 | 0.13614 | 0.70965 | 0.24984 | 0.18771 | 0.27896 | 0.26168 | 0.21861 |  | 0.37104 | 0.33094 | 0.40591 | 0.2795 | 0.15272
8647 | 2004-12-26 | 07:00 | 0.096743 | 0.76032 | 0.30615 | 0.18931 | 0.27804 | 0.33915 | 0.26422 |  | 0.37165 | 0.31994 | 0.35619 | 0.20511 | 0.17318
8648 | 2004-12-26 | 08:00 | 0.078932 | 0.83581 | 0.37483 | 0.19644 | 0.29828 | 0.36705 | 0.32201 |  | 0.37928 | 0.28005 | 0.32275 | 0.19331 | 0.19506
8649 | 2004-12-26 | 09:00 | 0.066053 | 0.73826 | 0.40336 | 0.21411 | 0.33914 | 0.32686 | 0.36099 |  | 0.42459 | 0.25581 | 0.33786 | 0.20884 | 0.21581
8650 | 2004-12-26 | 10:00 | 0.060174 | 0.63684 | 0.38498 | 0.2362 | 0.38521 | 0.31119 | 0.4003 |  | 0.5133 | 0.2386 | 0.39782 | 0.21615 | 0.21876
8651 | 2004-12-26 | 11:00 | 0.062237 | 0.67516 | 0.32963 | 0.28058 | 0.41124 | 0.28583 | 0.45815 |  | 0.55634 | 0.2362 | 0.42267 | 0.22786 | 0.20999
8652 | 2004-12-26 | 12:00 | 0.087969 | 0.72699 | 0.26983 | 0.32165 | 0.40057 | 0.27336 | 0.4788 |  | 0.53257 | 0.26447 | 0.40639 | 0.27779 | 0.22018
8653 | 2004-12-26 | 13:00 | 0.1101 | 0.70467 | 0.30714 | 0.31688 | 0.36791 | 0.3513 | 0.46416 |  | 0.58062 | 0.24862 | 0.42644 | 0.33847 | 0.21445
8654 | 2004-12-26 | 14:00 | 0.13596 | 0.65238 | 0.35178 | 0.32405 | 0.34185 | 0.40055 | 0.46835 |  | 0.60369 | 0.29709 | 0.41931 | 0.42834 | 0.20848
8655 | 2004-12-26 | 15:00 | 0.20223 | 0.59594 | 0.31692 | 0.37003 | 0.36797 | 0.32103 | 0.43212 |  | 0.57442 | 0.38627 | 0.42526 | 0.49599 | 0.2088
8656 | 2004-12-26 | 16:00 | 0.25866 | 0.58398 | 0.26495 | 0.37829 | 0.40295 | 0.20278 | 0.37061 |  | 0.57512 | 0.46955 | 0.4631 | 0.54489 | 0.20341
8657 | 2004-12-26 | 17:00 | 0.26228 | 0.60999 | 0.27313 | 0.42099 | 0.41458 | 0.12976 | 0.34809 |  | 0.5972 | 0.45872 | 0.46973 | 0.55295 | 0.20601
8658 | 2004-12-26 | 18:00 | 0.24025 | 0.65038 | 0.28171 | 0.42975 | 0.39606 | 0.14057 | 0.37052 |  | 0.60582 | 0.34026 | 0.4707 | 0.52685 | 0.2085
8659 | 2004-12-26 | 19:00 | 0.21766 | 0.71676 | 0.32123 | 0.3542 | 0.38736 | 0.18282 | 0.4194 |  | 0.62772 | 0.29282 | 0.44803 | 0.47929 | 0.21915
8660 | 2004-12-26 | 20:00 | 0.1748 | 0.63344 | 0.35082 | 0.28028 | 0.40717 | 0.17742 | 0.46916 |  | 0.65854 | 0.33077 | 0.41382 | 0.4164 | 0.23339
8661 | 2004-12-26 | 21:00 | 0.17228 | 0.63081 | 0.40541 | 0.26221 | 0.45785 | 0.18065 | 0.59262 |  | 0.66749 | 0.41538 | 0.37745 | 0.3639 | 0.23603
8662 | 2004-12-26 | 22:00 | 0.22092 | 0.57492 | 0.50968 | 0.23796 | 0.51782 | 0.21984 | 0.6656 |  | 0.71039 | 0.47527 | 0.35268 | 0.33857 | 0.22491
8663 | 2004-12-26 | 23:00 | 0.32067 | 0.47775 | 0.56596 | 0.21761 | 0.56609 | 0.24018 | 0.64864 |  | 0.75502 | 0.52216 | 0.33691 | 0.3271 | 0.23078
8664 | 2004-12-27 | 00:00 | 0.39994 | 0.3526 | 0.48901 | 0.25221 | 0.58251 | 0.35681 | 0.61839 |  | 0.72697 | 0.60635 | 0.30418 | 0.3364 | 0.25298
8665 | 2004-12-27 | 01:00 | 0.46972 | 0.2614 | 0.44453 | 0.29136 | 0.5961 | 0.41299 | 0.60381 |  | 0.70226 | 0.71042 | 0.28254 | 0.35722 | 0.26864
8666 | 2004-12-27 | 02:00 | 0.48606 | 0.20712 | 0.41498 | 0.32133 | 0.62782 | 0.33999 | 0.60004 |  | 0.69789 | 0.76165 | 0.27736 | 0.3836 | 0.30292
8667 | 2004-12-27 | 03:00 | 0.44584 | 0.15879 | 0.42454 | 0.27255 | 0.66059 | 0.32702 | 0.5477 |  | 0.6909 | 0.7918 | 0.27315 | 0.39557 | 0.30955
8668 | 2004-12-27 | 04:00 | 0.37439 | 0.23553 | 0.47901 | 0.21249 | 0.6567 | 0.34664 | 0.50559 |  | 0.70086 | 0.81407 | 0.2769 | 0.40865 | 0.30608
8669 | 2004-12-27 | 05:00 | 0.29221 | 0.26102 | 0.48108 | 0.15394 | 0.64569 | 0.37765 | 0.53261 |  | 0.64063 | 0.79746 | 0.2811 | 0.41105 | 0.28859
8670 | 2004-12-27 | 06:00 | 0.23955 | 0.41398 | 0.53187 | 0.14006 | 0.6124 | 0.43638 | 0.5613 |  | 0.60858 | 0.78944 | 0.28482 | 0.40636 | 0.28228
8671 | 2004-12-27 | 07:00 | 0.20494 | 0.4418 | 0.54121 | 0.14221 | 0.57751 | 0.37742 | 0.57733 |  | 0.54907 | 0.80038 | 0.27363 | 0.39872 | 0.27095
8672 | 2004-12-27 | 08:00 | 0.18526 | 0.45674 | 0.5457 | 0.15293 | 0.58181 | 0.34373 | 0.58541 |  | 0.51488 | 0.79311 | 0.26415 | 0.38936 | 0.2621
8673 | 2004-12-27 | 09:00 | 0.19542 | 0.43068 | 0.5665 | 0.19348 | 0.53645 | 0.31606 | 0.60202 |  | 0.48716 | 0.78245 | 0.25765 | 0.38273 | 0.23104
8674 | 2004-12-27 | 10:00 | 0.20006 | 0.44791 | 0.6077 | 0.23739 | 0.50784 | 0.32051 | 0.62144 |  | 0.43805 | 0.72311 | 0.25364 | 0.37836 | 0.2088
8675 | 2004-12-27 | 11:00 | 0.17964 | 0.51058 | 0.62966 | 0.25773 | 0.43582 | 0.35078 | 0.65772 |  | 0.45636 | 0.6739 | 0.25662 | 0.37551 | 0.21047
8676 | 2004-12-27 | 12:00 | 0.1467 | 0.68033 | 0.71704 | 0.26704 | 0.32552 | 0.39803 | 0.77913 |  | 0.52073 | 0.65777 | 0.25828 | 0.36151 | 0.23003
8677 | 2004-12-27 | 13:00 | 0.1608 | 0.60752 | 0.78607 | 0.24943 | 0.24768 | 0.42661 | 0.83318 |  | 0.55203 | 0.67838 | 0.25762 | 0.34387 | 0.23959
8678 | 2004-12-27 | 14:00 | 0.18676 | 0.58645 | 0.78482 | 0.33165 | 0.215 | 0.44325 | 0.85767 |  | 0.60417 | 0.68506 | 0.26451 | 0.33784 | 0.24223
8679 | 2004-12-27 | 15:00 | 0.22232 | 0.5689 | 0.72557 | 0.43253 | 0.23533 | 0.42839 | 0.88519 |  | 0.57048 | 0.7087 | 0.2776 | 0.33087 | 0.24314
8680 | 2004-12-27 | 16:00 | 0.24057 | 0.63308 | 0.64847 | 0.53288 | 0.26972 | 0.41646 | 0.89042 |  | 0.50675 | 0.72538 | 0.28395 | 0.32 | 0.24397
8681 | 2004-12-27 | 17:00 | 0.2391 | 0.53395 | 0.6115 | 0.50526 | 0.26356 | 0.36399 | 0.88721 |  | 0.44589 | 0.69151 | 0.29763 | 0.30803 | 0.23723
8682 | 2004-12-27 | 18:00 | 0.23651 | 0.55953 | 0.58153 | 0.48343 | 0.21077 | 0.33278 | 0.88104 |  | 0.39204 | 0.6383 | 0.32206 | 0.28705 | 0.25659
8683 | 2004-12-27 | 19:00 | 0.24821 | 0.58687 | 0.54702 | 0.4901 | 0.16002 | 0.32091 | 0.87197 |  | 0.34924 | 0.59874 | 0.3316 | 0.2523 | 0.31205
8684 | 2004-12-27 | 20:00 | 0.27218 | 0.57629 | 0.50027 | 0.49656 | 0.1354 | 0.33966 | 0.87298 |  | 0.32904 | 0.6273 | 0.33039 | 0.214 | 0.33672
8685 | 2004-12-27 | 21:00 | 0.29058 | 0.54093 | 0.52136 | 0.55482 | 0.12779 | 0.39327 | 0.88607 |  | 0.32582 | 0.65245 | 0.31829 | 0.19467 | 0.34405
8686 | 2004-12-27 | 22:00 | 0.32042 | 0.42065 | 0.54658 | 0.61869 | 0.11496 | 0.42843 | 0.89139 |  | 0.32571 | 0.6408 | 0.30848 | 0.1981 | 0.36932
8687 | 2004-12-27 | 23:00 | 0.35504 | 0.38523 | 0.54807 | 0.68524 | 0.11293 | 0.43512 | 0.88962 |  | 0.30129 | 0.65468 | 0.30209 | 0.21887 | 0.39708
8688 | 2004-12-28 | 00:00 | 0.41636 | 0.3664 | 0.54218 | 0.7335 | 0.12373 | 0.55111 | 0.8951 |  | 0.33487 | 0.71033 | 0.30556 | 0.2491 | 0.41067
8689 | 2004-12-28 | 01:00 | 0.46991 | 0.32566 | 0.53642 | 0.79852 | 0.16944 | 0.59296 | 0.89228 |  | 0.38228 | 0.74352 | 0.32615 | 0.28741 | 0.37718
8690 | 2004-12-28 | 02:00 | 0.49404 | 0.42904 | 0.51173 | 0.83327 | 0.17736 | 0.57867 | 0.88892 |  | 0.35852 | 0.76921 | 0.36382 | 0.31973 | 0.38395
8691 | 2004-12-28 | 03:00 | 0.53363 | 0.58937 | 0.41756 | 0.82342 | 0.20223 | 0.54747 | 0.86662 |  | 0.28137 | 0.79296 | 0.3947 | 0.34558 | 0.40762
8692 | 2004-12-28 | 04:00 | 0.58772 | 0.41788 | 0.34969 | 0.83102 | 0.27649 | 0.53609 | 0.84081 |  | 0.26982 | 0.81178 | 0.41206 | 0.35111 | 0.45232
8693 | 2004-12-28 | 05:00 | 0.59949 | 0.37653 | 0.29831 | 0.84359 | 0.31041 | 0.54302 | 0.77009 |  | 0.32255 | 0.81649 | 0.43312 | 0.36206 | 0.50565
8694 | 2004-12-28 | 06:00 | 0.63445 | 0.40168 | 0.24602 | 0.83253 | 0.30257 | 0.54891 | 0.65011 |  | 0.33589 | 0.8062 | 0.45967 | 0.38083 | 0.53985
8695 | 2004-12-28 | 07:00 | 0.67929 | 0.4733 | 0.24225 | 0.82224 | 0.30859 | 0.59634 | 0.5724 |  | 0.35839 | 0.79604 | 0.46805 | 0.39852 | 0.53259
8696 | 2004-12-28 | 08:00 | 0.74025 | 0.41921 | 0.28295 | 0.83202 | 0.33248 | 0.69543 | 0.56062 |  | 0.39312 | 0.79371 | 0.46728 | 0.41664 | 0.51697
8697 | 2004-12-28 | 09:00 | 0.77134 | 0.43534 | 0.2877 | 0.84522 | 0.3357 | 0.7221 | 0.56636 |  | 0.40887 | 0.78809 | 0.45299 | 0.42621 | 0.4896
8698 | 2004-12-28 | 10:00 | 0.79036 | 0.34453 | 0.28667 | 0.84048 | 0.3448 | 0.72154 | 0.58276 |  | 0.40729 | 0.7716 | 0.43423 | 0.44155 | 0.47207
8699 | 2004-12-28 | 11:00 | 0.79411 | 0.23858 | 0.29187 | 0.83042 | 0.35806 | 0.72904 | 0.58428 |  | 0.41484 | 0.75257 | 0.41374 | 0.44541 | 0.44158
8700 | 2004-12-28 | 12:00 | 0.80085 | 0.2419 | 0.28069 | 0.80331 | 0.33344 | 0.75458 | 0.60796 |  | 0.42732 | 0.71287 | 0.40894 | 0.45527 | 0.39371
8701 | 2004-12-28 | 13:00 | 0.80753 | 0.18836 | 0.25018 | 0.76326 | 0.27522 | 0.77987 | 0.61144 |  | 0.4271 | 0.67693 | 0.41688 | 0.47489 | 0.36206
8702 | 2004-12-28 | 14:00 | 0.82278 | 0.1731 | 0.23446 | 0.79856 | 0.25519 | 0.7818 | 0.61135 |  | 0.42806 | 0.67391 | 0.40897 | 0.49949 | 0.36306
8703 | 2004-12-28 | 15:00 | 0.83178 | 0.16025 | 0.24799 | 0.83993 | 0.27333 | 0.78275 | 0.56826 |  | 0.41229 | 0.67437 | 0.38108 | 0.52007 | 0.39482
8704 | 2004-12-28 | 16:00 | 0.81759 | 0.096601 | 0.26532 | 0.84812 | 0.30835 | 0.75447 | 0.48299 |  | 0.36807 | 0.64163 | 0.36763 | 0.53628 | 0.44615
8705 | 2004-12-28 | 17:00 | 0.80058 | 0.064317 | 0.29441 | 0.84649 | 0.30079 | 0.73315 | 0.4043 |  | 0.31137 | 0.55832 | 0.37025 | 0.5393 | 0.45107
8706 | 2004-12-28 | 18:00 | 0.78162 | 0.049764 | 0.29946 | 0.82928 | 0.25771 | 0.74285 | 0.35819 |  | 0.27336 | 0.44487 | 0.38721 | 0.51063 | 0.49975
8707 | 2004-12-28 | 19:00 | 0.76644 | 0.053248 | 0.3031 | 0.76216 | 0.20586 | 0.74144 | 0.35942 |  | 0.25044 | 0.35609 | 0.39302 | 0.46842 | 0.549
8708 | 2004-12-28 | 20:00 | 0.78014 | 0.094236 | 0.35553 | 0.64116 | 0.16299 | 0.78995 | 0.43371 |  | 0.27536 | 0.29751 | 0.36611 | 0.4139 | 0.57145
8709 | 2004-12-28 | 21:00 | 0.82436 | 0.082196 | 0.48295 | 0.55123 | 0.12942 | 0.82612 | 0.491 |  | 0.35065 | 0.25337 | 0.32836 | 0.37782 | 0.53751
8710 | 2004-12-28 | 22:00 | 0.86329 | 0.095896 | 0.61339 | 0.54623 | 0.10523 | 0.83911 | 0.56138 |  | 0.41414 | 0.21957 | 0.29548 | 0.36553 | 0.54118
8711 | 2004-12-28 | 23:00 | 0.88164 | 0.080709 | 0.66989 | 0.58119 | 0.10725 | 0.84284 | 0.60445 |  | 0.47322 | 0.19648 | 0.26925 | 0.35326 | 0.57772
8712 | 2004-12-29 | 00:00 | 0.88426 | 0.071981 | 0.69797 | 0.62474 | 0.13867 | 0.84613 | 0.61795 |  | 0.46154 | 0.1901 | 0.26644 | 0.30521 | 0.64202
8713 | 2004-12-29 | 01:00 | 0.89126 | 0.055467 | 0.70165 | 0.61125 | 0.1662 | 0.84663 | 0.63653 |  | 0.48886 | 0.20599 | 0.25643 | 0.29307 | 0.64561
8714 | 2004-12-29 | 02:00 | 0.89306 | 0.034734 | 0.72533 | 0.65132 | 0.17645 | 0.84877 | 0.64858 |  | 0.53053 | 0.25134 | 0.2871 | 0.33283 | 0.66956
8715 | 2004-12-29 | 03:00 | 0.88685 | 0.022117 | 0.77062 | 0.67643 | 0.19342 | 0.85431 | 0.64682 |  | 0.57796 | 0.28787 | 0.34933 | 0.41611 | 0.70352
8716 | 2004-12-29 | 04:00 | 0.87653 | 0.094658 | 0.80362 | 0.64648 | 0.24069 | 0.85521 | 0.62284 |  | 0.64095 | 0.35574 | 0.38589 | 0.44023 | 0.68209
8717 | 2004-12-29 | 05:00 | 0.8424 | 0.18525 | 0.80564 | 0.62101 | 0.28133 | 0.85533 | 0.61162 |  | 0.66763 | 0.39536 | 0.42666 | 0.46446 | 0.70645
8718 | 2004-12-29 | 06:00 | 0.76271 | 0.28498 | 0.78995 | 0.56701 | 0.28696 | 0.85506 | 0.61426 |  | 0.70343 | 0.39431 | 0.39652 | 0.49297 | 0.72462
8719 | 2004-12-29 | 07:00 | 0.65534 | 0.41106 | 0.73367 | 0.45408 | 0.30141 | 0.84114 | 0.61368 |  | 0.70112 | 0.40196 | 0.41441 | 0.4667 | 0.70502
8720 | 2004-12-29 | 08:00 | 0.57474 | 0.35214 | 0.70243 | 0.34161 | 0.32414 | 0.79796 | 0.63769 |  | 0.69498 | 0.42756 | 0.43341 | 0.46863 | 0.66293
8721 | 2004-12-29 | 09:00 | 0.49501 | 0.26083 | 0.66682 | 0.23725 | 0.29583 | 0.71637 | 0.66758 |  | 0.63591 | 0.45768 | 0.42704 | 0.48634 | 0.60942
8722 | 2004-12-29 | 10:00 | 0.37709 | 0.16696 | 0.5844 | 0.15956 | 0.26057 | 0.62299 | 0.66993 |  | 0.56567 | 0.46847 | 0.4158 | 0.50653 | 0.55978
8723 | 2004-12-29 | 11:00 | 0.28021 | 0.22179 | 0.52092 | 0.090475 | 0.25869 | 0.56305 | 0.64829 |  | 0.51291 | 0.44957 | 0.40218 | 0.49226 | 0.56787
8724 | 2004-12-29 | 12:00 | 0.3036 | 0.26731 | 0.52074 | 0.052174 | 0.28605 | 0.50569 | 0.67164 |  | 0.51226 | 0.4478 | 0.40298 | 0.45227 | 0.57726
8725 | 2004-12-29 | 13:00 | 0.29336 | 0.45281 | 0.55907 | 0.059273 | 0.3007 | 0.52133 | 0.70638 |  | 0.53418 | 0.41999 | 0.42563 | 0.40772 | 0.63888
8726 | 2004-12-29 | 14:00 | 0.30966 | 0.38466 | 0.5542 | 0.055696 | 0.3254 | 0.56236 | 0.71349 |  | 0.53364 | 0.46517 | 0.42797 | 0.36545 | 0.49644
8727 | 2004-12-29 | 15:00 | 0.28765 | 0.31378 | 0.54909 | 0.038291 | 0.38834 | 0.56219 | 0.70397 |  | 0.50117 | 0.53619 | 0.42451 | 0.34842 | 0.59558
8728 | 2004-12-29 | 16:00 | 0.20299 | 0.32581 | 0.47591 | 0.0362 | 0.46645 | 0.50589 | 0.65057 |  | 0.43172 | 0.60645 | 0.40059 | 0.35306 | 0.65364
8729 | 2004-12-29 | 17:00 | 0.13236 | 0.40611 | 0.33698 | 0.039602 | 0.47199 | 0.39713 | 0.52503 |  | 0.33003 | 0.59907 | 0.37797 | 0.35232 | 0.69385
8730 | 2004-12-29 | 18:00 | 0.085768 | 0.29326 | 0.25605 | 0.031164 | 0.41953 | 0.31388 | 0.45313 |  | 0.30413 | 0.56201 | 0.36265 | 0.37362 | 0.72105
8731 | 2004-12-29 | 19:00 | 0.068956 | 0.30132 | 0.22295 | 0.023774 | 0.372 | 0.20954 | 0.39901 |  | 0.28226 | 0.56768 | 0.34287 | 0.38447 | 0.73246
8732 | 2004-12-29 | 20:00 | 0.069038 | 0.34255 | 0.18935 | 0.021564 | 0.35 | 0.11475 | 0.27953 |  | 0.22417 | 0.60676 | 0.31144 | 0.36079 | 0.73305
8733 | 2004-12-29 | 21:00 | 0.091299 | 0.34454 | 0.15584 | 0.023495 | 0.33004 | 0.069339 | 0.23778 |  | 0.21246 | 0.71954 | 0.26435 | 0.34077 | 0.72409
8734 | 2004-12-29 | 22:00 | 0.11482 | 0.31135 | 0.17459 | 0.031492 | 0.35596 | 0.059601 | 0.25086 |  | 0.26014 | 0.81222 | 0.22591 | 0.36365 | 0.71254
8735 | 2004-12-29 | 23:00 | 0.1356 | 0.34144 | 0.21665 | 0.041958 | 0.42649 | 0.058137 | 0.2239 |  | 0.29649 | 0.87234 | 0.20788 | 0.43279 | 0.68394
8736 | 2004-12-30 | 00:00 | 0.16208 | 0.37816 | 0.22737 | 0.056381 | 0.52855 | 0.063392 | 0.31354 |  | 0.32967 | 0.91234 | 0.20599 | 0.49385 | 0.67892
8737 | 2004-12-30 | 01:00 | 0.19216 | 0.50488 | 0.23555 | 0.09154 | 0.55073 | 0.070112 | 0.28951 |  | 0.35937 | 0.92872 | 0.21361 | 0.54681 | 0.67279
8738 | 2004-12-30 | 02:00 | 0.25632 | 0.49319 | 0.19151 | 0.13861 | 0.56904 | 0.063188 | 0.22354 |  | 0.44379 | 0.93783 | 0.23065 | 0.57851 | 0.65384
8739 | 2004-12-30 | 03:00 | 0.30057 | 0.49264 | 0.15584 | 0.18379 | 0.61081 | 0.062959 | 0.19581 |  | 0.43856 | 0.94144 | 0.25898 | 0.61178 | 0.69459
8740 | 2004-12-30 | 04:00 | 0.29599 | 0.60276 | 0.14912 | 0.23071 | 0.6665 | 0.062953 | 0.18377 |  | 0.3933 | 0.94428 | 0.29948 | 0.64581 | 0.6537
8741 | 2004-12-30 | 05:00 | 0.2497 | 0.62411 | 0.15096 | 0.24472 | 0.69447 | 0.046499 | 0.14396 |  | 0.38715 | 0.94651 | 0.32474 | 0.69954 | 0.67909
8742 | 2004-12-30 | 06:00 | 0.2492 | 0.57785 | 0.14782 | 0.23533 | 0.70136 | 0.045187 | 0.11747 |  | 0.38222 | 0.94708 | 0.34975 | 0.73711 | 0.63912
8743 | 2004-12-30 | 07:00 | 0.30508 | 0.55804 | 0.12388 | 0.32756 | 0.73549 | 0.059279 | 0.099032 |  | 0.36418 | 0.9412 | 0.37785 | 0.76038 | 0.61125
8744 | 2004-12-30 | 08:00 | 0.35622 | 0.492 | 0.10368 | 0.52076 | 0.76425 | 0.061901 | 0.064542 |  | 0.32608 | 0.9341 | 0.39548 | 0.78275 | 0.64765
8745 | 2004-12-30 | 09:00 | 0.36334 | 0.444 | 0.084578 | 0.65203 | 0.78473 | 0.090869 | 0.042231 |  | 0.28946 | 0.93877 | 0.41851 | 0.79531 | 0.62269
8746 | 2004-12-30 | 10:00 | 0.3571 | 0.44766 | 0.081643 | 0.66796 | 0.8051 | 0.12583 | 0.034439 |  | 0.2782 | 0.93737 | 0.44134 | 0.79457 | 0.59286
8747 | 2004-12-30 | 11:00 | 0.36342 | 0.46219 | 0.080841 | 0.66049 | 0.79231 | 0.13473 | 0.035688 |  | 0.25557 | 0.93253 | 0.45808 | 0.79713 | 0.55099
8748 | 2004-12-30 | 12:00 | 0.36063 | 0.448 | 0.070717 | 0.64207 | 0.76346 | 0.11189 | 0.080227 |  | 0.24055 | 0.92329 | 0.49899 | 0.82742 | 0.53247
8749 | 2004-12-30 | 13:00 | 0.38207 | 0.42192 | 0.05319 | 0.55748 | 0.72854 | 0.11208 | 0.11361 |  | 0.26126 | 0.88802 | 0.54581 | 0.83103 | 0.49705
8750 | 2004-12-30 | 14:00 | 0.48434 | 0.38583 | 0.046763 | 0.62561 | 0.73405 | 0.11078 | 0.13599 |  | 0.2526 | 0.89452 | 0.56787 | 0.81901 | 0.48988
8751 | 2004-12-30 | 15:00 | 0.57148 | 0.34915 | 0.058721 | 0.78873 | 0.76936 | 0.11579 | 0.11036 |  | 0.20456 | 0.8995 | 0.59974 | 0.8265 | 0.43283
8752 | 2004-12-30 | 16:00 | 0.57329 | 0.38987 | 0.046298 | 0.88198 | 0.78379 | 0.10048 | 0.050117 |  | 0.15376 | 0.91356 | 0.62253 | 0.8067 | 0.40902
8753 | 2004-12-30 | 17:00 | 0.56643 | 0.62055 | 0.039321 | 0.90102 | 0.78947 | 0.078842 | 0.012057 |  | 0.10741 | 0.91517 | 0.63246 | 0.78657 | 0.40118
8754 | 2004-12-30 | 18:00 | 0.59564 | 0.59553 | 0.044378 | 0.90965 | 0.78268 | 0.070778 | 0.006335 |  | 0.087992 | 0.8983 | 0.63862 | 0.78247 | 0.38282
8755 | 2004-12-30 | 19:00 | 0.67346 | 0.54172 | 0.072845 | 0.91548 | 0.77404 | 0.095681 | 0.005352 |  | 0.086722 | 0.86799 | 0.63322 | 0.77694 | 0.38462
8756 | 2004-12-30 | 20:00 | 0.78171 | 0.4732 | 0.14596 | 0.92495 | 0.76316 | 0.1887 | 0.008128 |  | 0.1267 | 0.8264 | 0.6256 | 0.81768 | 0.42638
8757 | 2004-12-30 | 21:00 | 0.8296 | 0.40906 | 0.2334 | 0.93216 | 0.76192 | 0.35814 | 0.035742 |  | 0.18557 | 0.73569 | 0.61771 | 0.82065 | 0.4579
8758 | 2004-12-30 | 22:00 | 0.861 | 0.37326 | 0.35515 | 0.93791 | 0.77854 | 0.52465 | 0.11375 |  | 0.23123 | 0.56715 | 0.61414 | 0.77508 | 0.48722
8759 | 2004-12-30 | 23:00 | 0.87649 | 0.38786 | 0.45759 | 0.94182 | 0.79697 | 0.6308 | 0.19265 |  | 0.28185 | 0.41973 | 0.62003 | 0.69336 | 0.49851
8760 | 2004-12-31 | 00:00 | 0.88117 | 0.43697 | 0.51697 | 0.93983 | 0.82865 | 0.67756 | 0.21625 |  | 0.30433 | 0.3404 | 0.61874 | 0.61974 | 0.4956
8761 | 2004-12-31 | 01:00 | 0.88243 | 0.50488 | 0.53487 | 0.93871 | 0.83145 | 0.73881 | 0.27091 |  | 0.31137 | 0.40371 | 0.60351 | 0.5861 | 0.49127
8762 | 2004-12-31 | 02:00 | 0.88351 | 0.49319 | 0.55069 | 0.93886 | 0.83983 | 0.78783 | 0.32259 |  | 0.31219 | 0.46134 | 0.56973 | 0.57492 | 0.48934
8763 | 2004-12-31 | 03:00 | 0.88717 | 0.49264 | 0.53302 | 0.93995 | 0.85219 | 0.81774 | 0.34417 |  | 0.33413 | 0.52467 | 0.53945 | 0.58277 | 0.53462
8764 | 2004-12-31 | 04:00 | 0.89809 | 0.60276 | 0.53642 | 0.93846 | 0.8628 | 0.83966 | 0.38601 |  | 0.36612 | 0.6104 | 0.51519 | 0.60095 | 0.54883
8765 | 2004-12-31 | 05:00 | 0.89993 | 0.62411 | 0.56511 | 0.93759 | 0.86642 | 0.87802 | 0.43234 |  | 0.38319 | 0.60621 | 0.49649 | 0.62696 | 0.58969
8766 | 2004-12-31 | 06:00 | 0.90097 | 0.57785 | 0.56571 | 0.93288 | 0.85531 | 0.89643 | 0.49117 |  | 0.39954 | 0.6108 | 0.48631 | 0.64344 | 0.61306
8767 | 2004-12-31 | 07:00 | 0.90023 | 0.55804 | 0.59888 | 0.92896 | 0.83789 | 0.90943 | 0.58769 |  | 0.41573 | 0.58784 | 0.46812 | 0.64863 | 0.6499
8768 | 2004-12-31 | 08:00 | 0.90012 | 0.492 | 0.63115 | 0.92431 | 0.8221 | 0.92004 | 0.66504 |  | 0.4243 | 0.54961 | 0.45711 | 0.63409 | 0.68218
8769 | 2004-12-31 | 09:00 | 0.89502 | 0.444 | 0.61505 | 0.92365 | 0.79482 | 0.92392 | 0.72543 |  | 0.42277 | 0.49331 | 0.45006 | 0.60867 | 0.69498
8770 | 2004-12-31 | 10:00 | 0.88171 | 0.44766 | 0.5968 | 0.9076 | 0.75444 | 0.92109 | 0.76497 |  | 0.41803 | 0.40747 | 0.43281 | 0.5604 | 0.69558
8771 | 2004-12-31 | 11:00 | 0.86145 | 0.46219 | 0.5455 | 0.87483 | 0.7123 | 0.91646 | 0.79342 |  | 0.40514 | 0.32907 | 0.4042 | 0.48239 | 0.65837
8772 | 2004-12-31 | 12:00 | 0.87491 | 0.448 | 0.51691 | 0.83662 | 0.67322 | 0.91026 | 0.80144 |  | 0.39387 | 0.25095 | 0.37239 | 0.41953 | 0.6353
8773 | 2004-12-31 | 13:00 | 0.88211 | 0.42192 | 0.53451 | 0.85606 | 0.65773 | 0.92093 | 0.81637 |  | 0.41699 | 0.22813 | 0.34198 | 0.37871 | 0.66221
8774 | 2004-12-31 | 14:00 | 0.88715 | 0.38583 | 0.55743 | 0.87604 | 0.63917 | 0.93101 | 0.85784 |  | 0.41741 | 0.21491 | 0.32446 | 0.34455 | 0.6672
8775 | 2004-12-31 | 15:00 | 0.88799 | 0.34915 | 0.58574 | 0.88048 | 0.6014 | 0.93189 | 0.88208 |  | 0.37902 | 0.20774 | 0.32443 | 0.31657 | 0.64373
8776 | 2004-12-31 | 16:00 | 0.89019 | 0.38987 | 0.58208 | 0.85439 | 0.61164 | 0.89629 | 0.89489 |  | 0.32407 | 0.21653 | 0.33072 | 0.31156 | 0.62097
8777 | 2004-12-31 | 17:00 | 0.88051 | 0.62055 | 0.57725 | 0.78961 | 0.61183 | 0.88806 | 0.89089 |  | 0.24702 | 0.18631 | 0.33367 | 0.31959 | 0.62616
8778 | 2004-12-31 | 18:00 | 0.8526 | 0.59553 | 0.57578 | 0.71112 | 0.58076 | 0.91018 | 0.88794 |  | 0.17988 | 0.14197 | 0.33311 | 0.32699 | 0.63166
8779 | 2004-12-31 | 19:00 | 0.82351 | 0.54172 | 0.5981 | 0.622 | 0.51199 | 0.9318 | 0.88917 |  | 0.13395 | 0.13043 | 0.32722 | 0.33413 | 0.6405
8780 | 2004-12-31 | 20:00 | 0.77371 | 0.4732 | 0.63948 | 0.57837 | 0.41861 | 0.94205 | 0.88615 |  | 0.11662 | 0.14755 | 0.32144 | 0.32597 | 0.64247
8781 | 2004-12-31 | 21:00 | 0.72839 | 0.40906 | 0.69562 | 0.54743 | 0.3263 | 0.94254 | 0.88876 |  | 0.12925 | 0.21433 | 0.31775 | 0.34619 | 0.68021
8782 | 2004-12-31 | 22:00 | 0.70722 | 0.37326 | 0.72527 | 0.52921 | 0.25967 | 0.93561 | 0.87693 |  | 0.17492 | 0.29374 | 0.30311 | 0.38657 | 0.68378
8783 | 2004-12-31 | 23:00 | 0.69052 | 0.38786 | 0.69592 | 0.55649 | 0.23278 | 0.92952 | 0.85677 |  | 0.22523 | 0.34463 | 0.29077 | 0.44225 | 0.74282
8784 | 2005-01-01 | 00:00 | 0.69052 | 0.43697 | 0.69592 | 0.5999 | 0.24404 | 0.92952 | 0.85677 |  | 0.22523 | 0.41645 | 0.28773 | 0.43112 | 0.73868

## Raw Load Profiles
| MARKET_DATE | SYSTIME | ECAR | ERCOT | MAAC | MAIN | MAPP | NY | NE | FL | STV | SPP | NWP | RA | CNV
1 | 2004-01-01 | 01:00 | 0.53827 | 0.39038 | 0.53827 | 0.53669 | 0.60739 | 0.57929 | 0.50713 | 0.37751 | 0.42904 | 0.43046 | 0.66909 | 0.51664 | 0.46955
2 | 2004-01-01 | 02:00 | 0.5165 | 0.37751 | 0.5165 | 0.53827 | 0.57929 | 0.53878 | 0.47827 | 0.36404 | 0.69403 | 0.42904 | 0.69416 | 0.52234 | 0.47925
3 | 2004-01-01 | 03:00 | 0.49759 | 0.36404 | 0.49759 | 0.5165 | 0.53878 | 0.50863 | 0.4577 | 0.35653 | 0.40333 | 0.69403 | 0.72599 | 0.52922 | 0.4992
4 | 2004-01-01 | 04:00 | 0.48811 | 0.35653 | 0.48811 | 0.49759 | 0.50863 | 0.4837 | 0.44688 | 0.35336 | 0.40119 | 0.40333 | 0.75676 | 0.54371 | 0.52321
5 | 2004-01-01 | 05:00 | 0.48781 | 0.35336 | 0.48781 | 0.48811 | 0.4837 | 0.46706 | 0.44634 | 0.3565 | 0.40565 | 0.40119 | 0.77771 | 0.55205 | 0.54386
6 | 2004-01-01 | 06:00 | 0.49809 | 0.3565 | 0.49809 | 0.48781 | 0.46706 | 0.4614 | 0.45746 | 0.36422 | 0.41343 | 0.40565 | 0.78042 | 0.5524 | 0.55217
7 | 2004-01-01 | 07:00 | 0.51389 | 0.36422 | 0.51389 | 0.49809 | 0.4614 | 0.46569 | 0.47719 | 0.36814 | 0.4211 | 0.41343 | 0.77185 | 0.54702 | 0.54856
8 | 2004-01-01 | 08:00 | 0.52024 | 0.36814 | 0.52024 | 0.51389 | 0.46569 | 0.47783 | 0.48955 | 0.37761 | 0.42541 | 0.4211 | 0.7615 | 0.53499 | 0.5419
9 | 2004-01-01 | 09:00 | 0.52905 | 0.37761 | 0.52905 | 0.52024 | 0.47783 | 0.48433 | 0.51655 | 0.40025 | 0.43952 | 0.42541 | 0.75759 | 0.52628 | 0.53183
10 | 2004-01-01 | 10:00 | 0.54233 | 0.40025 | 0.54233 | 0.52905 | 0.48433 | 0.49815 | 0.54793 | 0.42371 | 0.45377 | 0.43952 | 0.75687 | 0.52735 | 0.52981
11 | 2004-01-01 | 11:00 | 0.55729 | 0.42371 | 0.55729 | 0.54233 | 0.49815 | 0.52217 | 0.57153 | 0.435 | 0.46152 | 0.45377 | 0.79093 | 0.5544 | 0.54601
12 | 2004-01-01 | 12:00 | 0.56374 | 0.435 | 0.56374 | 0.55729 | 0.52217 | 0.54862 | 0.587 | 0.4388 | 0.46088 | 0.46152 | 0.82596 | 0.60817 | 0.61879
13 | 2004-01-01 | 13:00 | 0.55809 | 0.4388 | 0.55809 | 0.56374 | 0.54862 | 0.56445 | 0.58807 | 0.43762 | 0.45403 | 0.46088 | 0.81707 | 0.62022 | 0.63291
14 | 2004-01-01 | 14:00 | 0.54865 | 0.43762 | 0.54865 | 0.55809 | 0.56445 | 0.56937 | 0.58003 | 0.43361 | 0.44545 | 0.45403 | 0.7969 | 0.60991 | 0.6205
15 | 2004-01-01 | 15:00 | 0.53868 | 0.43361 | 0.53868 | 0.54865 | 0.56937 | 0.56769 | 0.56921 | 0.42945 | 0.44035 | 0.44545 | 0.77185 | 0.59793 | 0.60397
16 | 2004-01-01 | 16:00 | 0.53935 | 0.42945 | 0.53935 | 0.53868 | 0.56769 | 0.56519 | 0.57456 | 0.43151 | 0.44305 | 0.44035 | 0.73597 | 0.58097 | 0.58208
17 | 2004-01-01 | 17:00 | 0.56516 | 0.43151 | 0.56516 | 0.53935 | 0.56519 | 0.56758 | 0.63091 | 0.45485 | 0.46905 | 0.44305 | 0.68673 | 0.55108 | 0.54345
18 | 2004-01-01 | 18:00 | 0.63265 | 0.45485 | 0.63265 | 0.56516 | 0.56758 | 0.60687 | 0.68805 | 0.48084 | 0.49198 | 0.46905 | 0.63843 | 0.51629 | 0.49983
19 | 2004-01-01 | 19:00 | 0.64375 | 0.48084 | 0.64375 | 0.63265 | 0.60687 | 0.66458 | 0.68349 | 0.47639 | 0.49216 | 0.49198 | 0.61096 | 0.49606 | 0.4654
20 | 2004-01-01 | 20:00 | 0.63939 | 0.47639 | 0.63939 | 0.64375 | 0.66458 | 0.66697 | 0.66906 | 0.46661 | 0.48479 | 0.49216 | 0.59507 | 0.48481 | 0.44406
21 | 2004-01-01 | 21:00 | 0.63277 | 0.46661 | 0.63277 | 0.63939 | 0.66697 | 0.6573 | 0.65023 | 0.45164 | 0.47116 | 0.48479 | 0.59233 | 0.4804 | 0.43394
22 | 2004-01-01 | 22:00 | 0.61724 | 0.45164 | 0.61724 | 0.63277 | 0.6573 | 0.64365 | 0.61669 | 0.43145 | 0.45104 | 0.47116 | 0.6021 | 0.48219 | 0.43235
23 | 2004-01-01 | 23:00 | 0.58419 | 0.43145 | 0.58419 | 0.61724 | 0.64365 | 0.62568 | 0.57095 | 0.40246 | 0.4252 | 0.45104 | 0.62427 | 0.49342 | 0.44065
24 | 2004-01-02 | 00:00 | 0.54293 | 0.40246 | 0.54293 | 0.58419 | 0.62568 | 0.58935 | 0.52413 | 0.37591 | 0.40338 | 0.4252 | 0.66723 | 0.51798 | 0.46738
25 | 2004-01-02 | 01:00 | 0.50481 | 0.37591 | 0.50481 | 0.54293 | 0.58935 | 0.54356 | 0.48632 | 0.3606 | 0.38823 | 0.40338 | 0.72413 | 0.54944 | 0.50972
26 | 2004-01-02 | 02:00 | 0.48405 | 0.3606 | 0.48405 | 0.50481 | 0.54356 | 0.50498 | 0.46753 | 0.3522 | 0.38097 | 0.38823 | 0.76828 | 0.57243 | 0.54213
27 | 2004-01-02 | 03:00 | 0.4732 | 0.3522 | 0.4732 | 0.48405 | 0.50498 | 0.48025 | 0.45957 | 0.34819 | 0.37867 | 0.38097 | 0.792 | 0.58473 | 0.57451
28 | 2004-01-02 | 04:00 | 0.47238 | 0.34819 | 0.47238 | 0.4732 | 0.48025 | 0.46573 | 0.45907 | 0.35247 | 0.38256 | 0.37867 | 0.80155 | 0.59352 | 0.60512
29 | 2004-01-02 | 05:00 | 0.48148 | 0.35247 | 0.48148 | 0.47238 | 0.46573 | 0.45975 | 0.46873 | 0.37021 | 0.39836 | 0.38256 | 0.79791 | 0.59761 | 0.62217
30 | 2004-01-02 | 06:00 | 0.50761 | 0.37021 | 0.50761 | 0.48148 | 0.45975 | 0.46263 | 0.49979 | 0.4019 | 0.42827 | 0.39836 | 0.7838 | 0.5928 | 0.62751
31 | 2004-01-02 | 07:00 | 0.55241 | 0.4019 | 0.55241 | 0.50761 | 0.46263 | 0.48697 | 0.55449 | 0.42781 | 0.45776 | 0.42827 | 0.7698 | 0.58291 | 0.62512
32 | 2004-01-02 | 08:00 | 0.59445 | 0.42781 | 0.59445 | 0.55241 | 0.48697 | 0.53427 | 0.60773 | 0.44223 | 0.4726 | 0.45776 | 0.75492 | 0.57584 | 0.61798
33 | 2004-01-02 | 09:00 | 0.62277 | 0.44223 | 0.62277 | 0.59445 | 0.53427 | 0.58313 | 0.64928 | 0.4633 | 0.48613 | 0.4726 | 0.74968 | 0.56892 | 0.61066
34 | 2004-01-02 | 10:00 | 0.64497 | 0.4633 | 0.64497 | 0.62277 | 0.58313 | 0.61925 | 0.68303 | 0.47999 | 0.49584 | 0.48613 | 0.75833 | 0.56922 | 0.60872
35 | 2004-01-02 | 11:00 | 0.65994 | 0.47999 | 0.65994 | 0.64497 | 0.61925 | 0.64805 | 0.70032 | 0.49074 | 0.49587 | 0.49584 | 0.80108 | 0.59156 | 0.62372
36 | 2004-01-02 | 12:00 | 0.65524 | 0.49074 | 0.65524 | 0.65994 | 0.64805 | 0.66869 | 0.70555 | 0.49136 | 0.49267 | 0.49587 | 0.83932 | 0.63753 | 0.6799
37 | 2004-01-02 | 13:00 | 0.6439 | 0.49136 | 0.6439 | 0.65524 | 0.66869 | 0.672 | 0.69949 | 0.49453 | 0.48852 | 0.49267 | 0.8319 | 0.64949 | 0.68559
38 | 2004-01-02 | 14:00 | 0.63158 | 0.49453 | 0.63158 | 0.6439 | 0.672 | 0.66662 | 0.68813 | 0.49485 | 0.4845 | 0.48852 | 0.8147 | 0.63664 | 0.66675
39 | 2004-01-02 | 15:00 | 0.6207 | 0.49485 | 0.6207 | 0.63158 | 0.66662 | 0.65997 | 0.67951 | 0.49511 | 0.48085 | 0.4845 | 0.79296 | 0.62531 | 0.6452
40 | 2004-01-02 | 16:00 | 0.61483 | 0.49511 | 0.61483 | 0.6207 | 0.65997 | 0.6529 | 0.68063 | 0.49202 | 0.48177 | 0.48085 | 0.75729 | 0.60588 | 0.61639
41 | 2004-01-02 | 17:00 | 0.63148 | 0.49202 | 0.63148 | 0.61483 | 0.6529 | 0.65269 | 0.71849 | 0.50399 | 0.50166 | 0.48177 | 0.71021 | 0.57606 | 0.57261
42 | 2004-01-02 | 18:00 | 0.68742 | 0.50399 | 0.68742 | 0.63148 | 0.65269 | 0.67731 | 0.75319 | 0.52696 | 0.51944 | 0.50166 | 0.66613 | 0.539 | 0.52485
43 | 2004-01-02 | 19:00 | 0.68725 | 0.52696 | 0.68725 | 0.68742 | 0.67731 | 0.72514 | 0.73669 | 0.51465 | 0.51508 | 0.51944 | 0.63148 | 0.51639 | 0.48473
44 | 2004-01-02 | 20:00 | 0.67284 | 0.51465 | 0.67284 | 0.68725 | 0.72514 | 0.71519 | 0.7109 | 0.49931 | 0.5039 | 0.51508 | 0.6161 | 0.50349 | 0.46129
45 | 2004-01-02 | 21:00 | 0.65412 | 0.49931 | 0.65412 | 0.67284 | 0.71519 | 0.69736 | 0.68258 | 0.48243 | 0.48883 | 0.5039 | 0.61115 | 0.49748 | 0.44843
46 | 2004-01-02 | 22:00 | 0.62871 | 0.48243 | 0.62871 | 0.65412 | 0.69736 | 0.67425 | 0.6453 | 0.4593 | 0.4673 | 0.48883 | 0.61498 | 0.49611 | 0.44243
47 | 2004-01-02 | 23:00 | 0.59198 | 0.4593 | 0.59198 | 0.62871 | 0.67425 | 0.64506 | 0.59533 | 0.42967 | 0.44143 | 0.4673 | 0.6277 | 0.50311 | 0.44407
48 | 2004-01-03 | 00:00 | 0.54741 | 0.42967 | 0.54741 | 0.59198 | 0.64506 | 0.60423 | 0.54263 | 0.40238 | 0.4177 | 0.44143 | 0.65496 | 0.51776 | 0.45598
49 | 2004-01-03 | 01:00 | 0.50851 | 0.40238 | 0.50851 | 0.54741 | 0.60423 | 0.55756 | 0.4983 | 0.38265 | 0.40047 | 0.4177 | 0.69504 | 0.54127 | 0.47949
50 | 2004-01-03 | 02:00 | 0.48235 | 0.38265 | 0.48235 | 0.50851 | 0.55756 | 0.51321 | 0.47114 | 0.36956 | 0.39076 | 0.40047 | 0.73938 | 0.5522 | 0.49906
51 | 2004-01-03 | 03:00 | 0.46755 | 0.36956 | 0.46755 | 0.48235 | 0.51321 | 0.48261 | 0.45737 | 0.36109 | 0.38638 | 0.39076 | 0.78412 | 0.57604 | 0.52775
52 | 2004-01-03 | 04:00 | 0.45883 | 0.36109 | 0.45883 | 0.46755 | 0.48261 | 0.46418 | 0.4514 | 0.35962 | 0.38718 | 0.38638 | 0.81124 | 0.59574 | 0.5533
53 | 2004-01-03 | 05:00 | 0.46088 | 0.35962 | 0.46088 | 0.45883 | 0.46418 | 0.45489 | 0.45318 | 0.36645 | 0.39614 | 0.38718 | 0.81973 | 0.60249 | 0.56614
54 | 2004-01-03 | 06:00 | 0.47195 | 0.36645 | 0.47195 | 0.46088 | 0.45489 | 0.45307 | 0.4677 | 0.38031 | 0.41057 | 0.39614 | 0.81327 | 0.60229 | 0.56729
55 | 2004-01-03 | 07:00 | 0.49254 | 0.38031 | 0.49254 | 0.47195 | 0.45307 | 0.46042 | 0.49614 | 0.39257 | 0.42981 | 0.41057 | 0.7999 | 0.593 | 0.55997
56 | 2004-01-03 | 08:00 | 0.51501 | 0.39257 | 0.51501 | 0.49254 | 0.46042 | 0.4806 | 0.53334 | 0.4102 | 0.44609 | 0.42981 | 0.78755 | 0.58252 | 0.55065
57 | 2004-01-03 | 09:00 | 0.54336 | 0.4102 | 0.54336 | 0.51501 | 0.4806 | 0.50631 | 0.57874 | 0.43788 | 0.46565 | 0.44609 | 0.7833 | 0.58032 | 0.54279
58 | 2004-01-03 | 10:00 | 0.57304 | 0.43788 | 0.57304 | 0.54336 | 0.50631 | 0.53744 | 0.62116 | 0.45983 | 0.48082 | 0.46565 | 0.79344 | 0.58244 | 0.54025
59 | 2004-01-03 | 11:00 | 0.58783 | 0.45983 | 0.58783 | 0.57304 | 0.53744 | 0.57317 | 0.64584 | 0.47116 | 0.48742 | 0.48082 | 0.83554 | 0.60879 | 0.5588
60 | 2004-01-03 | 12:00 | 0.58385 | 0.47116 | 0.58385 | 0.58783 | 0.57317 | 0.59638 | 0.65226 | 0.47495 | 0.48584 | 0.48742 | 0.87834 | 0.65335 | 0.63691
61 | 2004-01-03 | 13:00 | 0.57718 | 0.47495 | 0.57718 | 0.58385 | 0.59638 | 0.6024 | 0.64604 | 0.47202 | 0.48116 | 0.48584 | 0.87544 | 0.66944 | 0.65789
62 | 2004-01-03 | 14:00 | 0.5648 | 0.47202 | 0.5648 | 0.57718 | 0.6024 | 0.60106 | 0.6334 | 0.46968 | 0.47508 | 0.48116 | 0.85867 | 0.65913 | 0.65056
63 | 2004-01-03 | 15:00 | 0.55233 | 0.46968 | 0.55233 | 0.5648 | 0.60106 | 0.59431 | 0.62046 | 0.46691 | 0.47536 | 0.47508 | 0.83815 | 0.64814 | 0.6381
64 | 2004-01-03 | 16:00 | 0.54617 | 0.46691 | 0.54617 | 0.55233 | 0.59431 | 0.58728 | 0.61793 | 0.46458 | 0.47866 | 0.47536 | 0.80331 | 0.62887 | 0.6122
65 | 2004-01-03 | 17:00 | 0.56411 | 0.46458 | 0.56411 | 0.54617 | 0.58728 | 0.5845 | 0.65898 | 0.48096 | 0.50385 | 0.47866 | 0.75564 | 0.59895 | 0.57604
66 | 2004-01-03 | 18:00 | 0.61652 | 0.48096 | 0.61652 | 0.56411 | 0.5845 | 0.61404 | 0.69572 | 0.5097 | 0.52485 | 0.50385 | 0.70952 | 0.56742 | 0.53161
67 | 2004-01-03 | 19:00 | 0.62418 | 0.5097 | 0.62418 | 0.61652 | 0.61404 | 0.66321 | 0.68552 | 0.50223 | 0.52266 | 0.52485 | 0.68109 | 0.54453 | 0.49647
68 | 2004-01-03 | 20:00 | 0.61147 | 0.50223 | 0.61147 | 0.62418 | 0.66321 | 0.66286 | 0.66251 | 0.48914 | 0.51472 | 0.52266 | 0.66762 | 0.5335 | 0.4716
69 | 2004-01-03 | 21:00 | 0.59925 | 0.48914 | 0.59925 | 0.61147 | 0.66286 | 0.64935 | 0.64082 | 0.47449 | 0.50151 | 0.51472 | 0.66414 | 0.53039 | 0.45719
70 | 2004-01-03 | 22:00 | 0.57727 | 0.47449 | 0.57727 | 0.59925 | 0.64935 | 0.63257 | 0.6079 | 0.45377 | 0.48273 | 0.50151 | 0.6672 | 0.53121 | 0.45182
71 | 2004-01-03 | 23:00 | 0.54716 | 0.45377 | 0.54716 | 0.57727 | 0.63257 | 0.61056 | 0.56344 | 0.4237 | 0.4555 | 0.48273 | 0.68099 | 0.53853 | 0.45284
72 | 2004-01-04 | 00:00 | 0.50774 | 0.4237 | 0.50774 | 0.54716 | 0.61056 | 0.57862 | 0.51484 | 0.39757 | 0.4352 | 0.4555 | 0.7039 | 0.55278 | 0.46193
73 | 2004-01-04 | 01:00 | 0.47105 | 0.39757 | 0.47105 | 0.50774 | 0.57862 | 0.53765 | 0.47081 | 0.37951 | 0.42082 | 0.4352 | 0.74108 | 0.5727 | 0.4825
74 | 2004-01-04 | 02:00 | 0.44637 | 0.37951 | 0.44637 | 0.47105 | 0.53765 | 0.4977 | 0.4441 | 0.36816 | 0.41304 | 0.42082 | 0.78582 | 0.58785 | 0.4939
75 | 2004-01-04 | 03:00 | 0.43213 | 0.36816 | 0.43213 | 0.44637 | 0.4977 | 0.46931 | 0.42918 | 0.36114 | 0.41026 | 0.41304 | 0.82373 | 0.59948 | 0.5195
76 | 2004-01-04 | 04:00 | 0.42623 | 0.36114 | 0.42623 | 0.43213 | 0.46931 | 0.45124 | 0.42192 | 0.358 | 0.41214 | 0.41026 | 0.84172 | 0.60468 | 0.54234
77 | 2004-01-04 | 05:00 | 0.42432 | 0.358 | 0.42432 | 0.42623 | 0.45124 | 0.43959 | 0.4208 | 0.36225 | 0.41987 | 0.41214 | 0.83953 | 0.60334 | 0.55299
78 | 2004-01-04 | 06:00 | 0.43168 | 0.36225 | 0.43168 | 0.42432 | 0.43959 | 0.43682 | 0.4298 | 0.37207 | 0.43499 | 0.41987 | 0.82814 | 0.59733 | 0.55416
79 | 2004-01-04 | 07:00 | 0.44808 | 0.37207 | 0.44808 | 0.43168 | 0.43682 | 0.44248 | 0.45136 | 0.38444 | 0.4547 | 0.43499 | 0.81231 | 0.58827 | 0.54854
80 | 2004-01-04 | 08:00 | 0.46916 | 0.38444 | 0.46916 | 0.44808 | 0.44248 | 0.45669 | 0.47296 | 0.40223 | 0.47399 | 0.4547 | 0.79586 | 0.57751 | 0.54072
81 | 2004-01-04 | 09:00 | 0.49228 | 0.40223 | 0.49228 | 0.46916 | 0.45669 | 0.47367 | 0.50991 | 0.42402 | 0.49411 | 0.47399 | 0.79171 | 0.56608 | 0.53511
82 | 2004-01-04 | 10:00 | 0.5235 | 0.42402 | 0.5235 | 0.49228 | 0.47367 | 0.50107 | 0.54752 | 0.44181 | 0.50584 | 0.49411 | 0.80142 | 0.56897 | 0.53403
83 | 2004-01-04 | 11:00 | 0.54507 | 0.44181 | 0.54507 | 0.5235 | 0.50107 | 0.5379 | 0.5768 | 0.45524 | 0.51501 | 0.50584 | 0.85944 | 0.5993 | 0.5599
84 | 2004-01-04 | 12:00 | 0.55831 | 0.45524 | 0.55831 | 0.54507 | 0.5379 | 0.56737 | 0.59338 | 0.46413 | 0.52377 | 0.51501 | 0.91842 | 0.66052 | 0.6441
85 | 2004-01-04 | 13:00 | 0.56692 | 0.46413 | 0.56692 | 0.55831 | 0.56737 | 0.58872 | 0.60371 | 0.4686 | 0.52593 | 0.52377 | 0.92345 | 0.688 | 0.66997
86 | 2004-01-04 | 14:00 | 0.56735 | 0.4686 | 0.56735 | 0.56692 | 0.58872 | 0.60345 | 0.60466 | 0.47075 | 0.52521 | 0.52593 | 0.91754 | 0.6875 | 0.66383
87 | 2004-01-04 | 15:00 | 0.56625 | 0.47075 | 0.56625 | 0.56735 | 0.60345 | 0.60781 | 0.60661 | 0.47154 | 0.52699 | 0.52521 | 0.89713 | 0.67935 | 0.64715
88 | 2004-01-04 | 16:00 | 0.57339 | 0.47154 | 0.57339 | 0.56625 | 0.60781 | 0.61077 | 0.61602 | 0.47755 | 0.5375 | 0.52699 | 0.85463 | 0.65701 | 0.61401
89 | 2004-01-04 | 17:00 | 0.60286 | 0.47755 | 0.60286 | 0.57339 | 0.61077 | 0.61907 | 0.66358 | 0.50503 | 0.57019 | 0.5375 | 0.79647 | 0.61851 | 0.56459
90 | 2004-01-04 | 18:00 | 0.64833 | 0.50503 | 0.64833 | 0.60286 | 0.61907 | 0.65505 | 0.70692 | 0.53522 | 0.59461 | 0.57019 | 0.73959 | 0.58042 | 0.51528
91 | 2004-01-04 | 19:00 | 0.65372 | 0.53522 | 0.65372 | 0.64833 | 0.65505 | 0.69518 | 0.70061 | 0.5335 | 0.59343 | 0.59461 | 0.72746 | 0.56491 | 0.4826
92 | 2004-01-04 | 20:00 | 0.64574 | 0.5335 | 0.64574 | 0.65372 | 0.69518 | 0.69226 | 0.68117 | 0.52573 | 0.58516 | 0.59343 | 0.7233 | 0.55888 | 0.46491
93 | 2004-01-04 | 21:00 | 0.63225 | 0.52573 | 0.63225 | 0.64574 | 0.69226 | 0.68097 | 0.65504 | 0.51312 | 0.57617 | 0.58516 | 0.72884 | 0.55801 | 0.45826
94 | 2004-01-04 | 22:00 | 0.60659 | 0.51312 | 0.60659 | 0.63225 | 0.68097 | 0.66331 | 0.61096 | 0.48796 | 0.55295 | 0.57617 | 0.74516 | 0.56496 | 0.45748
95 | 2004-01-04 | 23:00 | 0.56964 | 0.48796 | 0.56964 | 0.60659 | 0.66331 | 0.63257 | 0.55577 | 0.46135 | 0.52748 | 0.55295 | 0.77672 | 0.58516 | 0.4703
96 | 2004-01-05 | 00:00 | 0.52715 | 0.46135 | 0.52715 | 0.56964 | 0.63257 | 0.58984 | 0.5085 | 0.44281 | 0.5071 | 0.52748 | 0.83538 | 0.6259 | 0.51222
97 | 2004-01-05 | 01:00 | 0.49686 | 0.44281 | 0.49686 | 0.52715 | 0.58984 | 0.543 | 0.47454 | 0.43542 | 0.49617 | 0.5071 | 0.95252 | 0.68125 | 0.58766
98 | 2004-01-05 | 02:00 | 0.48196 | 0.43542 | 0.48196 | 0.49686 | 0.543 | 0.50709 | 0.45799 | 0.43675 | 0.49429 | 0.49617 | 0.98568 | 0.70757 | 0.64103
99 | 2004-01-05 | 03:00 | 0.47783 | 0.43675 | 0.47783 | 0.48196 | 0.50709 | 0.48704 | 0.45177 | 0.4429 | 0.4961 | 0.49429 | 0.98416 | 0.69701 | 0.66007
100 | 2004-01-05 | 04:00 | 0.47757 | 0.4429 | 0.47757 | 0.47783 | 0.48704 | 0.47761 | 0.45231 | 0.46044 | 0.50851 | 0.4961 | 0.96732 | 0.68428 | 0.67151
101 | 2004-01-05 | 05:00 | 0.49124 | 0.46044 | 0.49124 | 0.47757 | 0.47761 | 0.47522 | 0.46898 | 0.50253 | 0.53608 | 0.50851 | 0.95026 | 0.67846 | 0.67554
102 | 2004-01-05 | 06:00 | 0.53317 | 0.50253 | 0.53317 | 0.49124 | 0.47522 | 0.48271 | 0.52173 | 0.56106 | 0.58835 | 0.53608 | 0.92521 | 0.66483 | 0.66994
103 | 2004-01-05 | 07:00 | 0.61366 | 0.56106 | 0.61366 | 0.53317 | 0.48271 | 0.51859 | 0.61764 | 0.59581 | 0.63593 | 0.58835 | 0.91156 | 0.65078 | 0.66227
104 | 2004-01-05 | 08:00 | 0.66676 | 0.59581 | 0.66676 | 0.61366 | 0.51859 | 0.59551 | 0.68676 | 0.60776 | 0.65002 | 0.63593 | 0.9036 | 0.6399 | 0.65378
105 | 2004-01-05 | 09:00 | 0.67562 | 0.60776 | 0.67562 | 0.66676 | 0.59551 | 0.66177 | 0.70443 | 0.61998 | 0.65706 | 0.65002 | 0.89905 | 0.62989 | 0.64317
106 | 2004-01-05 | 10:00 | 0.68312 | 0.61998 | 0.68312 | 0.67562 | 0.66177 | 0.68755 | 0.71836 | 0.61629 | 0.65943 | 0.65706 | 0.90818 | 0.62844 | 0.63578
107 | 2004-01-05 | 11:00 | 0.69125 | 0.61629 | 0.69125 | 0.68312 | 0.68755 | 0.70534 | 0.73055 | 0.60965 | 0.65355 | 0.65943 | 0.95358 | 0.65445 | 0.6465
108 | 2004-01-05 | 12:00 | 0.69294 | 0.60965 | 0.69294 | 0.69125 | 0.70534 | 0.71843 | 0.73719 | 0.59779 | 0.64235 | 0.65355 | 1 | 0.71106 | 0.71401
109 | 2004-01-05 | 13:00 | 0.68879 | 0.59779 | 0.68879 | 0.69294 | 0.71843 | 0.72275 | 0.73536 | 0.58518 | 0.63222 | 0.64235 | 0.9988 | 0.74102 | 0.72989
110 | 2004-01-05 | 14:00 | 0.68834 | 0.58518 | 0.68834 | 0.68879 | 0.72275 | 0.72166 | 0.73528 | 0.57188 | 0.62127 | 0.63222 | 0.98086 | 0.73524 | 0.71513
111 | 2004-01-05 | 15:00 | 0.68267 | 0.57188 | 0.68267 | 0.68834 | 0.72166 | 0.72261 | 0.7301 | 0.56442 | 0.6145 | 0.62127 | 0.94999 | 0.72209 | 0.69651
112 | 2004-01-05 | 16:00 | 0.6852 | 0.56442 | 0.6852 | 0.68267 | 0.72261 | 0.71927 | 0.7381 | 0.57268 | 0.6212 | 0.6145 | 0.90024 | 0.69255 | 0.65927
113 | 2004-01-05 | 17:00 | 0.70781 | 0.57268 | 0.70781 | 0.6852 | 0.71927 | 0.72134 | 0.78122 | 0.61116 | 0.65394 | 0.6212 | 0.8386 | 0.64259 | 0.59921
114 | 2004-01-05 | 18:00 | 0.74498 | 0.61116 | 0.74498 | 0.70781 | 0.72134 | 0.75402 | 0.81187 | 0.66472 | 0.68934 | 0.65394 | 0.78436 | 0.60214 | 0.54072
115 | 2004-01-05 | 19:00 | 0.74304 | 0.66472 | 0.74304 | 0.74498 | 0.75402 | 0.7849 | 0.80109 | 0.67011 | 0.69454 | 0.68934 | 0.75631 | 0.58177 | 0.49916
116 | 2004-01-05 | 20:00 | 0.73227 | 0.67011 | 0.73227 | 0.74304 | 0.7849 | 0.778 | 0.77646 | 0.66888 | 0.69186 | 0.69454 | 0.74755 | 0.57382 | 0.47586
117 | 2004-01-05 | 21:00 | 0.71497 | 0.66888 | 0.71497 | 0.73227 | 0.778 | 0.75789 | 0.74079 | 0.64804 | 0.6763 | 0.69186 | 0.74694 | 0.57392 | 0.46523
118 | 2004-01-05 | 22:00 | 0.68374 | 0.64804 | 0.68374 | 0.71497 | 0.75789 | 0.73137 | 0.68755 | 0.61197 | 0.64639 | 0.6763 | 0.75468 | 0.57706 | 0.46258
119 | 2004-01-05 | 23:00 | 0.63469 | 0.61197 | 0.63469 | 0.68374 | 0.73137 | 0.69092 | 0.61797 | 0.57318 | 0.61022 | 0.64639 | 0.78069 | 0.59136 | 0.47197
120 | 2004-01-06 | 00:00 | 0.58696 | 0.57318 | 0.58696 | 0.63469 | 0.69092 | 0.63655 | 0.55685 | 0.55292 | 0.58773 | 0.61022 | 0.84158 | 0.63235 | 0.51143
121 | 2004-01-06 | 01:00 | 0.55114 | 0.55292 | 0.55114 | 0.58696 | 0.63655 | 0.58196 | 0.51816 | 0.54727 | 0.57969 | 0.58773 | 0.91853 | 0.6866 | 0.58447
122 | 2004-01-06 | 02:00 | 0.53511 | 0.54727 | 0.53511 | 0.55114 | 0.58196 | 0.5405 | 0.49759 | 0.54725 | 0.57807 | 0.57969 | 0.95366 | 0.71046 | 0.63712
123 | 2004-01-06 | 03:00 | 0.52959 | 0.54725 | 0.52959 | 0.53511 | 0.5405 | 0.51655 | 0.48851 | 0.55333 | 0.58163 | 0.57807 | 0.96037 | 0.69328 | 0.65725
124 | 2004-01-06 | 04:00 | 0.52949 | 0.55333 | 0.52949 | 0.52959 | 0.51655 | 0.50484 | 0.4888 | 0.57233 | 0.59196 | 0.58163 | 0.96178 | 0.67761 | 0.67152
125 | 2004-01-06 | 05:00 | 0.54275 | 0.57233 | 0.54275 | 0.52949 | 0.50484 | 0.50083 | 0.50361 | 0.6181 | 0.61767 | 0.59196 | 0.96221 | 0.66814 | 0.67555
126 | 2004-01-06 | 06:00 | 0.58738 | 0.6181 | 0.58738 | 0.54275 | 0.50083 | 0.50702 | 0.55374 | 0.69042 | 0.67069 | 0.61767 | 0.95007 | 0.65208 | 0.66995
127 | 2004-01-06 | 07:00 | 0.66764 | 0.69042 | 0.66764 | 0.58738 | 0.50702 | 0.54117 | 0.64812 | 0.72142 | 0.71129 | 0.67069 | 0.93554 | 0.63624 | 0.65477
128 | 2004-01-06 | 08:00 | 0.71194 | 0.72142 | 0.71194 | 0.66764 | 0.54117 | 0.61664 | 0.70285 | 0.70561 | 0.70539 | 0.71129 | 0.91672 | 0.62598 | 0.64973
129 | 2004-01-06 | 09:00 | 0.70922 | 0.70561 | 0.70922 | 0.71194 | 0.61664 | 0.67408 | 0.70621 | 0.69615 | 0.70065 | 0.70539 | 0.90472 | 0.61422 | 0.65727
130 | 2004-01-06 | 10:00 | 0.71091 | 0.69615 | 0.71091 | 0.70922 | 0.67408 | 0.69092 | 0.70671 | 0.68612 | 0.69086 | 0.70065 | 0.90626 | 0.61367 | 0.65474
131 | 2004-01-06 | 11:00 | 0.71505 | 0.68612 | 0.71505 | 0.71091 | 0.69092 | 0.70404 | 0.71575 | 0.67036 | 0.67816 | 0.69086 | 0.93934 | 0.63621 | 0.67145
132 | 2004-01-06 | 12:00 | 0.70933 | 0.67036 | 0.70933 | 0.71505 | 0.70404 | 0.71083 | 0.71417 | 0.65338 | 0.66084 | 0.67816 | 0.97123 | 0.68819 | 0.72727
133 | 2004-01-06 | 13:00 | 0.70046 | 0.65338 | 0.70046 | 0.70933 | 0.71083 | 0.7102 | 0.70314 | 0.63963 | 0.64469 | 0.66084 | 0.95678 | 0.70869 | 0.72745
134 | 2004-01-06 | 14:00 | 0.69673 | 0.63963 | 0.69673 | 0.70046 | 0.7102 | 0.70622 | 0.69854 | 0.62793 | 0.6281 | 0.64469 | 0.93037 | 0.7001 | 0.71152
135 | 2004-01-06 | 15:00 | 0.69287 | 0.62793 | 0.69287 | 0.69673 | 0.70622 | 0.70671 | 0.69145 | 0.62682 | 0.61859 | 0.6281 | 0.89468 | 0.68331 | 0.68676
136 | 2004-01-06 | 16:00 | 0.69994 | 0.62682 | 0.69994 | 0.69287 | 0.70671 | 0.70277 | 0.70028 | 0.63986 | 0.62148 | 0.61859 | 0.84206 | 0.65176 | 0.64687
137 | 2004-01-06 | 17:00 | 0.72951 | 0.63986 | 0.72951 | 0.69994 | 0.70277 | 0.70738 | 0.74921 | 0.67837 | 0.65621 | 0.62148 | 0.77781 | 0.60286 | 0.58325
138 | 2004-01-06 | 18:00 | 0.79794 | 0.67837 | 0.79794 | 0.72951 | 0.70738 | 0.74129 | 0.81058 | 0.72101 | 0.69238 | 0.65621 | 0.72796 | 0.56197 | 0.52984
139 | 2004-01-06 | 19:00 | 0.81646 | 0.72101 | 0.81646 | 0.79794 | 0.74129 | 0.79875 | 0.80971 | 0.72179 | 0.69683 | 0.69238 | 0.70095 | 0.54366 | 0.48799
140 | 2004-01-06 | 20:00 | 0.81298 | 0.72179 | 0.81298 | 0.81646 | 0.79875 | 0.80111 | 0.79532 | 0.71281 | 0.69338 | 0.69683 | 0.69022 | 0.53494 | 0.46702
141 | 2004-01-06 | 21:00 | 0.80273 | 0.71281 | 0.80273 | 0.81298 | 0.80111 | 0.78546 | 0.77011 | 0.68562 | 0.67908 | 0.69338 | 0.68793 | 0.53176 | 0.4562
142 | 2004-01-06 | 22:00 | 0.77411 | 0.68562 | 0.77411 | 0.80273 | 0.78546 | 0.76031 | 0.72031 | 0.64362 | 0.6482 | 0.67908 | 0.69115 | 0.532 | 0.45202
143 | 2004-01-06 | 23:00 | 0.72809 | 0.64362 | 0.72809 | 0.77411 | 0.76031 | 0.72296 | 0.65326 | 0.60042 | 0.61236 | 0.6482 | 0.71042 | 0.54842 | 0.46176
144 | 2004-01-07 | 00:00 | 0.67893 | 0.60042 | 0.67893 | 0.72809 | 0.72296 | 0.66933 | 0.59359 | 0.57688 | 0.59149 | 0.61236 | 0.76195 | 0.58421 | 0.50018
145 | 2004-01-07 | 01:00 | 0.64581 | 0.57688 | 0.64581 | 0.67893 | 0.66933 | 0.61309 | 0.55627 | 0.56465 | 0.58031 | 0.59149 | 0.82705 | 0.63908 | 0.57405
146 | 2004-01-07 | 02:00 | 0.6321 | 0.56465 | 0.6321 | 0.64581 | 0.61309 | 0.57377 | 0.53865 | 0.56036 | 0.57645 | 0.58031 | 0.86024 | 0.66249 | 0.62519
147 | 2004-01-07 | 03:00 | 0.6313 | 0.56036 | 0.6313 | 0.6321 | 0.57377 | 0.55379 | 0.53209 | 0.56176 | 0.57588 | 0.57645 | 0.86437 | 0.65078 | 0.6444
148 | 2004-01-07 | 04:00 | 0.63563 | 0.56176 | 0.63563 | 0.6313 | 0.55379 | 0.54507 | 0.5335 | 0.57296 | 0.5857 | 0.57588 | 0.86506 | 0.64067 | 0.65762
149 | 2004-01-07 | 05:00 | 0.65087 | 0.57296 | 0.65087 | 0.63563 | 0.54507 | 0.54264 | 0.54872 | 0.60803 | 0.61038 | 0.5857 | 0.85846 | 0.6323 | 0.66586
150 | 2004-01-07 | 06:00 | 0.6927 | 0.60803 | 0.6927 | 0.65087 | 0.54264 | 0.54866 | 0.60105 | 0.67383 | 0.66218 | 0.61038 | 0.84781 | 0.62252 | 0.66745
151 | 2004-01-07 | 07:00 | 0.77032 | 0.67383 | 0.77032 | 0.6927 | 0.54866 | 0.58302 | 0.69891 | 0.6952 | 0.70103 | 0.66218 | 0.83419 | 0.61166 | 0.66439
152 | 2004-01-07 | 08:00 | 0.81196 | 0.6952 | 0.81196 | 0.77032 | 0.58302 | 0.65811 | 0.75605 | 0.67586 | 0.6966 | 0.70103 | 0.81856 | 0.6056 | 0.66028
153 | 2004-01-07 | 09:00 | 0.80564 | 0.67586 | 0.80564 | 0.81196 | 0.65811 | 0.71312 | 0.76385 | 0.66825 | 0.68993 | 0.6966 | 0.80938 | 0.59763 | 0.65211
154 | 2004-01-07 | 10:00 | 0.79939 | 0.66825 | 0.79939 | 0.80564 | 0.71312 | 0.73176 | 0.76368 | 0.6576 | 0.68321 | 0.68993 | 0.81342 | 0.59477 | 0.64559
155 | 2004-01-07 | 11:00 | 0.7953 | 0.6576 | 0.7953 | 0.79939 | 0.73176 | 0.74322 | 0.76845 | 0.6398 | 0.67285 | 0.68321 | 0.84693 | 0.61681 | 0.65449
156 | 2004-01-07 | 12:00 | 0.78971 | 0.6398 | 0.78971 | 0.7953 | 0.74322 | 0.75124 | 0.76725 | 0.62206 | 0.6577 | 0.67285 | 0.88518 | 0.6673 | 0.71208
157 | 2004-01-07 | 13:00 | 0.7803 | 0.62206 | 0.7803 | 0.78971 | 0.75124 | 0.75075 | 0.76115 | 0.61061 | 0.64804 | 0.6577 | 0.88087 | 0.68555 | 0.71751
158 | 2004-01-07 | 14:00 | 0.77443 | 0.61061 | 0.77443 | 0.7803 | 0.75075 | 0.7473 | 0.75892 | 0.60211 | 0.6366 | 0.64804 | 0.86189 | 0.67606 | 0.70215
159 | 2004-01-07 | 15:00 | 0.76621 | 0.60211 | 0.76621 | 0.77443 | 0.7473 | 0.74698 | 0.75489 | 0.60312 | 0.63034 | 0.6366 | 0.8303 | 0.66162 | 0.67909
160 | 2004-01-07 | 16:00 | 0.76632 | 0.60312 | 0.76632 | 0.76621 | 0.74698 | 0.74459 | 0.75991 | 0.61762 | 0.63127 | 0.63034 | 0.78117 | 0.632 | 0.63642
161 | 2004-01-07 | 17:00 | 0.791 | 0.61762 | 0.791 | 0.76632 | 0.74459 | 0.74867 | 0.80432 | 0.64831 | 0.65466 | 0.63127 | 0.72019 | 0.58518 | 0.57797
162 | 2004-01-07 | 18:00 | 0.85218 | 0.64831 | 0.85218 | 0.791 | 0.74867 | 0.77836 | 0.86192 | 0.67543 | 0.67543 | 0.65466 | 0.67303 | 0.54869 | 0.52522
163 | 2004-01-07 | 19:00 | 0.86198 | 0.67543 | 0.86198 | 0.85218 | 0.77836 | 0.83308 | 0.85702 | 0.66849 | 0.67094 | 0.67543 | 0.64455 | 0.52483 | 0.48995
164 | 2004-01-07 | 20:00 | 0.85289 | 0.66849 | 0.85289 | 0.86198 | 0.83308 | 0.8277 | 0.83787 | 0.6568 | 0.65881 | 0.67094 | 0.63467 | 0.51527 | 0.46712
165 | 2004-01-07 | 21:00 | 0.83545 | 0.6568 | 0.83545 | 0.85289 | 0.8277 | 0.81103 | 0.8095 | 0.62937 | 0.63748 | 0.65881 | 0.63231 | 0.5123 | 0.45487
166 | 2004-01-07 | 22:00 | 0.8013 | 0.62937 | 0.8013 | 0.83545 | 0.81103 | 0.78462 | 0.75862 | 0.58252 | 0.602 | 0.63748 | 0.63928 | 0.51616 | 0.45287
167 | 2004-01-07 | 23:00 | 0.74697 | 0.58252 | 0.74697 | 0.8013 | 0.78462 | 0.74227 | 0.68826 | 0.53561 | 0.5606 | 0.602 | 0.66486 | 0.53054 | 0.46186
168 | 2004-01-08 | 00:00 | 0.69252 | 0.53561 | 0.69252 | 0.74697 | 0.74227 | 0.68709 | 0.62772 | 0.50661 | 0.535 | 0.5606 | 0.72086 | 0.57004 | 0.50195
169 | 2004-01-08 | 01:00 | 0.65602 | 0.50661 | 0.65602 | 0.69252 | 0.68709 | 0.62923 | 0.58824 | 0.49359 | 0.52284 | 0.535 | 0.79644 | 0.62785 | 0.57737
170 | 2004-01-08 | 02:00 | 0.64009 | 0.49359 | 0.64009 | 0.65602 | 0.62923 | 0.58643 | 0.57045 | 0.48651 | 0.51588 | 0.52284 | 0.83424 | 0.65507 | 0.62857
171 | 2004-01-08 | 03:00 | 0.63536 | 0.48651 | 0.63536 | 0.64009 | 0.58643 | 0.56438 | 0.56365 | 0.48524 | 0.51289 | 0.51588 | 0.83424 | 0.64269 | 0.64559
172 | 2004-01-08 | 04:00 | 0.63524 | 0.48524 | 0.63524 | 0.63536 | 0.56438 | 0.55337 | 0.56444 | 0.49506 | 0.51959 | 0.51289 | 0.82665 | 0.62929 | 0.65721
173 | 2004-01-08 | 05:00 | 0.64745 | 0.49506 | 0.64745 | 0.63524 | 0.55337 | 0.54933 | 0.57899 | 0.52979 | 0.54288 | 0.51959 | 0.81657 | 0.61659 | 0.65941
174 | 2004-01-08 | 06:00 | 0.68856 | 0.52979 | 0.68856 | 0.64745 | 0.54933 | 0.55425 | 0.62855 | 0.59112 | 0.59191 | 0.54288 | 0.80065 | 0.60426 | 0.66389
175 | 2004-01-08 | 07:00 | 0.76373 | 0.59112 | 0.76373 | 0.68856 | 0.55425 | 0.58875 | 0.72558 | 0.61011 | 0.63075 | 0.59191 | 0.79 | 0.5922 | 0.66611
176 | 2004-01-08 | 08:00 | 0.80432 | 0.61011 | 0.80432 | 0.76373 | 0.58875 | 0.66282 | 0.78471 | 0.59195 | 0.62895 | 0.63075 | 0.77776 | 0.58927 | 0.65941
177 | 2004-01-08 | 09:00 | 0.79143 | 0.59195 | 0.79143 | 0.80432 | 0.66282 | 0.70724 | 0.7896 | 0.58192 | 0.62359 | 0.62895 | 0.77353 | 0.58107 | 0.6377
178 | 2004-01-08 | 10:00 | 0.77995 | 0.58192 | 0.77995 | 0.79143 | 0.70724 | 0.73911 | 0.79084 | 0.57396 | 0.61823 | 0.62359 | 0.78026 | 0.57943 | 0.63846
179 | 2004-01-08 | 11:00 | 0.77254 | 0.57396 | 0.77254 | 0.77995 | 0.73911 | 0.74874 | 0.79047 | 0.55819 | 0.60873 | 0.61823 | 0.81609 | 0.5996 | 0.64131
180 | 2004-01-08 | 12:00 | 0.76915 | 0.55819 | 0.76915 | 0.77254 | 0.74874 | 0.74962 | 0.78512 | 0.53954 | 0.5976 | 0.60873 | 0.84547 | 0.64396 | 0.69814
181 | 2004-01-08 | 13:00 | 0.75917 | 0.53954 | 0.75917 | 0.76915 | 0.74962 | 0.74596 | 0.77517 | 0.52285 | 0.58982 | 0.5976 | 0.84544 | 0.66822 | 0.707
182 | 2004-01-08 | 14:00 | 0.75591 | 0.52285 | 0.75591 | 0.75917 | 0.74596 | 0.74294 | 0.76891 | 0.50776 | 0.58142 | 0.58982 | 0.83671 | 0.6613 | 0.6904
183 | 2004-01-08 | 15:00 | 0.74819 | 0.50776 | 0.74819 | 0.75591 | 0.74294 | 0.73724 | 0.76219 | 0.50214 | 0.57408 | 0.58142 | 0.80802 | 0.64907 | 0.66711
184 | 2004-01-08 | 16:00 | 0.74946 | 0.50214 | 0.74946 | 0.74819 | 0.73724 | 0.72996 | 0.76493 | 0.50445 | 0.57531 | 0.57408 | 0.76134 | 0.6208 | 0.62943
185 | 2004-01-08 | 17:00 | 0.77159 | 0.50445 | 0.77159 | 0.74946 | 0.72996 | 0.73696 | 0.8122 | 0.5246 | 0.59811 | 0.57531 | 0.7018 | 0.5734 | 0.5725
186 | 2004-01-08 | 18:00 | 0.82186 | 0.5246 | 0.82186 | 0.77159 | 0.73696 | 0.76151 | 0.87042 | 0.55727 | 0.61999 | 0.59811 | 0.65461 | 0.53253 | 0.52234
187 | 2004-01-08 | 19:00 | 0.82253 | 0.55727 | 0.82253 | 0.82186 | 0.76151 | 0.81479 | 0.86988 | 0.55514 | 0.62004 | 0.61999 | 0.62046 | 0.51549 | 0.48669
188 | 2004-01-08 | 20:00 | 0.81225 | 0.55514 | 0.81225 | 0.82253 | 0.81479 | 0.81427 | 0.84832 | 0.54727 | 0.61355 | 0.62004 | 0.60798 | 0.50605 | 0.46611
189 | 2004-01-08 | 21:00 | 0.79336 | 0.54727 | 0.79336 | 0.81225 | 0.81427 | 0.79696 | 0.82103 | 0.52576 | 0.59804 | 0.61355 | 0.60324 | 0.50376 | 0.45356
190 | 2004-01-08 | 22:00 | 0.7584 | 0.52576 | 0.7584 | 0.79336 | 0.79696 | 0.77178 | 0.77136 | 0.49117 | 0.56792 | 0.59804 | 0.61037 | 0.50598 | 0.45013
191 | 2004-01-08 | 23:00 | 0.70842 | 0.49117 | 0.70842 | 0.7584 | 0.77178 | 0.73474 | 0.70882 | 0.45263 | 0.52897 | 0.56792 | 0.63244 | 0.52334 | 0.45927
192 | 2004-01-09 | 00:00 | 0.65016 | 0.45263 | 0.65016 | 0.70842 | 0.73474 | 0.68083 | 0.64542 | 0.43013 | 0.50532 | 0.52897 | 0.6915 | 0.56182 | 0.49892
193 | 2004-01-09 | 01:00 | 0.61438 | 0.43013 | 0.61438 | 0.65016 | 0.68083 | 0.62575 | 0.60508 | 0.42191 | 0.49736 | 0.50532 | 0.77473 | 0.61848 | 0.57294
194 | 2004-01-09 | 02:00 | 0.59616 | 0.42191 | 0.59616 | 0.61438 | 0.62575 | 0.58228 | 0.58878 | 0.42177 | 0.49275 | 0.49736 | 0.81808 | 0.64379 | 0.62223
195 | 2004-01-09 | 03:00 | 0.58909 | 0.42177 | 0.58909 | 0.59616 | 0.58228 | 0.56339 | 0.58318 | 0.42894 | 0.49468 | 0.49275 | 0.818 | 0.63238 | 0.64296
196 | 2004-01-09 | 04:00 | 0.58825 | 0.42894 | 0.58825 | 0.58909 | 0.56339 | 0.5546 | 0.58418 | 0.44904 | 0.50694 | 0.49468 | 0.80762 | 0.62239 | 0.6584
197 | 2004-01-09 | 05:00 | 0.60186 | 0.44904 | 0.60186 | 0.58825 | 0.5546 | 0.55327 | 0.60076 | 0.49255 | 0.53366 | 0.50694 | 0.78976 | 0.61275 | 0.66723
198 | 2004-01-09 | 06:00 | 0.64218 | 0.49255 | 0.64218 | 0.60186 | 0.55327 | 0.56167 | 0.6494 | 0.5655 | 0.58822 | 0.53366 | 0.77342 | 0.60371 | 0.6696
199 | 2004-01-09 | 07:00 | 0.72299 | 0.5655 | 0.72299 | 0.64218 | 0.56167 | 0.59677 | 0.75066 | 0.59448 | 0.63312 | 0.58822 | 0.75969 | 0.59113 | 0.66319
200 | 2004-01-09 | 08:00 | 0.77124 | 0.59448 | 0.77124 | 0.72299 | 0.59677 | 0.67436 | 0.8134 | 0.5747 | 0.63604 | 0.63312 | 0.75279 | 0.58344 | 0.65484
201 | 2004-01-09 | 09:00 | 0.77069 | 0.5747 | 0.77069 | 0.77124 | 0.67436 | 0.73197 | 0.82398 | 0.56169 | 0.63197 | 0.63604 | 0.74577 | 0.57479 | 0.64794
202 | 2004-01-09 | 10:00 | 0.77286 | 0.56169 | 0.77286 | 0.77069 | 0.73197 | 0.75036 | 0.82738 | 0.54882 | 0.62336 | 0.63197 | 0.7516 | 0.57168 | 0.63905
203 | 2004-01-09 | 11:00 | 0.77234 | 0.54882 | 0.77234 | 0.77286 | 0.75036 | 0.76316 | 0.82995 | 0.53408 | 0.61051 | 0.62336 | 0.78335 | 0.58553 | 0.64448
204 | 2004-01-09 | 12:00 | 0.76392 | 0.53408 | 0.76392 | 0.77234 | 0.76316 | 0.76882 | 0.82609 | 0.51713 | 0.59433 | 0.61051 | 0.81952 | 0.62366 | 0.69365
205 | 2004-01-09 | 13:00 | 0.75541 | 0.51713 | 0.75541 | 0.76392 | 0.76882 | 0.76925 | 0.81597 | 0.50702 | 0.58191 | 0.59433 | 0.80991 | 0.64252 | 0.69251
206 | 2004-01-09 | 14:00 | 0.74785 | 0.50702 | 0.74785 | 0.75541 | 0.76925 | 0.76348 | 0.80722 | 0.49504 | 0.56895 | 0.58191 | 0.78598 | 0.63036 | 0.67002
207 | 2004-01-09 | 15:00 | 0.74076 | 0.49504 | 0.74076 | 0.74785 | 0.76348 | 0.76369 | 0.79777 | 0.48798 | 0.56004 | 0.56895 | 0.7624 | 0.6202 | 0.6447
208 | 2004-01-09 | 16:00 | 0.73859 | 0.48798 | 0.73859 | 0.74076 | 0.76369 | 0.7575 | 0.80017 | 0.48825 | 0.55986 | 0.56004 | 0.72594 | 0.60035 | 0.61156
209 | 2004-01-09 | 17:00 | 0.76241 | 0.48825 | 0.76241 | 0.73859 | 0.7575 | 0.7555 | 0.83919 | 0.50888 | 0.58297 | 0.55986 | 0.68085 | 0.56777 | 0.56937
210 | 2004-01-09 | 18:00 | 0.82679 | 0.50888 | 0.82679 | 0.76241 | 0.7555 | 0.77871 | 0.89032 | 0.5478 | 0.60602 | 0.58297 | 0.63643 | 0.5326 | 0.52271
211 | 2004-01-09 | 19:00 | 0.84067 | 0.5478 | 0.84067 | 0.82679 | 0.77871 | 0.82759 | 0.88464 | 0.54695 | 0.60942 | 0.60602 | 0.6055 | 0.51604 | 0.48545
212 | 2004-01-09 | 20:00 | 0.83395 | 0.54695 | 0.83395 | 0.84067 | 0.82759 | 0.83002 | 0.86441 | 0.54399 | 0.60388 | 0.60942 | 0.58823 | 0.50242 | 0.46174
213 | 2004-01-09 | 21:00 | 0.82214 | 0.54399 | 0.82214 | 0.83395 | 0.83002 | 0.81268 | 0.83895 | 0.53597 | 0.59446 | 0.60388 | 0.58187 | 0.49674 | 0.44812
214 | 2004-01-09 | 22:00 | 0.80034 | 0.53597 | 0.80034 | 0.82214 | 0.81268 | 0.78873 | 0.80096 | 0.51875 | 0.57428 | 0.59446 | 0.58331 | 0.49507 | 0.44207
215 | 2004-01-09 | 23:00 | 0.76754 | 0.51875 | 0.76754 | 0.80034 | 0.78873 | 0.7581 | 0.74664 | 0.49601 | 0.54891 | 0.57428 | 0.59249 | 0.50314 | 0.44319
216 | 2004-01-10 | 00:00 | 0.7294 | 0.49601 | 0.7294 | 0.76754 | 0.7581 | 0.71853 | 0.69394 | 0.47989 | 0.52938 | 0.54891 | 0.61698 | 0.51709 | 0.45702
217 | 2004-01-10 | 01:00 | 0.69984 | 0.47989 | 0.69984 | 0.7294 | 0.71853 | 0.67028 | 0.65293 | 0.47591 | 0.51975 | 0.52938 | 0.65727 | 0.53866 | 0.4836
218 | 2004-01-10 | 02:00 | 0.68469 | 0.47591 | 0.68469 | 0.69984 | 0.67028 | 0.63205 | 0.63025 | 0.47744 | 0.51367 | 0.51975 | 0.70097 | 0.55848 | 0.50486
219 | 2004-01-10 | 03:00 | 0.68277 | 0.47744 | 0.68277 | 0.68469 | 0.63205 | 0.60774 | 0.62054 | 0.48333 | 0.51493 | 0.51367 | 0.73784 | 0.57719 | 0.53578
220 | 2004-01-10 | 04:00 | 0.68443 | 0.48333 | 0.68443 | 0.68277 | 0.60774 | 0.59378 | 0.61776 | 0.49444 | 0.51918 | 0.51493 | 0.7562 | 0.58578 | 0.56231
221 | 2004-01-10 | 05:00 | 0.69387 | 0.49444 | 0.69387 | 0.68443 | 0.59378 | 0.58699 | 0.62096 | 0.51505 | 0.53191 | 0.51918 | 0.75426 | 0.58428 | 0.57461
222 | 2004-01-10 | 06:00 | 0.71151 | 0.51505 | 0.71151 | 0.69387 | 0.58699 | 0.58742 | 0.63854 | 0.54811 | 0.55288 | 0.53191 | 0.73714 | 0.57597 | 0.57852
223 | 2004-01-10 | 07:00 | 0.74115 | 0.54811 | 0.74115 | 0.71151 | 0.58742 | 0.59948 | 0.67499 | 0.57816 | 0.57596 | 0.55288 | 0.71364 | 0.56456 | 0.5732
224 | 2004-01-10 | 08:00 | 0.77286 | 0.57816 | 0.77286 | 0.74115 | 0.59948 | 0.62783 | 0.71127 | 0.58735 | 0.59134 | 0.57596 | 0.69746 | 0.55318 | 0.56718
225 | 2004-01-10 | 09:00 | 0.80531 | 0.58735 | 0.80531 | 0.77286 | 0.62783 | 0.65195 | 0.759 | 0.57651 | 0.5951 | 0.59134 | 0.68993 | 0.54311 | 0.5562
226 | 2004-01-10 | 10:00 | 0.82646 | 0.57651 | 0.82646 | 0.80531 | 0.65195 | 0.6885 | 0.79076 | 0.55435 | 0.58897 | 0.5951 | 0.69751 | 0.54055 | 0.55349
227 | 2004-01-10 | 11:00 | 0.82497 | 0.55435 | 0.82497 | 0.82646 | 0.6885 | 0.71955 | 0.80196 | 0.52692 | 0.57135 | 0.58897 | 0.73113 | 0.55806 | 0.55845
228 | 2004-01-10 | 12:00 | 0.81151 | 0.52692 | 0.81151 | 0.82497 | 0.71955 | 0.73851 | 0.7969 | 0.5003 | 0.54783 | 0.57135 | 0.77028 | 0.6004 | 0.61564
229 | 2004-01-10 | 13:00 | 0.78714 | 0.5003 | 0.78714 | 0.81151 | 0.73851 | 0.74055 | 0.78135 | 0.47627 | 0.5265 | 0.54783 | 0.77177 | 0.62005 | 0.63554
230 | 2004-01-10 | 14:00 | 0.76457 | 0.47627 | 0.76457 | 0.78714 | 0.74055 | 0.73429 | 0.76186 | 0.45817 | 0.50844 | 0.5265 | 0.75221 | 0.61041 | 0.62041
231 | 2004-01-10 | 15:00 | 0.74625 | 0.45817 | 0.74625 | 0.76457 | 0.73429 | 0.72215 | 0.74876 | 0.44771 | 0.49824 | 0.50844 | 0.73041 | 0.59709 | 0.60127
232 | 2004-01-10 | 16:00 | 0.74193 | 0.44771 | 0.74193 | 0.74625 | 0.72215 | 0.71055 | 0.74946 | 0.44747 | 0.49919 | 0.49824 | 0.70081 | 0.57888 | 0.57558
233 | 2004-01-10 | 17:00 | 0.76626 | 0.44747 | 0.76626 | 0.74193 | 0.71055 | 0.70802 | 0.79321 | 0.4715 | 0.52838 | 0.49919 | 0.66081 | 0.55044 | 0.53988
234 | 2004-01-10 | 18:00 | 0.83008 | 0.4715 | 0.83008 | 0.76626 | 0.70802 | 0.73355 | 0.85371 | 0.51965 | 0.56097 | 0.52838 | 0.62693 | 0.51928 | 0.50088
235 | 2004-01-10 | 19:00 | 0.8455 | 0.51965 | 0.8455 | 0.83008 | 0.73355 | 0.79376 | 0.85234 | 0.52525 | 0.56805 | 0.56097 | 0.59904 | 0.49898 | 0.46974
236 | 2004-01-10 | 20:00 | 0.83674 | 0.52525 | 0.83674 | 0.8455 | 0.79376 | 0.80122 | 0.83214 | 0.52633 | 0.5681 | 0.56805 | 0.58458 | 0.48605 | 0.44903
237 | 2004-01-10 | 21:00 | 0.8242 | 0.52633 | 0.8242 | 0.83674 | 0.80122 | 0.7837 | 0.80685 | 0.52184 | 0.55927 | 0.5681 | 0.57969 | 0.47935 | 0.43795
238 | 2004-01-10 | 22:00 | 0.8089 | 0.52184 | 0.8089 | 0.8242 | 0.7837 | 0.76362 | 0.77509 | 0.50982 | 0.54273 | 0.55927 | 0.58363 | 0.47821 | 0.43268
239 | 2004-01-10 | 23:00 | 0.77729 | 0.50982 | 0.77729 | 0.8089 | 0.76362 | 0.7402 | 0.73345 | 0.49048 | 0.51921 | 0.54273 | 0.59494 | 0.48299 | 0.43263
240 | 2004-01-11 | 00:00 | 0.74192 | 0.49048 | 0.74192 | 0.77729 | 0.7402 | 0.70675 | 0.68929 | 0.47688 | 0.49932 | 0.51921 | 0.61732 | 0.49176 | 0.44061
241 | 2004-01-11 | 01:00 | 0.70756 | 0.47688 | 0.70756 | 0.74192 | 0.70675 | 0.66676 | 0.64633 | 0.47108 | 0.48744 | 0.49932 | 0.65203 | 0.51138 | 0.45514
242 | 2004-01-11 | 02:00 | 0.68784 | 0.47108 | 0.68784 | 0.70756 | 0.66676 | 0.62762 | 0.62054 | 0.47104 | 0.48275 | 0.48744 | 0.69467 | 0.52991 | 0.47106
243 | 2004-01-11 | 03:00 | 0.67944 | 0.47104 | 0.67944 | 0.68784 | 0.62762 | 0.60029 | 0.60872 | 0.47335 | 0.4826 | 0.48275 | 0.72903 | 0.54394 | 0.49814
244 | 2004-01-11 | 04:00 | 0.67879 | 0.47335 | 0.67879 | 0.67944 | 0.60029 | 0.58316 | 0.6042 | 0.48098 | 0.48667 | 0.4826 | 0.74558 | 0.55417 | 0.52188
245 | 2004-01-11 | 05:00 | 0.67936 | 0.48098 | 0.67936 | 0.67879 | 0.58316 | 0.57388 | 0.60545 | 0.4961 | 0.4954 | 0.48667 | 0.74034 | 0.55395 | 0.53719
246 | 2004-01-11 | 06:00 | 0.69028 | 0.4961 | 0.69028 | 0.67936 | 0.57388 | 0.57141 | 0.61702 | 0.51911 | 0.5106 | 0.4954 | 0.72573 | 0.55233 | 0.54324
247 | 2004-01-11 | 07:00 | 0.71136 | 0.51911 | 0.71136 | 0.69028 | 0.57141 | 0.58 | 0.63754 | 0.53957 | 0.52956 | 0.5106 | 0.70837 | 0.5478 | 0.54392
248 | 2004-01-11 | 08:00 | 0.73013 | 0.53957 | 0.73013 | 0.71136 | 0.58 | 0.59635 | 0.6613 | 0.5485 | 0.54159 | 0.52956 | 0.69576 | 0.54002 | 0.54027
249 | 2004-01-11 | 09:00 | 0.74565 | 0.5485 | 0.74565 | 0.73013 | 0.59635 | 0.61274 | 0.70182 | 0.53227 | 0.5393 | 0.54159 | 0.68288 | 0.53367 | 0.53954
250 | 2004-01-11 | 10:00 | 0.74605 | 0.53227 | 0.74605 | 0.74565 | 0.61274 | 0.64091 | 0.73267 | 0.50605 | 0.52462 | 0.5393 | 0.68836 | 0.5343 | 0.53993
251 | 2004-01-11 | 11:00 | 0.74066 | 0.50605 | 0.74066 | 0.74605 | 0.64091 | 0.66803 | 0.74876 | 0.48267 | 0.50893 | 0.52462 | 0.72626 | 0.55704 | 0.55537
252 | 2004-01-11 | 12:00 | 0.72943 | 0.48267 | 0.72943 | 0.74066 | 0.66803 | 0.68533 | 0.74884 | 0.46417 | 0.49522 | 0.50893 | 0.78332 | 0.60922 | 0.62355
253 | 2004-01-11 | 13:00 | 0.71873 | 0.46417 | 0.71873 | 0.72943 | 0.68533 | 0.69455 | 0.74216 | 0.44865 | 0.48237 | 0.49522 | 0.78952 | 0.6335 | 0.64257
254 | 2004-01-11 | 14:00 | 0.70315 | 0.44865 | 0.70315 | 0.71873 | 0.69455 | 0.69525 | 0.73093 | 0.43549 | 0.4692 | 0.48237 | 0.77787 | 0.62777 | 0.63314
255 | 2004-01-11 | 15:00 | 0.69138 | 0.43549 | 0.69138 | 0.70315 | 0.69525 | 0.68945 | 0.72342 | 0.42831 | 0.46307 | 0.4692 | 0.75625 | 0.61298 | 0.61316
256 | 2004-01-11 | 16:00 | 0.69041 | 0.42831 | 0.69041 | 0.69138 | 0.68945 | 0.68287 | 0.73113 | 0.4307 | 0.46673 | 0.46307 | 0.7167 | 0.58595 | 0.58184
257 | 2004-01-11 | 17:00 | 0.7189 | 0.4307 | 0.7189 | 0.69041 | 0.68287 | 0.68361 | 0.77849 | 0.45964 | 0.50112 | 0.46673 | 0.66129 | 0.54279 | 0.53815
258 | 2004-01-11 | 18:00 | 0.77333 | 0.45964 | 0.77333 | 0.7189 | 0.68361 | 0.71132 | 0.82771 | 0.50897 | 0.53616 | 0.50112 | 0.61687 | 0.50663 | 0.49703
259 | 2004-01-11 | 19:00 | 0.78232 | 0.50897 | 0.78232 | 0.77333 | 0.71132 | 0.76355 | 0.82348 | 0.51783 | 0.54587 | 0.53616 | 0.59113 | 0.48792 | 0.46238
260 | 2004-01-11 | 20:00 | 0.76995 | 0.51783 | 0.76995 | 0.78232 | 0.76355 | 0.76608 | 0.80084 | 0.51779 | 0.54669 | 0.54587 | 0.58134 | 0.4791 | 0.44581
261 | 2004-01-11 | 21:00 | 0.75858 | 0.51779 | 0.75858 | 0.76995 | 0.76608 | 0.75018 | 0.77094 | 0.50556 | 0.53608 | 0.54669 | 0.58238 | 0.47738 | 0.43817
262 | 2004-01-11 | 22:00 | 0.73424 | 0.50556 | 0.73424 | 0.75858 | 0.75018 | 0.73003 | 0.71961 | 0.47784 | 0.51191 | 0.53608 | 0.59161 | 0.48239 | 0.43737
263 | 2004-01-11 | 23:00 | 0.6917 | 0.47784 | 0.6917 | 0.73424 | 0.73003 | 0.69715 | 0.6606 | 0.44517 | 0.48097 | 0.51191 | 0.62493 | 0.5003 | 0.44906
264 | 2004-01-12 | 00:00 | 0.64524 | 0.44517 | 0.64524 | 0.6917 | 0.69715 | 0.65216 | 0.60234 | 0.42645 | 0.4642 | 0.48097 | 0.69445 | 0.54182 | 0.48968
265 | 2004-01-12 | 01:00 | 0.61266 | 0.42645 | 0.61266 | 0.64524 | 0.65216 | 0.60384 | 0.56718 | 0.42092 | 0.45532 | 0.4642 | 0.79229 | 0.59856 | 0.56719
266 | 2004-01-12 | 02:00 | 0.59591 | 0.42092 | 0.59591 | 0.61266 | 0.60384 | 0.56744 | 0.55254 | 0.41952 | 0.4548 | 0.45532 | 0.83943 | 0.62919 | 0.62276
267 | 2004-01-12 | 03:00 | 0.58854 | 0.41952 | 0.58854 | 0.59591 | 0.56744 | 0.54669 | 0.54644 | 0.42487 | 0.45926 | 0.4548 | 0.82748 | 0.62005 | 0.63589
268 | 2004-01-12 | 04:00 | 0.59001 | 0.42487 | 0.59001 | 0.58854 | 0.54669 | 0.53631 | 0.54491 | 0.44165 | 0.47106 | 0.45926 | 0.80959 | 0.61345 | 0.64917
269 | 2004-01-12 | 05:00 | 0.60131 | 0.44165 | 0.60131 | 0.59001 | 0.53631 | 0.53269 | 0.55859 | 0.48692 | 0.50099 | 0.47106 | 0.78841 | 0.60932 | 0.65624
270 | 2004-01-12 | 06:00 | 0.64185 | 0.48692 | 0.64185 | 0.60131 | 0.53269 | 0.53916 | 0.60375 | 0.55691 | 0.55857 | 0.50099 | 0.77068 | 0.60274 | 0.65723
271 | 2004-01-12 | 07:00 | 0.7192 | 0.55691 | 0.7192 | 0.64185 | 0.53916 | 0.57264 | 0.68809 | 0.58214 | 0.60162 | 0.55857 | 0.75793 | 0.59517 | 0.65561
272 | 2004-01-12 | 08:00 | 0.76546 | 0.58214 | 0.76546 | 0.7192 | 0.57264 | 0.6445 | 0.74589 | 0.56137 | 0.60358 | 0.60162 | 0.75061 | 0.58956 | 0.65463
273 | 2004-01-12 | 09:00 | 0.76139 | 0.56137 | 0.76139 | 0.76546 | 0.6445 | 0.70302 | 0.76613 | 0.54819 | 0.59337 | 0.60358 | 0.74316 | 0.58289 | 0.64723
274 | 2004-01-12 | 10:00 | 0.75835 | 0.54819 | 0.75835 | 0.76139 | 0.70302 | 0.72848 | 0.77169 | 0.53575 | 0.58297 | 0.59337 | 0.75351 | 0.5804 | 0.63846
275 | 2004-01-12 | 11:00 | 0.75805 | 0.53575 | 0.75805 | 0.75835 | 0.72848 | 0.74213 | 0.7748 | 0.52506 | 0.56911 | 0.58297 | 0.79024 | 0.59776 | 0.64146
276 | 2004-01-12 | 12:00 | 0.74934 | 0.52506 | 0.74934 | 0.75805 | 0.74213 | 0.75113 | 0.76787 | 0.50946 | 0.55352 | 0.56911 | 0.83938 | 0.64042 | 0.69659
277 | 2004-01-12 | 13:00 | 0.74055 | 0.50946 | 0.74055 | 0.74934 | 0.75113 | 0.75335 | 0.75954 | 0.50102 | 0.54206 | 0.55352 | 0.83629 | 0.66381 | 0.70896
278 | 2004-01-12 | 14:00 | 0.73426 | 0.50102 | 0.73426 | 0.74055 | 0.75335 | 0.75085 | 0.75406 | 0.49209 | 0.53224 | 0.54206 | 0.81603 | 0.65385 | 0.69327
279 | 2004-01-12 | 15:00 | 0.72891 | 0.49209 | 0.72891 | 0.73426 | 0.75085 | 0.74748 | 0.7483 | 0.48699 | 0.52487 | 0.53224 | 0.79008 | 0.6399 | 0.66937
280 | 2004-01-12 | 16:00 | 0.73 | 0.48699 | 0.73 | 0.72891 | 0.74748 | 0.74217 | 0.75033 | 0.49142 | 0.53051 | 0.52487 | 0.74287 | 0.60732 | 0.63274
281 | 2004-01-12 | 17:00 | 0.7515 | 0.49142 | 0.7515 | 0.73 | 0.74217 | 0.74192 | 0.79022 | 0.51508 | 0.55532 | 0.53051 | 0.68165 | 0.56067 | 0.57502
282 | 2004-01-12 | 18:00 | 0.78893 | 0.51508 | 0.78893 | 0.7515 | 0.74192 | 0.76661 | 0.83642 | 0.54684 | 0.58155 | 0.55532 | 0.6302 | 0.51955 | 0.51921
283 | 2004-01-12 | 19:00 | 0.78981 | 0.54684 | 0.78981 | 0.78893 | 0.76661 | 0.8079 | 0.83227 | 0.54394 | 0.58366 | 0.58155 | 0.59853 | 0.49968 | 0.48253
284 | 2004-01-12 | 20:00 | 0.77326 | 0.54394 | 0.77326 | 0.78981 | 0.8079 | 0.80087 | 0.81212 | 0.53457 | 0.57665 | 0.58366 | 0.58434 | 0.49106 | 0.46178
285 | 2004-01-12 | 21:00 | 0.75188 | 0.53457 | 0.75188 | 0.77326 | 0.80087 | 0.78026 | 0.78077 | 0.50888 | 0.55821 | 0.57665 | 0.58453 | 0.48667 | 0.45275
286 | 2004-01-12 | 22:00 | 0.71589 | 0.50888 | 0.71589 | 0.75188 | 0.78026 | 0.75215 | 0.72947 | 0.47169 | 0.52629 | 0.55821 | 0.59518 | 0.49009 | 0.44902
287 | 2004-01-12 | 23:00 | 0.66055 | 0.47169 | 0.66055 | 0.71589 | 0.75215 | 0.71224 | 0.6579 | 0.43001 | 0.48881 | 0.52629 | 0.61714 | 0.50553 | 0.46488
288 | 2004-01-13 | 00:00 | 0.60804 | 0.43001 | 0.60804 | 0.66055 | 0.71224 | 0.65392 | 0.59492 | 0.40605 | 0.46317 | 0.48881 | 0.68514 | 0.54665 | 0.50385
289 | 2004-01-13 | 01:00 | 0.57175 | 0.40605 | 0.57175 | 0.60804 | 0.65392 | 0.59719 | 0.55453 | 0.39432 | 0.45398 | 0.46317 | 0.78292 | 0.60316 | 0.57794
290 | 2004-01-13 | 02:00 | 0.55398 | 0.39432 | 0.55398 | 0.57175 | 0.59719 | 0.55485 | 0.53653 | 0.38913 | 0.44846 | 0.45398 | 0.82673 | 0.62991 | 0.62832
291 | 2004-01-13 | 03:00 | 0.54843 | 0.38913 | 0.54843 | 0.55398 | 0.55485 | 0.53248 | 0.52708 | 0.38944 | 0.44903 | 0.44846 | 0.81177 | 0.61903 | 0.64094
292 | 2004-01-13 | 04:00 | 0.55012 | 0.38944 | 0.55012 | 0.54843 | 0.53248 | 0.52087 | 0.52816 | 0.40025 | 0.45838 | 0.44903 | 0.7904 | 0.61004 | 0.65395
293 | 2004-01-13 | 05:00 | 0.56373 | 0.40025 | 0.56373 | 0.55012 | 0.52087 | 0.51504 | 0.54084 | 0.43742 | 0.48476 | 0.45838 | 0.77624 | 0.60391 | 0.6777
294 | 2004-01-13 | 06:00 | 0.60676 | 0.43742 | 0.60676 | 0.56373 | 0.51504 | 0.51848 | 0.59048 | 0.50269 | 0.5394 | 0.48476 | 0.75011 | 0.59699 | 0.66843
295 | 2004-01-13 | 07:00 | 0.6862 | 0.50269 | 0.6862 | 0.60676 | 0.51848 | 0.55284 | 0.68722 | 0.52928 | 0.58219 | 0.5394 | 0.73422 | 0.58809 | 0.6672
296 | 2004-01-13 | 08:00 | 0.73336 | 0.52928 | 0.73336 | 0.6862 | 0.55284 | 0.62695 | 0.74619 | 0.51496 | 0.58407 | 0.58219 | 0.72062 | 0.58418 | 0.66149
297 | 2004-01-13 | 09:00 | 0.72396 | 0.51496 | 0.72396 | 0.73336 | 0.62695 | 0.68811 | 0.7561 | 0.50916 | 0.57591 | 0.58407 | 0.71263 | 0.57761 | 0.65677
298 | 2004-01-13 | 10:00 | 0.71437 | 0.50916 | 0.71437 | 0.72396 | 0.68811 | 0.70823 | 0.75639 | 0.50469 | 0.56924 | 0.57591 | 0.71742 | 0.57402 | 0.64935
299 | 2004-01-13 | 11:00 | 0.71517 | 0.50469 | 0.71517 | 0.71437 | 0.70823 | 0.72166 | 0.75709 | 0.49682 | 0.55682 | 0.56924 | 0.76054 | 0.59098 | 0.65286
300 | 2004-01-13 | 12:00 | 0.71545 | 0.49682 | 0.71545 | 0.71517 | 0.72166 | 0.73401 | 0.74627 | 0.49038 | 0.54561 | 0.55682 | 0.80762 | 0.63215 | 0.70444
301 | 2004-01-13 | 13:00 | 0.70843 | 0.49038 | 0.70843 | 0.71545 | 0.73401 | 0.74146 | 0.73516 | 0.48782 | 0.53652 | 0.54561 | 0.80709 | 0.65285 | 0.71438
302 | 2004-01-13 | 14:00 | 0.70363 | 0.48782 | 0.70363 | 0.70843 | 0.74146 | 0.73302 | 0.73005 | 0.48412 | 0.52773 | 0.53652 | 0.79426 | 0.64443 | 0.69611
303 | 2004-01-13 | 15:00 | 0.69959 | 0.48412 | 0.69959 | 0.70363 | 0.73302 | 0.72528 | 0.72757 | 0.48255 | 0.52075 | 0.52773 | 0.76791 | 0.62782 | 0.67079
304 | 2004-01-13 | 16:00 | 0.70243 | 0.48255 | 0.70243 | 0.69959 | 0.72528 | 0.72644 | 0.73694 | 0.48282 | 0.52191 | 0.52075 | 0.7236 | 0.59674 | 0.6323
305 | 2004-01-13 | 17:00 | 0.72548 | 0.48282 | 0.72548 | 0.70243 | 0.72644 | 0.73274 | 0.78015 | 0.49603 | 0.54224 | 0.52191 | 0.66315 | 0.5527 | 0.57297
306 | 2004-01-13 | 18:00 | 0.78608 | 0.49603 | 0.78608 | 0.72548 | 0.73274 | 0.75827 | 0.84338 | 0.5308 | 0.57212 | 0.54224 | 0.61171 | 0.51318 | 0.52388
307 | 2004-01-13 | 19:00 | 0.80441 | 0.5308 | 0.80441 | 0.78608 | 0.75827 | 0.8214 | 0.85458 | 0.52745 | 0.57361 | 0.57212 | 0.58381 | 0.494 | 0.48829
308 | 2004-01-13 | 20:00 | 0.80076 | 0.52745 | 0.80076 | 0.80441 | 0.8214 | 0.82819 | 0.84371 | 0.51674 | 0.57068 | 0.57361 | 0.56877 | 0.48369 | 0.46998
309 | 2004-01-13 | 21:00 | 0.78938 | 0.51674 | 0.78938 | 0.80076 | 0.82819 | 0.8117 | 0.82099 | 0.49431 | 0.55365 | 0.57068 | 0.56625 | 0.47925 | 0.46031
310 | 2004-01-13 | 22:00 | 0.7631 | 0.49431 | 0.7631 | 0.78938 | 0.8117 | 0.79155 | 0.7755 | 0.45608 | 0.52304 | 0.55365 | 0.57306 | 0.48172 | 0.45808
311 | 2004-01-13 | 23:00 | 0.71542 | 0.45608 | 0.71542 | 0.7631 | 0.79155 | 0.75388 | 0.71235 | 0.41634 | 0.48651 | 0.52304 | 0.59805 | 0.49741 | 0.46645
312 | 2004-01-14 | 00:00 | 0.66747 | 0.41634 | 0.66747 | 0.71542 | 0.75388 | 0.7007 | 0.65761 | 0.39094 | 0.46402 | 0.48651 | 0.66661 | 0.53686 | 0.50295
313 | 2004-01-14 | 01:00 | 0.63628 | 0.39094 | 0.63628 | 0.66747 | 0.7007 | 0.64597 | 0.62286 | 0.37934 | 0.45403 | 0.46402 | 0.75681 | 0.59455 | 0.57921
314 | 2004-01-14 | 02:00 | 0.62448 | 0.37934 | 0.62448 | 0.63628 | 0.64597 | 0.61109 | 0.61026 | 0.37577 | 0.4487 | 0.45403 | 0.80198 | 0.6255 | 0.62729
315 | 2004-01-14 | 03:00 | 0.62277 | 0.37577 | 0.62277 | 0.62448 | 0.61109 | 0.5897 | 0.6108 | 0.37644 | 0.45006 | 0.4487 | 0.79099 | 0.61589 | 0.64374
316 | 2004-01-14 | 04:00 | 0.62663 | 0.37644 | 0.62663 | 0.62277 | 0.5897 | 0.58091 | 0.61416 | 0.38593 | 0.45851 | 0.45006 | 0.77435 | 0.6125 | 0.6594
317 | 2004-01-14 | 05:00 | 0.64101 | 0.38593 | 0.64101 | 0.62663 | 0.58091 | 0.57926 | 0.6312 | 0.42153 | 0.48574 | 0.45851 | 0.76136 | 0.60889 | 0.67583
318 | 2004-01-14 | 06:00 | 0.68988 | 0.42153 | 0.68988 | 0.64101 | 0.57926 | 0.58837 | 0.68233 | 0.49074 | 0.53219 | 0.48574 | 0.74497 | 0.60234 | 0.68608
319 | 2004-01-14 | 07:00 | 0.76958 | 0.49074 | 0.76958 | 0.68988 | 0.58837 | 0.62301 | 0.78073 | 0.51769 | 0.57343 | 0.53219 | 0.73539 | 0.59544 | 0.68802
320 | 2004-01-14 | 08:00 | 0.81694 | 0.51769 | 0.81694 | 0.76958 | 0.62301 | 0.70028 | 0.8389 | 0.50641 | 0.57081 | 0.57343 | 0.73046 | 0.59049 | 0.69037
321 | 2004-01-14 | 09:00 | 0.80991 | 0.50641 | 0.80991 | 0.81694 | 0.70028 | 0.76158 | 0.84454 | 0.50619 | 0.5646 | 0.57081 | 0.73153 | 0.58491 | 0.68419
322 | 2004-01-14 | 10:00 | 0.80175 | 0.50619 | 0.80175 | 0.80991 | 0.76158 | 0.78307 | 0.84923 | 0.50453 | 0.55844 | 0.5646 | 0.73837 | 0.58356 | 0.67579
323 | 2004-01-14 | 11:00 | 0.79301 | 0.50453 | 0.79301 | 0.80175 | 0.78307 | 0.79664 | 0.84977 | 0.49946 | 0.54997 | 0.55844 | 0.77337 | 0.60159 | 0.67384
324 | 2004-01-14 | 12:00 | 0.78379 | 0.49946 | 0.78379 | 0.79301 | 0.79664 | 0.79756 | 0.8462 | 0.49371 | 0.53714 | 0.54997 | 0.81449 | 0.64212 | 0.72354
325 | 2004-01-14 | 13:00 | 0.78244 | 0.49371 | 0.78244 | 0.78379 | 0.79756 | 0.79337 | 0.83787 | 0.49159 | 0.52966 | 0.53714 | 0.81271 | 0.66097 | 0.734
326 | 2004-01-14 | 14:00 | 0.7786 | 0.49159 | 0.7786 | 0.78244 | 0.79337 | 0.7875 | 0.83194 | 0.48794 | 0.52292 | 0.52966 | 0.79591 | 0.65009 | 0.70734
327 | 2004-01-14 | 15:00 | 0.77197 | 0.48794 | 0.77197 | 0.7786 | 0.7875 | 0.78972 | 0.8234 | 0.48612 | 0.51702 | 0.52292 | 0.77225 | 0.63407 | 0.67969
328 | 2004-01-14 | 16:00 | 0.77253 | 0.48612 | 0.77253 | 0.77197 | 0.78972 | 0.78806 | 0.82978 | 0.4885 | 0.51689 | 0.51702 | 0.72573 | 0.60879 | 0.64076
329 | 2004-01-14 | 17:00 | 0.80207 | 0.4885 | 0.80207 | 0.77253 | 0.78806 | 0.79415 | 0.87498 | 0.5054 | 0.53855 | 0.51689 | 0.66571 | 0.55858 | 0.57979
330 | 2004-01-14 | 18:00 | 0.8526 | 0.5054 | 0.8526 | 0.80207 | 0.79415 | 0.81975 | 0.93204 | 0.53375 | 0.56756 | 0.53855 | 0.61389 | 0.51846 | 0.52636
331 | 2004-01-14 | 19:00 | 0.86379 | 0.53375 | 0.86379 | 0.8526 | 0.81975 | 0.86614 | 0.92963 | 0.52679 | 0.57099 | 0.56756 | 0.58163 | 0.4989 | 0.48866
332 | 2004-01-14 | 20:00 | 0.85305 | 0.52679 | 0.85305 | 0.86379 | 0.86614 | 0.8647 | 0.9055 | 0.51592 | 0.56354 | 0.57099 | 0.56774 | 0.48904 | 0.47013
333 | 2004-01-14 | 21:00 | 0.83761 | 0.51592 | 0.83761 | 0.85305 | 0.8647 | 0.84624 | 0.87506 | 0.4927 | 0.54816 | 0.56354 | 0.56255 | 0.4854 | 0.46028
334 | 2004-01-14 | 22:00 | 0.80018 | 0.4927 | 0.80018 | 0.83761 | 0.84624 | 0.82074 | 0.82186 | 0.45404 | 0.51714 | 0.54816 | 0.56848 | 0.48832 | 0.45617
335 | 2004-01-14 | 23:00 | 0.74591 | 0.45404 | 0.74591 | 0.80018 | 0.82074 | 0.7812 | 0.75294 | 0.41255 | 0.48157 | 0.51714 | 0.5923 | 0.50244 | 0.46599
336 | 2004-01-15 | 00:00 | 0.69098 | 0.41255 | 0.69098 | 0.74591 | 0.7812 | 0.72511 | 0.69336 | 0.38741 | 0.46024 | 0.48157 | 0.65788 | 0.54174 | 0.50213
337 | 2004-01-15 | 01:00 | 0.65754 | 0.38741 | 0.65754 | 0.69098 | 0.72511 | 0.66919 | 0.65463 | 0.37396 | 0.44993 | 0.46024 | 0.74933 | 0.5994 | 0.57671
338 | 2004-01-15 | 02:00 | 0.63972 | 0.37396 | 0.63972 | 0.65754 | 0.66919 | 0.62874 | 0.63684 | 0.36771 | 0.44697 | 0.44993 | 0.79237 | 0.6275 | 0.63109
339 | 2004-01-15 | 03:00 | 0.63534 | 0.36771 | 0.63534 | 0.63972 | 0.62874 | 0.60433 | 0.62991 | 0.36782 | 0.44854 | 0.44697 | 0.78343 | 0.6197 | 0.64517
340 | 2004-01-15 | 04:00 | 0.63713 | 0.36782 | 0.63713 | 0.63534 | 0.60433 | 0.5928 | 0.63033 | 0.37673 | 0.458 | 0.44854 | 0.76938 | 0.6125 | 0.65921
341 | 2004-01-15 | 05:00 | 0.65263 | 0.37673 | 0.65263 | 0.63713 | 0.5928 | 0.59002 | 0.64376 | 0.40979 | 0.48736 | 0.458 | 0.75695 | 0.60986 | 0.6693
342 | 2004-01-15 | 06:00 | 0.6965 | 0.40979 | 0.6965 | 0.65263 | 0.59002 | 0.59755 | 0.68996 | 0.47606 | 0.5419 | 0.48736 | 0.74335 | 0.59818 | 0.6693
343 | 2004-01-15 | 07:00 | 0.76658 | 0.47606 | 0.76658 | 0.6965 | 0.59755 | 0.62846 | 0.77861 | 0.50598 | 0.58562 | 0.5419 | 0.73363 | 0.58999 | 0.66885
344 | 2004-01-15 | 08:00 | 0.81216 | 0.50598 | 0.81216 | 0.76658 | 0.62846 | 0.69205 | 0.83662 | 0.49898 | 0.58791 | 0.58562 | 0.72408 | 0.58533 | 0.66827
345 | 2004-01-15 | 09:00 | 0.82457 | 0.49898 | 0.82457 | 0.81216 | 0.69205 | 0.74361 | 0.85209 | 0.50226 | 0.57851 | 0.58791 | 0.71827 | 0.5796 | 0.66286
346 | 2004-01-15 | 10:00 | 0.81872 | 0.50226 | 0.81872 | 0.82457 | 0.74361 | 0.76974 | 0.85487 | 0.50687 | 0.57171 | 0.57851 | 0.724 | 0.57801 | 0.64827
347 | 2004-01-15 | 11:00 | 0.81084 | 0.50687 | 0.81084 | 0.81872 | 0.76974 | 0.79098 | 0.85632 | 0.50682 | 0.5604 | 0.57171 | 0.7558 | 0.59477 | 0.64607
348 | 2004-01-15 | 12:00 | 0.80118 | 0.50682 | 0.80118 | 0.81084 | 0.79098 | 0.80463 | 0.84865 | 0.50443 | 0.54695 | 0.5604 | 0.80001 | 0.63106 | 0.69414
349 | 2004-01-15 | 13:00 | 0.79092 | 0.50443 | 0.79092 | 0.80118 | 0.80463 | 0.80417 | 0.83679 | 0.50271 | 0.53819 | 0.54695 | 0.80036 | 0.65173 | 0.70567
350 | 2004-01-15 | 14:00 | 0.78901 | 0.50271 | 0.78901 | 0.79092 | 0.80417 | 0.79823 | 0.82991 | 0.49846 | 0.53039 | 0.53819 | 0.78505 | 0.64284 | 0.69142
351 | 2004-01-15 | 15:00 | 0.77988 | 0.49846 | 0.77988 | 0.78901 | 0.79823 | 0.8067 | 0.82327 | 0.49639 | 0.52621 | 0.53039 | 0.76094 | 0.62929 | 0.66824
352 | 2004-01-15 | 16:00 | 0.78394 | 0.49639 | 0.78394 | 0.77988 | 0.8067 | 0.79629 | 0.82949 | 0.5031 | 0.52848 | 0.52621 | 0.71628 | 0.60237 | 0.63085
353 | 2004-01-15 | 17:00 | 0.80706 | 0.5031 | 0.80706 | 0.78394 | 0.79629 | 0.79921 | 0.87709 | 0.51996 | 0.55141 | 0.52848 | 0.66031 | 0.55903 | 0.57552
354 | 2004-01-15 | 18:00 | 0.86975 | 0.51996 | 0.86975 | 0.80706 | 0.79921 | 0.82309 | 0.94054 | 0.54145 | 0.57763 | 0.55141 | 0.60931 | 0.51801 | 0.52532
355 | 2004-01-15 | 19:00 | 0.88925 | 0.54145 | 0.88925 | 0.86975 | 0.82309 | 0.88214 | 0.94618 | 0.53512 | 0.57972 | 0.57763 | 0.57905 | 0.4988 | 0.48771
356 | 2004-01-15 | 20:00 | 0.88712 | 0.53512 | 0.88712 | 0.88925 | 0.88214 | 0.88847 | 0.9305 | 0.52378 | 0.57124 | 0.57972 | 0.56734 | 0.49021 | 0.46814
357 | 2004-01-15 | 21:00 | 0.87763 | 0.52378 | 0.87763 | 0.88712 | 0.88847 | 0.86948 | 0.90338 | 0.49875 | 0.55427 | 0.57124 | 0.56441 | 0.4868 | 0.4589
358 | 2004-01-15 | 22:00 | 0.84996 | 0.49875 | 0.84996 | 0.87763 | 0.86948 | 0.8437 | 0.85777 | 0.46427 | 0.52289 | 0.55427 | 0.57048 | 0.49136 | 0.45495
359 | 2004-01-15 | 23:00 | 0.80917 | 0.46427 | 0.80917 | 0.84996 | 0.8437 | 0.80565 | 0.79445 | 0.42266 | 0.48445 | 0.52289 | 0.59696 | 0.50625 | 0.46363
360 | 2004-01-16 | 00:00 | 0.76838 | 0.42266 | 0.76838 | 0.80917 | 0.80565 | 0.75205 | 0.73901 | 0.39577 | 0.45851 | 0.48445 | 0.6606 | 0.54237 | 0.49801
361 | 2004-01-16 | 01:00 | 0.73953 | 0.39577 | 0.73953 | 0.76838 | 0.75205 | 0.69979 | 0.70186 | 0.38294 | 0.44432 | 0.45851 | 0.7491 | 0.59748 | 0.56901
362 | 2004-01-16 | 02:00 | 0.73128 | 0.38294 | 0.73128 | 0.73953 | 0.69979 | 0.65825 | 0.68486 | 0.37621 | 0.43744 | 0.44432 | 0.79684 | 0.62782 | 0.61942
363 | 2004-01-16 | 03:00 | 0.73202 | 0.37621 | 0.73202 | 0.73128 | 0.65825 | 0.63803 | 0.67486 | 0.37411 | 0.4353 | 0.43744 | 0.79064 | 0.62202 | 0.64078
364 | 2004-01-16 | 04:00 | 0.73568 | 0.37411 | 0.73568 | 0.73202 | 0.63803 | 0.62765 | 0.67607 | 0.38203 | 0.44207 | 0.4353 | 0.77739 | 0.61716 | 0.6554
365 | 2004-01-16 | 05:00 | 0.74926 | 0.38203 | 0.74926 | 0.73568 | 0.62765 | 0.62294 | 0.68627 | 0.41358 | 0.4676 | 0.44207 | 0.76262 | 0.61225 | 0.66468
366 | 2004-01-16 | 06:00 | 0.79205 | 0.41358 | 0.79205 | 0.74926 | 0.62294 | 0.62765 | 0.72607 | 0.4747 | 0.51645 | 0.4676 | 0.74529 | 0.60067 | 0.6676
367 | 2004-01-16 | 07:00 | 0.86091 | 0.4747 | 0.86091 | 0.79205 | 0.62765 | 0.65839 | 0.79793 | 0.50532 | 0.56048 | 0.51645 | 0.72913 | 0.59121 | 0.66201
368 | 2004-01-16 | 08:00 | 0.89883 | 0.50532 | 0.89883 | 0.86091 | 0.65839 | 0.72025 | 0.85325 | 0.50103 | 0.5665 | 0.56048 | 0.7166 | 0.58433 | 0.66003
369 | 2004-01-16 | 09:00 | 0.89717 | 0.50103 | 0.89717 | 0.89883 | 0.72025 | 0.77213 | 0.8807 | 0.50789 | 0.5681 | 0.5665 | 0.70827 | 0.57484 | 0.65392
370 | 2004-01-16 | 10:00 | 0.88427 | 0.50789 | 0.88427 | 0.89717 | 0.77213 | 0.80023 | 0.89293 | 0.51409 | 0.56926 | 0.5681 | 0.71215 | 0.57547 | 0.63428
371 | 2004-01-16 | 11:00 | 0.86907 | 0.51409 | 0.86907 | 0.88427 | 0.80023 | 0.81845 | 0.89837 | 0.51349 | 0.56537 | 0.56926 | 0.74263 | 0.58822 | 0.63167
372 | 2004-01-16 | 12:00 | 0.85138 | 0.51349 | 0.85138 | 0.86907 | 0.81845 | 0.82728 | 0.89049 | 0.50989 | 0.55854 | 0.56537 | 0.78702 | 0.61574 | 0.67937
373 | 2004-01-16 | 13:00 | 0.83493 | 0.50989 | 0.83493 | 0.85138 | 0.82728 | 0.8251 | 0.87419 | 0.50847 | 0.55164 | 0.55854 | 0.78423 | 0.63382 | 0.68189
374 | 2004-01-16 | 14:00 | 0.8175 | 0.50847 | 0.8175 | 0.83493 | 0.8251 | 0.81571 | 0.85901 | 0.50424 | 0.54546 | 0.55164 | 0.76405 | 0.62279 | 0.66066
375 | 2004-01-16 | 15:00 | 0.80053 | 0.50424 | 0.80053 | 0.8175 | 0.81571 | 0.80533 | 0.84313 | 0.50165 | 0.54077 | 0.54546 | 0.74223 | 0.60842 | 0.64167
376 | 2004-01-16 | 16:00 | 0.79275 | 0.50165 | 0.79275 | 0.80053 | 0.80533 | 0.7945 | 0.83712 | 0.50538 | 0.54378 | 0.54077 | 0.71125 | 0.58809 | 0.61008
377 | 2004-01-16 | 17:00 | 0.80673 | 0.50538 | 0.80673 | 0.79275 | 0.7945 | 0.78943 | 0.86026 | 0.51897 | 0.55836 | 0.54378 | 0.66648 | 0.55587 | 0.57413
378 | 2004-01-16 | 18:00 | 0.86196 | 0.51897 | 0.86196 | 0.80673 | 0.78943 | 0.80322 | 0.9094 | 0.5301 | 0.56318 | 0.55836 | 0.62339 | 0.52416 | 0.52596
379 | 2004-01-16 | 19:00 | 0.87579 | 0.5301 | 0.87579 | 0.86196 | 0.80322 | 0.84831 | 0.90421 | 0.51754 | 0.55623 | 0.56318 | 0.59446 | 0.50493 | 0.48976
380 | 2004-01-16 | 20:00 | 0.86101 | 0.51754 | 0.86101 | 0.87579 | 0.84831 | 0.84683 | 0.87643 | 0.50327 | 0.54322 | 0.55623 | 0.58033 | 0.49131 | 0.46906
381 | 2004-01-16 | 21:00 | 0.8454 | 0.50327 | 0.8454 | 0.86101 | 0.84683 | 0.82531 | 0.84724 | 0.48373 | 0.52637 | 0.54322 | 0.57458 | 0.48697 | 0.45362
382 | 2004-01-16 | 22:00 | 0.81613 | 0.48373 | 0.81613 | 0.8454 | 0.82531 | 0.79812 | 0.80478 | 0.45645 | 0.50341 | 0.52637 | 0.57503 | 0.48531 | 0.44791
383 | 2004-01-16 | 23:00 | 0.77176 | 0.45645 | 0.77176 | 0.81613 | 0.79812 | 0.76415 | 0.74934 | 0.42267 | 0.47214 | 0.50341 | 0.58685 | 0.4928 | 0.44836
384 | 2004-01-17 | 00:00 | 0.72716 | 0.42267 | 0.72716 | 0.77176 | 0.76415 | 0.71727 | 0.69572 | 0.39449 | 0.44826 | 0.47214 | 0.61418 | 0.50755 | 0.45974
385 | 2004-01-17 | 01:00 | 0.69268 | 0.39449 | 0.69268 | 0.72716 | 0.71727 | 0.66975 | 0.65595 | 0.37726 | 0.43391 | 0.44826 | 0.65759 | 0.52745 | 0.4865
386 | 2004-01-17 | 02:00 | 0.67455 | 0.37726 | 0.67455 | 0.69268 | 0.66975 | 0.62709 | 0.63253 | 0.3677 | 0.42456 | 0.43391 | 0.7064 | 0.55196 | 0.50681
387 | 2004-01-17 | 03:00 | 0.66625 | 0.3677 | 0.66625 | 0.67455 | 0.62709 | 0.60229 | 0.61718 | 0.36394 | 0.41956 | 0.42456 | 0.74542 | 0.56907 | 0.53734
388 | 2004-01-17 | 04:00 | 0.66236 | 0.36394 | 0.66236 | 0.66625 | 0.60229 | 0.58664 | 0.61092 | 0.36459 | 0.42149 | 0.41956 | 0.76099 | 0.58047 | 0.56215
389 | 2004-01-17 | 05:00 | 0.66679 | 0.36459 | 0.66679 | 0.66236 | 0.58664 | 0.57855 | 0.61316 | 0.37529 | 0.4303 | 0.42149 | 0.75407 | 0.57908 | 0.57362
390 | 2004-01-17 | 06:00 | 0.681 | 0.37529 | 0.681 | 0.66679 | 0.57855 | 0.57718 | 0.62867 | 0.39429 | 0.44792 | 0.4303 | 0.73326 | 0.57153 | 0.57563
391 | 2004-01-17 | 07:00 | 0.70765 | 0.39429 | 0.70765 | 0.681 | 0.57718 | 0.58773 | 0.65998 | 0.41677 | 0.47348 | 0.44792 | 0.70723 | 0.55766 | 0.57023
392 | 2004-01-17 | 08:00 | 0.73134 | 0.41677 | 0.73134 | 0.70765 | 0.58773 | 0.61165 | 0.69373 | 0.43846 | 0.49568 | 0.47348 | 0.68948 | 0.54575 | 0.56118
393 | 2004-01-17 | 09:00 | 0.7543 | 0.43846 | 0.7543 | 0.73134 | 0.61165 | 0.6344 | 0.72782 | 0.46123 | 0.51676 | 0.49568 | 0.68112 | 0.53626 | 0.55521
394 | 2004-01-17 | 10:00 | 0.76751 | 0.46123 | 0.76751 | 0.7543 | 0.6344 | 0.6694 | 0.7522 | 0.47318 | 0.53046 | 0.51676 | 0.68274 | 0.53594 | 0.54698
395 | 2004-01-17 | 11:00 | 0.76291 | 0.47318 | 0.76291 | 0.76751 | 0.6694 | 0.69388 | 0.75518 | 0.47482 | 0.53343 | 0.53046 | 0.7154 | 0.55357 | 0.55925
396 | 2004-01-17 | 12:00 | 0.74427 | 0.47482 | 0.74427 | 0.76291 | 0.69388 | 0.70907 | 0.74361 | 0.47062 | 0.52892 | 0.53343 | 0.75852 | 0.5943 | 0.61569
397 | 2004-01-17 | 13:00 | 0.72558 | 0.47062 | 0.72558 | 0.74427 | 0.70907 | 0.70256 | 0.71886 | 0.46234 | 0.52201 | 0.52892 | 0.75599 | 0.6192 | 0.63787
398 | 2004-01-17 | 14:00 | 0.71086 | 0.46234 | 0.71086 | 0.72558 | 0.70256 | 0.69096 | 0.69763 | 0.45541 | 0.5157 | 0.52201 | 0.73765 | 0.612 | 0.62674
399 | 2004-01-17 | 15:00 | 0.70188 | 0.45541 | 0.70188 | 0.71086 | 0.69096 | 0.68034 | 0.68311 | 0.45278 | 0.51333 | 0.5157 | 0.71516 | 0.6007 | 0.60897
400 | 2004-01-17 | 16:00 | 0.69982 | 0.45278 | 0.69982 | 0.70188 | 0.68034 | 0.67408 | 0.68328 | 0.45311 | 0.51874 | 0.51333 | 0.68729 | 0.58329 | 0.58602
401 | 2004-01-17 | 17:00 | 0.71651 | 0.45311 | 0.71651 | 0.69982 | 0.67408 | 0.6746 | 0.72238 | 0.46159 | 0.53647 | 0.51874 | 0.64676 | 0.55661 | 0.55087
402 | 2004-01-17 | 18:00 | 0.7581 | 0.46159 | 0.7581 | 0.71651 | 0.6746 | 0.69831 | 0.77828 | 0.49381 | 0.55087 | 0.53647 | 0.60662 | 0.52797 | 0.51446
403 | 2004-01-17 | 19:00 | 0.76322 | 0.49381 | 0.76322 | 0.7581 | 0.69831 | 0.74691 | 0.77384 | 0.48934 | 0.54814 | 0.55087 | 0.58073 | 0.50924 | 0.47675
404 | 2004-01-17 | 20:00 | 0.75089 | 0.48934 | 0.75089 | 0.76322 | 0.74691 | 0.74836 | 0.75017 | 0.47942 | 0.53781 | 0.54814 | 0.56542 | 0.4992 | 0.45628
405 | 2004-01-17 | 21:00 | 0.73597 | 0.47942 | 0.73597 | 0.75089 | 0.74836 | 0.73186 | 0.72562 | 0.46615 | 0.52444 | 0.53781 | 0.56114 | 0.49798 | 0.4439
406 | 2004-01-17 | 22:00 | 0.71425 | 0.46615 | 0.71425 | 0.73597 | 0.73186 | 0.71086 | 0.69506 | 0.44583 | 0.50303 | 0.52444 | 0.56252 | 0.49903 | 0.43975
407 | 2004-01-17 | 23:00 | 0.68155 | 0.44583 | 0.68155 | 0.71425 | 0.71086 | 0.68544 | 0.65019 | 0.42185 | 0.47793 | 0.50303 | 0.57287 | 0.50583 | 0.43928
408 | 2004-01-18 | 00:00 | 0.64354 | 0.42185 | 0.64354 | 0.68155 | 0.68544 | 0.64988 | 0.6069 | 0.40069 | 0.45645 | 0.47793 | 0.59382 | 0.51791 | 0.44928
409 | 2004-01-18 | 01:00 | 0.61102 | 0.40069 | 0.61102 | 0.64354 | 0.64988 | 0.6107 | 0.56361 | 0.38929 | 0.44455 | 0.45645 | 0.62807 | 0.53699 | 0.46391
410 | 2004-01-18 | 02:00 | 0.58997 | 0.38929 | 0.58997 | 0.61102 | 0.6107 | 0.57497 | 0.54163 | 0.38523 | 0.43726 | 0.44455 | 0.67015 | 0.55624 | 0.47881
411 | 2004-01-18 | 03:00 | 0.57921 | 0.38523 | 0.57921 | 0.58997 | 0.57497 | 0.55098 | 0.52803 | 0.38533 | 0.43571 | 0.43726 | 0.70627 | 0.57158 | 0.50757
412 | 2004-01-18 | 04:00 | 0.57394 | 0.38533 | 0.57394 | 0.57921 | 0.55098 | 0.53596 | 0.52189 | 0.39122 | 0.43839 | 0.43571 | 0.72248 | 0.5734 | 0.52959
413 | 2004-01-18 | 05:00 | 0.57327 | 0.39122 | 0.57327 | 0.57394 | 0.53596 | 0.52742 | 0.52156 | 0.40385 | 0.44712 | 0.43839 | 0.72267 | 0.56854 | 0.5401
414 | 2004-01-18 | 06:00 | 0.58021 | 0.40385 | 0.58021 | 0.57327 | 0.52742 | 0.52355 | 0.53031 | 0.4252 | 0.46351 | 0.44712 | 0.71527 | 0.55993 | 0.54272
415 | 2004-01-18 | 07:00 | 0.59357 | 0.4252 | 0.59357 | 0.58021 | 0.52355 | 0.52742 | 0.55216 | 0.45097 | 0.48566 | 0.46351 | 0.70425 | 0.55168 | 0.54002
416 | 2004-01-18 | 08:00 | 0.61344 | 0.45097 | 0.61344 | 0.59357 | 0.52742 | 0.5425 | 0.58273 | 0.48265 | 0.50486 | 0.48566 | 0.69179 | 0.54075 | 0.53572
417 | 2004-01-18 | 09:00 | 0.63961 | 0.48265 | 0.63961 | 0.61344 | 0.5425 | 0.56304 | 0.62821 | 0.50644 | 0.52006 | 0.50486 | 0.68375 | 0.53362 | 0.53137
418 | 2004-01-18 | 10:00 | 0.66714 | 0.50644 | 0.66714 | 0.63961 | 0.56304 | 0.59188 | 0.66458 | 0.51854 | 0.52516 | 0.52006 | 0.68724 | 0.53402 | 0.53065
419 | 2004-01-18 | 11:00 | 0.68257 | 0.51854 | 0.68257 | 0.66714 | 0.59188 | 0.62568 | 0.68917 | 0.52382 | 0.52333 | 0.52516 | 0.71979 | 0.55452 | 0.54541
420 | 2004-01-18 | 12:00 | 0.69066 | 0.52382 | 0.69066 | 0.68257 | 0.62568 | 0.64858 | 0.70078 | 0.53008 | 0.5206 | 0.52333 | 0.75942 | 0.59517 | 0.60761
421 | 2004-01-18 | 13:00 | 0.69033 | 0.53008 | 0.69033 | 0.69066 | 0.64858 | 0.66208 | 0.70385 | 0.53414 | 0.51691 | 0.5206 | 0.75775 | 0.62635 | 0.63242
422 | 2004-01-18 | 14:00 | 0.68289 | 0.53414 | 0.68289 | 0.69033 | 0.66208 | 0.66817 | 0.69676 | 0.53472 | 0.51037 | 0.51691 | 0.74143 | 0.62017 | 0.62297
423 | 2004-01-18 | 15:00 | 0.67814 | 0.53472 | 0.67814 | 0.68289 | 0.66817 | 0.66606 | 0.68763 | 0.53321 | 0.50802 | 0.51037 | 0.72115 | 0.60732 | 0.60678
424 | 2004-01-18 | 16:00 | 0.67814 | 0.53321 | 0.67814 | 0.67814 | 0.66606 | 0.66201 | 0.6839 | 0.53904 | 0.5139 | 0.50802 | 0.68567 | 0.58399 | 0.57901
425 | 2004-01-18 | 17:00 | 0.69437 | 0.53904 | 0.69437 | 0.67814 | 0.66201 | 0.6618 | 0.71094 | 0.56243 | 0.54378 | 0.5139 | 0.63635 | 0.55039 | 0.54028
426 | 2004-01-18 | 18:00 | 0.73536 | 0.56243 | 0.73536 | 0.69437 | 0.6618 | 0.68241 | 0.74511 | 0.5924 | 0.58129 | 0.54378 | 0.59512 | 0.51913 | 0.50109
427 | 2004-01-18 | 19:00 | 0.74397 | 0.5924 | 0.74397 | 0.73536 | 0.68241 | 0.72803 | 0.74457 | 0.59308 | 0.5884 | 0.58129 | 0.56931 | 0.50286 | 0.46917
428 | 2004-01-18 | 20:00 | 0.73042 | 0.59308 | 0.73042 | 0.74397 | 0.72803 | 0.73176 | 0.73283 | 0.58649 | 0.58668 | 0.5884 | 0.55744 | 0.49609 | 0.45045
429 | 2004-01-18 | 21:00 | 0.71846 | 0.58649 | 0.71846 | 0.73042 | 0.73176 | 0.71758 | 0.70779 | 0.57596 | 0.5791 | 0.58668 | 0.55427 | 0.49253 | 0.44143
430 | 2004-01-18 | 22:00 | 0.70256 | 0.57596 | 0.70256 | 0.71846 | 0.71758 | 0.70024 | 0.67059 | 0.55109 | 0.55692 | 0.5791 | 0.55925 | 0.49873 | 0.43899
431 | 2004-01-18 | 23:00 | 0.67898 | 0.55109 | 0.67898 | 0.70256 | 0.70024 | 0.67759 | 0.62465 | 0.52114 | 0.53051 | 0.55692 | 0.58277 | 0.51442 | 0.44924
432 | 2004-01-19 | 00:00 | 0.64813 | 0.52114 | 0.64813 | 0.67898 | 0.67759 | 0.64182 | 0.58107 | 0.50508 | 0.51573 | 0.53051 | 0.63329 | 0.54511 | 0.47929
433 | 2004-01-19 | 01:00 | 0.61888 | 0.50508 | 0.61888 | 0.64813 | 0.64182 | 0.60264 | 0.55071 | 0.4984 | 0.50867 | 0.51573 | 0.6964 | 0.58077 | 0.52778
434 | 2004-01-19 | 02:00 | 0.61167 | 0.4984 | 0.61167 | 0.61888 | 0.60264 | 0.57127 | 0.53599 | 0.5003 | 0.50797 | 0.50867 | 0.74457 | 0.60862 | 0.56866
435 | 2004-01-19 | 03:00 | 0.60988 | 0.5003 | 0.60988 | 0.61167 | 0.57127 | 0.55302 | 0.52961 | 0.50835 | 0.51269 | 0.50797 | 0.76844 | 0.62294 | 0.60579
436 | 2004-01-19 | 04:00 | 0.61273 | 0.50835 | 0.61273 | 0.60988 | 0.55302 | 0.54226 | 0.53151 | 0.5264 | 0.52441 | 0.51269 | 0.77888 | 0.62625 | 0.63116
437 | 2004-01-19 | 05:00 | 0.62501 | 0.5264 | 0.62501 | 0.61273 | 0.54226 | 0.53906 | 0.54561 | 0.56509 | 0.54891 | 0.52441 | 0.77371 | 0.62399 | 0.64701
438 | 2004-01-19 | 06:00 | 0.65865 | 0.56509 | 0.65865 | 0.62501 | 0.53906 | 0.54542 | 0.58563 | 0.61919 | 0.59154 | 0.54891 | 0.75814 | 0.61532 | 0.64962
439 | 2004-01-19 | 07:00 | 0.71214 | 0.61919 | 0.71214 | 0.65865 | 0.54542 | 0.57043 | 0.64729 | 0.65282 | 0.62967 | 0.59154 | 0.74292 | 0.60411 | 0.64805
440 | 2004-01-19 | 08:00 | 0.75292 | 0.65282 | 0.75292 | 0.71214 | 0.57043 | 0.61555 | 0.69564 | 0.65091 | 0.6408 | 0.62967 | 0.73052 | 0.59385 | 0.64349
441 | 2004-01-19 | 09:00 | 0.76997 | 0.65091 | 0.76997 | 0.75292 | 0.61555 | 0.6579 | 0.72583 | 0.64053 | 0.64351 | 0.6408 | 0.72208 | 0.58812 | 0.63829
442 | 2004-01-19 | 10:00 | 0.78182 | 0.64053 | 0.78182 | 0.76997 | 0.6579 | 0.69324 | 0.74826 | 0.62496 | 0.63954 | 0.64351 | 0.72208 | 0.58892 | 0.63131
443 | 2004-01-19 | 11:00 | 0.78894 | 0.62496 | 0.78894 | 0.78182 | 0.69324 | 0.72356 | 0.76484 | 0.60018 | 0.62622 | 0.63954 | 0.74875 | 0.61111 | 0.63658
444 | 2004-01-19 | 12:00 | 0.78629 | 0.60018 | 0.78629 | 0.78894 | 0.72356 | 0.74171 | 0.76514 | 0.5735 | 0.60989 | 0.62622 | 0.79969 | 0.65355 | 0.68983
445 | 2004-01-19 | 13:00 | 0.77453 | 0.5735 | 0.77453 | 0.78629 | 0.74171 | 0.74561 | 0.76157 | 0.54945 | 0.59438 | 0.60989 | 0.80459 | 0.67482 | 0.70475
446 | 2004-01-19 | 14:00 | 0.76412 | 0.54945 | 0.76412 | 0.77453 | 0.74561 | 0.74125 | 0.74888 | 0.52875 | 0.57828 | 0.59438 | 0.79157 | 0.66212 | 0.68722
447 | 2004-01-19 | 15:00 | 0.75823 | 0.52875 | 0.75823 | 0.76412 | 0.74125 | 0.73791 | 0.7439 | 0.51503 | 0.56607 | 0.57828 | 0.76248 | 0.6455 | 0.66156
448 | 2004-01-19 | 16:00 | 0.75858 | 0.51503 | 0.75858 | 0.75823 | 0.73791 | 0.73302 | 0.74523 | 0.51426 | 0.56741 | 0.56607 | 0.71748 | 0.61736 | 0.62573
449 | 2004-01-19 | 17:00 | 0.77854 | 0.51426 | 0.77854 | 0.75858 | 0.73302 | 0.73344 | 0.78462 | 0.53781 | 0.59306 | 0.56741 | 0.6615 | 0.56956 | 0.57011
450 | 2004-01-19 | 18:00 | 0.8397 | 0.53781 | 0.8397 | 0.77854 | 0.73344 | 0.75588 | 0.85404 | 0.60044 | 0.63382 | 0.59306 | 0.61341 | 0.52772 | 0.51989
451 | 2004-01-19 | 19:00 | 0.85835 | 0.60044 | 0.85835 | 0.8397 | 0.75588 | 0.8163 | 0.85827 | 0.61481 | 0.64531 | 0.63382 | 0.58344 | 0.5064 | 0.49063
452 | 2004-01-19 | 20:00 | 0.85215 | 0.61481 | 0.85215 | 0.85835 | 0.8163 | 0.82126 | 0.84475 | 0.61983 | 0.64137 | 0.64531 | 0.56925 | 0.49484 | 0.4741
453 | 2004-01-19 | 21:00 | 0.83371 | 0.61983 | 0.83371 | 0.85215 | 0.82126 | 0.80308 | 0.81266 | 0.61157 | 0.62918 | 0.64137 | 0.56657 | 0.49253 | 0.46445
454 | 2004-01-19 | 22:00 | 0.80136 | 0.61157 | 0.80136 | 0.83371 | 0.80308 | 0.77593 | 0.76074 | 0.57915 | 0.59938 | 0.62918 | 0.57274 | 0.49569 | 0.46067
455 | 2004-01-19 | 23:00 | 0.75536 | 0.57915 | 0.75536 | 0.80136 | 0.77593 | 0.7409 | 0.69746 | 0.54256 | 0.56622 | 0.59938 | 0.60079 | 0.51213 | 0.46323
456 | 2004-01-20 | 00:00 | 0.70586 | 0.54256 | 0.70586 | 0.75536 | 0.7409 | 0.69226 | 0.63829 | 0.52489 | 0.54492 | 0.56622 | 0.6681 | 0.55183 | 0.49491
457 | 2004-01-20 | 01:00 | 0.66997 | 0.52489 | 0.66997 | 0.70586 | 0.69226 | 0.6394 | 0.59832 | 0.52085 | 0.53631 | 0.54492 | 0.76717 | 0.60653 | 0.56679
458 | 2004-01-20 | 02:00 | 0.65467 | 0.52085 | 0.65467 | 0.66997 | 0.6394 | 0.59913 | 0.5797 | 0.52267 | 0.53258 | 0.53631 | 0.81412 | 0.63679 | 0.61922
459 | 2004-01-20 | 03:00 | 0.64753 | 0.52267 | 0.64753 | 0.65467 | 0.59913 | 0.57831 | 0.57464 | 0.53017 | 0.53386 | 0.53258 | 0.80464 | 0.63171 | 0.6331
460 | 2004-01-20 | 04:00 | 0.64873 | 0.53017 | 0.64873 | 0.64753 | 0.57831 | 0.56663 | 0.57505 | 0.54877 | 0.54417 | 0.53386 | 0.78513 | 0.62478 | 0.6504
461 | 2004-01-20 | 05:00 | 0.66343 | 0.54877 | 0.66343 | 0.64873 | 0.56663 | 0.56456 | 0.5887 | 0.59649 | 0.5699 | 0.54417 | 0.76874 | 0.62055 | 0.65701
462 | 2004-01-20 | 06:00 | 0.70327 | 0.59649 | 0.70327 | 0.66343 | 0.56456 | 0.57268 | 0.6385 | 0.67591 | 0.62272 | 0.5699 | 0.74843 | 0.61437 | 0.65654
463 | 2004-01-20 | 07:00 | 0.77838 | 0.67591 | 0.77838 | 0.70327 | 0.57268 | 0.60665 | 0.73105 | 0.69798 | 0.66571 | 0.62272 | 0.73637 | 0.60588 | 0.65174
464 | 2004-01-20 | 08:00 | 0.81967 | 0.69798 | 0.81967 | 0.77838 | 0.60665 | 0.68174 | 0.78682 | 0.66355 | 0.66504 | 0.66571 | 0.72173 | 0.60012 | 0.64933
465 | 2004-01-20 | 09:00 | 0.81405 | 0.66355 | 0.81405 | 0.81967 | 0.68174 | 0.73664 | 0.79561 | 0.63292 | 0.65726 | 0.66504 | 0.71455 | 0.59395 | 0.64455
466 | 2004-01-20 | 10:00 | 0.80625 | 0.63292 | 0.80625 | 0.81405 | 0.73664 | 0.75279 | 0.78819 | 0.60602 | 0.64613 | 0.65726 | 0.71819 | 0.59599 | 0.64587
467 | 2004-01-20 | 11:00 | 0.80123 | 0.60602 | 0.80123 | 0.80625 | 0.75279 | 0.76425 | 0.78981 | 0.57985 | 0.63197 | 0.64613 | 0.75434 | 0.61345 | 0.64594
468 | 2004-01-20 | 12:00 | 0.79043 | 0.57985 | 0.79043 | 0.80123 | 0.76425 | 0.77234 | 0.77932 | 0.55434 | 0.6155 | 0.63197 | 0.80989 | 0.65569 | 0.69314
469 | 2004-01-20 | 13:00 | 0.77896 | 0.55434 | 0.77896 | 0.79043 | 0.77234 | 0.7683 | 0.77625 | 0.53708 | 0.60203 | 0.6155 | 0.81712 | 0.67704 | 0.71541
470 | 2004-01-20 | 14:00 | 0.77004 | 0.53708 | 0.77004 | 0.77896 | 0.7683 | 0.76186 | 0.76733 | 0.52136 | 0.58956 | 0.60203 | 0.80887 | 0.66882 | 0.70025
471 | 2004-01-20 | 15:00 | 0.76129 | 0.52136 | 0.76129 | 0.77004 | 0.76186 | 0.75739 | 0.75825 | 0.51433 | 0.58271 | 0.58956 | 0.78399 | 0.65382 | 0.67475
472 | 2004-01-20 | 16:00 | 0.75777 | 0.51433 | 0.75777 | 0.76129 | 0.75739 | 0.75388 | 0.76024 | 0.52198 | 0.58472 | 0.58271 | 0.7409 | 0.62384 | 0.63433
473 | 2004-01-20 | 17:00 | 0.77885 | 0.52198 | 0.77885 | 0.75777 | 0.75388 | 0.75268 | 0.79561 | 0.55143 | 0.60806 | 0.58472 | 0.6796 | 0.57467 | 0.57577
474 | 2004-01-20 | 18:00 | 0.84436 | 0.55143 | 0.84436 | 0.77885 | 0.75268 | 0.77603 | 0.86644 | 0.603 | 0.63683 | 0.60806 | 0.62602 | 0.5326 | 0.52596
475 | 2004-01-20 | 19:00 | 0.86638 | 0.603 | 0.86638 | 0.84436 | 0.77603 | 0.83255 | 0.87286 | 0.60909 | 0.64317 | 0.63683 | 0.60151 | 0.5136 | 0.48779
476 | 2004-01-20 | 20:00 | 0.86021 | 0.60909 | 0.86021 | 0.86638 | 0.83255 | 0.83702 | 0.85711 | 0.60883 | 0.63665 | 0.64317 | 0.59057 | 0.50548 | 0.47067
477 | 2004-01-20 | 21:00 | 0.8453 | 0.60883 | 0.8453 | 0.86021 | 0.83702 | 0.8214 | 0.82825 | 0.59103 | 0.6196 | 0.63665 | 0.58911 | 0.50117 | 0.46086
478 | 2004-01-20 | 22:00 | 0.81596 | 0.59103 | 0.81596 | 0.8453 | 0.8214 | 0.79545 | 0.77716 | 0.55171 | 0.58562 | 0.6196 | 0.59611 | 0.50503 | 0.45895
479 | 2004-01-20 | 23:00 | 0.76612 | 0.55171 | 0.76612 | 0.81596 | 0.79545 | 0.75803 | 0.71318 | 0.5132 | 0.54803 | 0.58562 | 0.62435 | 0.52117 | 0.46955
480 | 2004-01-21 | 00:00 | 0.71504 | 0.5132 | 0.71504 | 0.76612 | 0.75803 | 0.70369 | 0.64957 | 0.49282 | 0.52379 | 0.54803 | 0.69318 | 0.56172 | 0.50729
481 | 2004-01-21 | 01:00 | 0.68294 | 0.49282 | 0.68294 | 0.71504 | 0.70369 | 0.6458 | 0.61134 | 0.48545 | 0.51408 | 0.52379 | 0.78841 | 0.61507 | 0.5788
482 | 2004-01-21 | 02:00 | 0.66995 | 0.48545 | 0.66995 | 0.68294 | 0.6458 | 0.6043 | 0.59297 | 0.48338 | 0.50926 | 0.51408 | 0.83717 | 0.64137 | 0.62774
483 | 2004-01-21 | 03:00 | 0.66595 | 0.48338 | 0.66595 | 0.66995 | 0.6043 | 0.5845 | 0.58364 | 0.48939 | 0.51117 | 0.50926 | 0.8249 | 0.6346 | 0.63839
484 | 2004-01-21 | 04:00 | 0.66839 | 0.48939 | 0.66839 | 0.66595 | 0.5845 | 0.57416 | 0.58629 | 0.50339 | 0.52088 | 0.51117 | 0.80307 | 0.6264 | 0.64756
485 | 2004-01-21 | 05:00 | 0.68304 | 0.50339 | 0.68304 | 0.66839 | 0.57416 | 0.57138 | 0.59769 | 0.54802 | 0.54989 | 0.52088 | 0.78252 | 0.6189 | 0.65086
486 | 2004-01-21 | 06:00 | 0.72664 | 0.54802 | 0.72664 | 0.68304 | 0.57138 | 0.57834 | 0.64799 | 0.62008 | 0.60221 | 0.54989 | 0.76158 | 0.60964 | 0.6525
487 | 2004-01-21 | 07:00 | 0.80399 | 0.62008 | 0.80399 | 0.72664 | 0.57834 | 0.61126 | 0.74312 | 0.64191 | 0.64534 | 0.60221 | 0.74492 | 0.60127 | 0.64712
488 | 2004-01-21 | 08:00 | 0.84535 | 0.64191 | 0.84535 | 0.80399 | 0.61126 | 0.68646 | 0.79346 | 0.61604 | 0.64224 | 0.64534 | 0.72977 | 0.59318 | 0.64659
489 | 2004-01-21 | 09:00 | 0.83137 | 0.61604 | 0.83137 | 0.84535 | 0.68646 | 0.7416 | 0.79702 | 0.59789 | 0.62625 | 0.64224 | 0.72408 | 0.58585 | 0.63966
490 | 2004-01-21 | 10:00 | 0.81519 | 0.59789 | 0.81519 | 0.83137 | 0.7416 | 0.75472 | 0.79321 | 0.57611 | 0.61143 | 0.62625 | 0.72794 | 0.58349 | 0.62943
491 | 2004-01-21 | 11:00 | 0.80534 | 0.57611 | 0.80534 | 0.81519 | 0.75472 | 0.76612 | 0.7889 | 0.555 | 0.59178 | 0.61143 | 0.75825 | 0.59995 | 0.63114
492 | 2004-01-21 | 12:00 | 0.78988 | 0.555 | 0.78988 | 0.80534 | 0.76612 | 0.77076 | 0.77716 | 0.5338 | 0.57215 | 0.59178 | 0.82349 | 0.64834 | 0.67586
493 | 2004-01-21 | 13:00 | 0.76995 | 0.5338 | 0.76995 | 0.78988 | 0.77076 | 0.76717 | 0.76339 | 0.51935 | 0.55756 | 0.57215 | 0.83429 | 0.67833 | 0.69905
494 | 2004-01-21 | 14:00 | 0.75979 | 0.51935 | 0.75979 | 0.76995 | 0.76717 | 0.75409 | 0.75369 | 0.5059 | 0.54306 | 0.55756 | 0.82412 | 0.67061 | 0.68351
495 | 2004-01-21 | 15:00 | 0.7517 | 0.5059 | 0.7517 | 0.75979 | 0.75409 | 0.74484 | 0.74229 | 0.4974 | 0.53371 | 0.54306 | 0.79812 | 0.65866 | 0.66434
496 | 2004-01-21 | 16:00 | 0.75357 | 0.4974 | 0.75357 | 0.7517 | 0.74484 | 0.73777 | 0.74274 | 0.50016 | 0.53435 | 0.53371 | 0.75415 | 0.63091 | 0.62963
497 | 2004-01-21 | 17:00 | 0.77477 | 0.50016 | 0.77477 | 0.75357 | 0.73777 | 0.73879 | 0.7782 | 0.52404 | 0.55586 | 0.53435 | 0.69389 | 0.58164 | 0.57836
498 | 2004-01-21 | 18:00 | 0.83176 | 0.52404 | 0.83176 | 0.77477 | 0.73879 | 0.76038 | 0.84687 | 0.57185 | 0.59219 | 0.55586 | 0.64234 | 0.5407 | 0.52976
499 | 2004-01-21 | 19:00 | 0.85437 | 0.57185 | 0.85437 | 0.83176 | 0.76038 | 0.81803 | 0.85296 | 0.57405 | 0.60368 | 0.59219 | 0.61301 | 0.52085 | 0.49442
500 | 2004-01-21 | 20:00 | 0.8508 | 0.57405 | 0.8508 | 0.85437 | 0.81803 | 0.827 | 0.83724 | 0.57335 | 0.60267 | 0.60368 | 0.60218 | 0.51599 | 0.47351
501 | 2004-01-21 | 21:00 | 0.83565 | 0.57335 | 0.83565 | 0.8508 | 0.827 | 0.81128 | 0.80926 | 0.5605 | 0.5909 | 0.60267 | 0.59944 | 0.50912 | 0.46441
502 | 2004-01-21 | 22:00 | 0.80531 | 0.5605 | 0.80531 | 0.83565 | 0.81128 | 0.78616 | 0.76327 | 0.52575 | 0.56107 | 0.5909 | 0.60742 | 0.51258 | 0.46285
503 | 2004-01-21 | 23:00 | 0.7535 | 0.52575 | 0.7535 | 0.80531 | 0.78616 | 0.74741 | 0.6958 | 0.48559 | 0.52709 | 0.56107 | 0.63728 | 0.52834 | 0.47438
504 | 2004-01-22 | 00:00 | 0.70188 | 0.48559 | 0.70188 | 0.7535 | 0.74741 | 0.69374 | 0.6375 | 0.46669 | 0.50617 | 0.52709 | 0.70795 | 0.56772 | 0.51059
505 | 2004-01-22 | 01:00 | 0.66592 | 0.46669 | 0.66592 | 0.70188 | 0.69374 | 0.63711 | 0.60097 | 0.4586 | 0.49749 | 0.50617 | 0.80762 | 0.62284 | 0.58234
506 | 2004-01-22 | 02:00 | 0.64868 | 0.4586 | 0.64868 | 0.66592 | 0.63711 | 0.59498 | 0.58306 | 0.45688 | 0.49628 | 0.49749 | 0.85452 | 0.64869 | 0.6241
507 | 2004-01-22 | 03:00 | 0.6382 | 0.45688 | 0.6382 | 0.64868 | 0.59498 | 0.57222 | 0.57389 | 0.45833 | 0.49795 | 0.49628 | 0.84241 | 0.64 | 0.63896
508 | 2004-01-22 | 04:00 | 0.63486 | 0.45833 | 0.63486 | 0.6382 | 0.57222 | 0.55974 | 0.56991 | 0.47226 | 0.50831 | 0.49795 | 0.8155 | 0.6328 | 0.65396
509 | 2004-01-22 | 05:00 | 0.64669 | 0.47226 | 0.64669 | 0.63486 | 0.55974 | 0.55404 | 0.58119 | 0.51339 | 0.53878 | 0.50831 | 0.79251 | 0.62819 | 0.65946
510 | 2004-01-22 | 06:00 | 0.68319 | 0.51339 | 0.68319 | 0.64669 | 0.55404 | 0.5597 | 0.62975 | 0.58427 | 0.59564 | 0.53878 | 0.77188 | 0.61462 | 0.65654
511 | 2004-01-22 | 07:00 | 0.75638 | 0.58427 | 0.75638 | 0.68319 | 0.5597 | 0.59209 | 0.72288 | 0.60631 | 0.63877 | 0.59564 | 0.75282 | 0.60329 | 0.6537
512 | 2004-01-22 | 08:00 | 0.7956 | 0.60631 | 0.7956 | 0.75638 | 0.59209 | 0.66592 | 0.78069 | 0.58484 | 0.6348 | 0.63877 | 0.73962 | 0.59457 | 0.65223
513 | 2004-01-22 | 09:00 | 0.79229 | 0.58484 | 0.79229 | 0.7956 | 0.66592 | 0.72194 | 0.78678 | 0.56942 | 0.62009 | 0.6348 | 0.73182 | 0.58685 | 0.64196
514 | 2004-01-22 | 10:00 | 0.78473 | 0.56942 | 0.78473 | 0.79229 | 0.72194 | 0.73932 | 0.78599 | 0.55599 | 0.6054 | 0.62009 | 0.73901 | 0.58229 | 0.63332
515 | 2004-01-22 | 11:00 | 0.78089 | 0.55599 | 0.78089 | 0.78473 | 0.73932 | 0.75075 | 0.78798 | 0.53814 | 0.58691 | 0.6054 | 0.7723 | 0.59801 | 0.63009
516 | 2004-01-22 | 12:00 | 0.77196 | 0.53814 | 0.77196 | 0.78089 | 0.75075 | 0.75641 | 0.78069 | 0.52221 | 0.57073 | 0.58691 | 0.82442 | 0.6409 | 0.67255
517 | 2004-01-22 | 13:00 | 0.75588 | 0.52221 | 0.75588 | 0.77196 | 0.75641 | 0.75539 | 0.7675 | 0.51132 | 0.55708 | 0.57073 | 0.82806 | 0.67026 | 0.69716
518 | 2004-01-22 | 14:00 | 0.74352 | 0.51132 | 0.74352 | 0.75588 | 0.75539 | 0.74955 | 0.75668 | 0.50132 | 0.54497 | 0.55708 | 0.81287 | 0.66399 | 0.68151
519 | 2004-01-22 | 15:00 | 0.73152 | 0.50132 | 0.73152 | 0.74352 | 0.74955 | 0.74572 | 0.74324 | 0.49719 | 0.53899 | 0.54497 | 0.78838 | 0.65168 | 0.66174
520 | 2004-01-22 | 16:00 | 0.7245 | 0.49719 | 0.7245 | 0.73152 | 0.74572 | 0.73823 | 0.74337 | 0.50037 | 0.53783 | 0.53899 | 0.74178 | 0.62376 | 0.62804
521 | 2004-01-22 | 17:00 | 0.7411 | 0.50037 | 0.7411 | 0.7245 | 0.73823 | 0.73573 | 0.77467 | 0.51846 | 0.55816 | 0.53783 | 0.68583 | 0.57534 | 0.57528
522 | 2004-01-22 | 18:00 | 0.79598 | 0.51846 | 0.79598 | 0.7411 | 0.73573 | 0.75845 | 0.83161 | 0.55865 | 0.59345 | 0.55816 | 0.63766 | 0.53746 | 0.52829
523 | 2004-01-22 | 19:00 | 0.81823 | 0.55865 | 0.81823 | 0.79598 | 0.75845 | 0.80983 | 0.83169 | 0.56034 | 0.60759 | 0.59345 | 0.60942 | 0.51843 | 0.49302
524 | 2004-01-22 | 20:00 | 0.81868 | 0.56034 | 0.81868 | 0.81823 | 0.80983 | 0.81754 | 0.81535 | 0.55681 | 0.60636 | 0.60759 | 0.59757 | 0.50854 | 0.46999
525 | 2004-01-22 | 21:00 | 0.81196 | 0.55681 | 0.81196 | 0.81868 | 0.81754 | 0.80196 | 0.78972 | 0.53752 | 0.59714 | 0.60636 | 0.59257 | 0.50451 | 0.46309
526 | 2004-01-22 | 22:00 | 0.78682 | 0.53752 | 0.78682 | 0.81196 | 0.80196 | 0.77969 | 0.7437 | 0.50026 | 0.56431 | 0.59714 | 0.59645 | 0.50827 | 0.45903
527 | 2004-01-22 | 23:00 | 0.74416 | 0.50026 | 0.74416 | 0.78682 | 0.77969 | 0.74336 | 0.67847 | 0.46188 | 0.53178 | 0.56431 | 0.62193 | 0.51943 | 0.46731
528 | 2004-01-23 | 00:00 | 0.69922 | 0.46188 | 0.69922 | 0.74416 | 0.74336 | 0.69054 | 0.62104 | 0.43887 | 0.51153 | 0.53178 | 0.68394 | 0.56092 | 0.50869
529 | 2004-01-23 | 01:00 | 0.67443 | 0.43887 | 0.67443 | 0.69922 | 0.69054 | 0.63711 | 0.58787 | 0.43006 | 0.50189 | 0.51153 | 0.77097 | 0.61512 | 0.57719
530 | 2004-01-23 | 02:00 | 0.66465 | 0.43006 | 0.66465 | 0.67443 | 0.63711 | 0.60046 | 0.57261 | 0.42827 | 0.49921 | 0.50189 | 0.81497 | 0.64092 | 0.62228
531 | 2004-01-23 | 03:00 | 0.66513 | 0.42827 | 0.66513 | 0.66465 | 0.60046 | 0.58196 | 0.56701 | 0.43073 | 0.50269 | 0.49921 | 0.80496 | 0.62757 | 0.63971
532 | 2004-01-23 | 04:00 | 0.6711 | 0.43073 | 0.6711 | 0.66513 | 0.58196 | 0.57191 | 0.56859 | 0.44309 | 0.51302 | 0.50269 | 0.78966 | 0.62229 | 0.64933
533 | 2004-01-23 | 05:00 | 0.68881 | 0.44309 | 0.68881 | 0.6711 | 0.57191 | 0.57075 | 0.58331 | 0.48286 | 0.53994 | 0.51302 | 0.77425 | 0.61517 | 0.6564
534 | 2004-01-23 | 06:00 | 0.73123 | 0.48286 | 0.73123 | 0.68881 | 0.57075 | 0.57862 | 0.63398 | 0.55275 | 0.59425 | 0.53994 | 0.76113 | 0.60296 | 0.65617
535 | 2004-01-23 | 07:00 | 0.80615 | 0.55275 | 0.80615 | 0.73123 | 0.57862 | 0.61228 | 0.73142 | 0.57738 | 0.63312 | 0.59425 | 0.75117 | 0.59143 | 0.65233
536 | 2004-01-23 | 08:00 | 0.85458 | 0.57738 | 0.85458 | 0.80615 | 0.61228 | 0.68624 | 0.78674 | 0.56217 | 0.62668 | 0.63312 | 0.74454 | 0.58403 | 0.6498
537 | 2004-01-23 | 09:00 | 0.8585 | 0.56217 | 0.8585 | 0.85458 | 0.68624 | 0.74385 | 0.79536 | 0.55306 | 0.61244 | 0.62668 | 0.73675 | 0.57552 | 0.63964
538 | 2004-01-23 | 10:00 | 0.85496 | 0.55306 | 0.85496 | 0.8585 | 0.74385 | 0.76186 | 0.79694 | 0.5435 | 0.59368 | 0.61244 | 0.74124 | 0.57076 | 0.62663
539 | 2004-01-23 | 11:00 | 0.8476 | 0.5435 | 0.8476 | 0.85496 | 0.76186 | 0.77688 | 0.79798 | 0.5288 | 0.5732 | 0.59368 | 0.7628 | 0.57848 | 0.62033
540 | 2004-01-23 | 12:00 | 0.83863 | 0.5288 | 0.83863 | 0.8476 | 0.77688 | 0.78342 | 0.79358 | 0.51711 | 0.55352 | 0.5732 | 0.79871 | 0.61238 | 0.66106
541 | 2004-01-23 | 13:00 | 0.8177 | 0.51711 | 0.8177 | 0.83863 | 0.78342 | 0.78026 | 0.78409 | 0.50457 | 0.5376 | 0.55352 | 0.79 | 0.634 | 0.67813
542 | 2004-01-23 | 14:00 | 0.81084 | 0.50457 | 0.81084 | 0.8177 | 0.78026 | 0.77252 | 0.77737 | 0.49738 | 0.52472 | 0.5376 | 0.76927 | 0.62369 | 0.66096
543 | 2004-01-23 | 15:00 | 0.79792 | 0.49738 | 0.79792 | 0.81084 | 0.77252 | 0.76788 | 0.76812 | 0.49088 | 0.51042 | 0.52472 | 0.74497 | 0.61265 | 0.64045
544 | 2004-01-23 | 16:00 | 0.7907 | 0.49088 | 0.7907 | 0.79792 | 0.76788 | 0.76144 | 0.77007 | 0.4885 | 0.50527 | 0.51042 | 0.70835 | 0.59335 | 0.60868
545 | 2004-01-23 | 17:00 | 0.80504 | 0.4885 | 0.80504 | 0.7907 | 0.76144 | 0.76102 | 0.79818 | 0.50214 | 0.51846 | 0.50527 | 0.66446 | 0.55644 | 0.56737
546 | 2004-01-23 | 18:00 | 0.86026 | 0.50214 | 0.86026 | 0.80504 | 0.76102 | 0.77776 | 0.85694 | 0.52503 | 0.54499 | 0.51846 | 0.62246 | 0.52762 | 0.52522
547 | 2004-01-23 | 19:00 | 0.8743 | 0.52503 | 0.8743 | 0.86026 | 0.77776 | 0.82453 | 0.85649 | 0.51701 | 0.54736 | 0.54499 | 0.58863 | 0.50852 | 0.48908
548 | 2004-01-23 | 20:00 | 0.86153 | 0.51701 | 0.86153 | 0.8743 | 0.82453 | 0.82686 | 0.83546 | 0.50672 | 0.53953 | 0.54736 | 0.57295 | 0.49709 | 0.46841
549 | 2004-01-23 | 21:00 | 0.84259 | 0.50672 | 0.84259 | 0.86153 | 0.82686 | 0.80547 | 0.81021 | 0.48886 | 0.52621 | 0.53953 | 0.56614 | 0.49078 | 0.45754
550 | 2004-01-23 | 22:00 | 0.8145 | 0.48886 | 0.8145 | 0.84259 | 0.80547 | 0.78282 | 0.77397 | 0.4629 | 0.50323 | 0.52621 | 0.56547 | 0.49183 | 0.45331
551 | 2004-01-23 | 23:00 | 0.77192 | 0.4629 | 0.77192 | 0.8145 | 0.78282 | 0.75008 | 0.72251 | 0.43121 | 0.47544 | 0.50323 | 0.57697 | 0.49895 | 0.45772
552 | 2004-01-24 | 00:00 | 0.72264 | 0.43121 | 0.72264 | 0.77192 | 0.75008 | 0.70573 | 0.6674 | 0.4053 | 0.45323 | 0.47544 | 0.60532 | 0.51666 | 0.47557
553 | 2004-01-24 | 01:00 | 0.68698 | 0.4053 | 0.68698 | 0.72264 | 0.70573 | 0.6554 | 0.62875 | 0.39108 | 0.43888 | 0.45323 | 0.64596 | 0.53385 | 0.50379
554 | 2004-01-24 | 02:00 | 0.66948 | 0.39108 | 0.66948 | 0.68698 | 0.6554 | 0.61555 | 0.60798 | 0.38325 | 0.43115 | 0.43888 | 0.69411 | 0.55572 | 0.52611
555 | 2004-01-24 | 03:00 | 0.66085 | 0.38325 | 0.66085 | 0.66948 | 0.61555 | 0.59188 | 0.59774 | 0.37947 | 0.42873 | 0.43115 | 0.73637 | 0.57592 | 0.5589
556 | 2004-01-24 | 04:00 | 0.65641 | 0.37947 | 0.65641 | 0.66085 | 0.59188 | 0.57799 | 0.59305 | 0.38173 | 0.43074 | 0.42873 | 0.75498 | 0.58508 | 0.58745
557 | 2004-01-24 | 05:00 | 0.6595 | 0.38173 | 0.6595 | 0.65641 | 0.57799 | 0.56965 | 0.5962 | 0.39309 | 0.44115 | 0.43074 | 0.7586 | 0.58939 | 0.59993
558 | 2004-01-24 | 06:00 | 0.67197 | 0.39309 | 0.67197 | 0.6595 | 0.56965 | 0.5692 | 0.61391 | 0.41392 | 0.46031 | 0.44115 | 0.74931 | 0.58234 | 0.60107
559 | 2004-01-24 | 07:00 | 0.69621 | 0.41392 | 0.69621 | 0.67197 | 0.5692 | 0.57915 | 0.64957 | 0.44037 | 0.48309 | 0.46031 | 0.73225 | 0.57059 | 0.5948
560 | 2004-01-24 | 08:00 | 0.72498 | 0.44037 | 0.72498 | 0.69621 | 0.57915 | 0.60476 | 0.68892 | 0.46231 | 0.50228 | 0.48309 | 0.715 | 0.55776 | 0.58233
561 | 2004-01-24 | 09:00 | 0.75671 | 0.46231 | 0.75671 | 0.72498 | 0.60476 | 0.63342 | 0.73702 | 0.48265 | 0.51743 | 0.50228 | 0.70116 | 0.54882 | 0.56883
562 | 2004-01-24 | 10:00 | 0.78084 | 0.48265 | 0.78084 | 0.75671 | 0.63342 | 0.67133 | 0.76758 | 0.49202 | 0.52397 | 0.51743 | 0.70292 | 0.54663 | 0.556
563 | 2004-01-24 | 11:00 | 0.78478 | 0.49202 | 0.78478 | 0.78084 | 0.67133 | 0.70274 | 0.77401 | 0.48984 | 0.52129 | 0.52397 | 0.73313 | 0.56493 | 0.56361
564 | 2004-01-24 | 12:00 | 0.77306 | 0.48984 | 0.77306 | 0.78478 | 0.70274 | 0.71561 | 0.76364 | 0.48217 | 0.51289 | 0.52129 | 0.78362 | 0.60513 | 0.61176
565 | 2004-01-24 | 13:00 | 0.75375 | 0.48217 | 0.75375 | 0.77306 | 0.71561 | 0.71776 | 0.74469 | 0.47202 | 0.50205 | 0.51289 | 0.78654 | 0.63138 | 0.62857
566 | 2004-01-24 | 14:00 | 0.73877 | 0.47202 | 0.73877 | 0.75375 | 0.71776 | 0.70865 | 0.72641 | 0.46463 | 0.49584 | 0.50205 | 0.77148 | 0.62194 | 0.61186
567 | 2004-01-24 | 15:00 | 0.72456 | 0.46463 | 0.72456 | 0.73877 | 0.70865 | 0.69957 | 0.71504 | 0.46033 | 0.4919 | 0.49584 | 0.75101 | 0.61131 | 0.5873
568 | 2004-01-24 | 16:00 | 0.72144 | 0.46033 | 0.72144 | 0.72456 | 0.69957 | 0.69363 | 0.71645 | 0.46359 | 0.49682 | 0.4919 | 0.71859 | 0.59397 | 0.56006
569 | 2004-01-24 | 17:00 | 0.73841 | 0.46359 | 0.73841 | 0.72144 | 0.69363 | 0.69268 | 0.75021 | 0.47611 | 0.51596 | 0.49682 | 0.67832 | 0.56127 | 0.52229
570 | 2004-01-24 | 18:00 | 0.79028 | 0.47611 | 0.79028 | 0.73841 | 0.69268 | 0.71178 | 0.81759 | 0.50166 | 0.53698 | 0.51596 | 0.63837 | 0.53106 | 0.48407
571 | 2004-01-24 | 19:00 | 0.81524 | 0.50166 | 0.81524 | 0.79028 | 0.71178 | 0.76693 | 0.82319 | 0.4963 | 0.53549 | 0.53698 | 0.61048 | 0.50817 | 0.44942
572 | 2004-01-24 | 20:00 | 0.80917 | 0.4963 | 0.80917 | 0.81524 | 0.76693 | 0.78441 | 0.80644 | 0.48721 | 0.52647 | 0.53549 | 0.59648 | 0.49669 | 0.42832
573 | 2004-01-24 | 21:00 | 0.80128 | 0.48721 | 0.80128 | 0.80917 | 0.78441 | 0.77167 | 0.78637 | 0.47383 | 0.51367 | 0.52647 | 0.59209 | 0.4936 | 0.41708
574 | 2004-01-24 | 22:00 | 0.78682 | 0.47383 | 0.78682 | 0.80128 | 0.77167 | 0.75342 | 0.75775 | 0.45162 | 0.49295 | 0.51367 | 0.59206 | 0.49367 | 0.40971
575 | 2004-01-24 | 23:00 | 0.75863 | 0.45162 | 0.75863 | 0.78682 | 0.75342 | 0.73098 | 0.71579 | 0.42366 | 0.46583 | 0.49295 | 0.60175 | 0.49861 | 0.40828
576 | 2004-01-25 | 00:00 | 0.72625 | 0.42366 | 0.72625 | 0.75863 | 0.73098 | 0.69715 | 0.67366 | 0.40165 | 0.44625 | 0.46583 | 0.62411 | 0.51173 | 0.41613
577 | 2004-01-25 | 01:00 | 0.6989 | 0.40165 | 0.6989 | 0.72625 | 0.69715 | 0.65906 | 0.64094 | 0.38794 | 0.43303 | 0.44625 | 0.66265 | 0.52894 | 0.43444
578 | 2004-01-25 | 02:00 | 0.68511 | 0.38794 | 0.68511 | 0.6989 | 0.65906 | 0.62452 | 0.62291 | 0.38009 | 0.42628 | 0.43303 | 0.70507 | 0.54847 | 0.44575
579 | 2004-01-25 | 03:00 | 0.67719 | 0.38009 | 0.67719 | 0.68511 | 0.62452 | 0.60008 | 0.61474 | 0.37659 | 0.42381 | 0.42628 | 0.73539 | 0.57283 | 0.47386
580 | 2004-01-25 | 04:00 | 0.67861 | 0.37659 | 0.67861 | 0.67719 | 0.60008 | 0.58566 | 0.61142 | 0.37898 | 0.4259 | 0.42381 | 0.7512 | 0.58396 | 0.50222
581 | 2004-01-25 | 05:00 | 0.68496 | 0.37898 | 0.68496 | 0.67861 | 0.58566 | 0.57796 | 0.61353 | 0.38859 | 0.43216 | 0.4259 | 0.7434 | 0.58677 | 0.51447
582 | 2004-01-25 | 06:00 | 0.69845 | 0.38859 | 0.69845 | 0.68496 | 0.57796 | 0.57669 | 0.62589 | 0.40663 | 0.44584 | 0.43216 | 0.73217 | 0.58179 | 0.51675
583 | 2004-01-25 | 07:00 | 0.72042 | 0.40663 | 0.72042 | 0.69845 | 0.57669 | 0.58372 | 0.65019 | 0.424 | 0.46472 | 0.44584 | 0.71931 | 0.57686 | 0.51476
584 | 2004-01-25 | 08:00 | 0.74162 | 0.424 | 0.74162 | 0.72042 | 0.58372 | 0.60148 | 0.67806 | 0.44015 | 0.48329 | 0.46472 | 0.70872 | 0.57066 | 0.51063
585 | 2004-01-25 | 09:00 | 0.7634 | 0.44015 | 0.7634 | 0.74162 | 0.60148 | 0.61907 | 0.71944 | 0.44764 | 0.49849 | 0.48329 | 0.70079 | 0.56608 | 0.50381
586 | 2004-01-25 | 10:00 | 0.77547 | 0.44764 | 0.77547 | 0.7634 | 0.61907 | 0.64914 | 0.74735 | 0.44734 | 0.50542 | 0.49849 | 0.70925 | 0.57086 | 0.5025
587 | 2004-01-25 | 11:00 | 0.7744 | 0.44734 | 0.7744 | 0.77547 | 0.64914 | 0.67545 | 0.75846 | 0.44556 | 0.5045 | 0.50542 | 0.74305 | 0.59768 | 0.51661
588 | 2004-01-25 | 12:00 | 0.76594 | 0.44556 | 0.76594 | 0.7744 | 0.67545 | 0.69043 | 0.75887 | 0.4451 | 0.5045 | 0.5045 | 0.79296 | 0.63796 | 0.58069
589 | 2004-01-25 | 13:00 | 0.7574 | 0.4451 | 0.7574 | 0.76594 | 0.69043 | 0.69514 | 0.75133 | 0.44152 | 0.50068 | 0.5045 | 0.79929 | 0.66506 | 0.61895
590 | 2004-01-25 | 14:00 | 0.7473 | 0.44152 | 0.7473 | 0.7574 | 0.69514 | 0.69314 | 0.73615 | 0.43844 | 0.49617 | 0.50068 | 0.78843 | 0.65953 | 0.61217
591 | 2004-01-25 | 15:00 | 0.74384 | 0.43844 | 0.74384 | 0.7473 | 0.69314 | 0.68417 | 0.72533 | 0.43699 | 0.49301 | 0.49617 | 0.76389 | 0.6459 | 0.59449
592 | 2004-01-25 | 16:00 | 0.7483 | 0.43699 | 0.7483 | 0.74384 | 0.68417 | 0.67935 | 0.72757 | 0.43757 | 0.49849 | 0.49301 | 0.72157 | 0.62374 | 0.56519
593 | 2004-01-25 | 17:00 | 0.76701 | 0.43757 | 0.76701 | 0.7483 | 0.67935 | 0.68326 | 0.76659 | 0.44756 | 0.51872 | 0.49849 | 0.66419 | 0.58299 | 0.52172
594 | 2004-01-25 | 18:00 | 0.81788 | 0.44756 | 0.81788 | 0.76701 | 0.68326 | 0.70759 | 0.84189 | 0.4882 | 0.54507 | 0.51872 | 0.617 | 0.5464 | 0.47746
595 | 2004-01-25 | 19:00 | 0.83582 | 0.4882 | 0.83582 | 0.81788 | 0.70759 | 0.76668 | 0.85006 | 0.49726 | 0.552 | 0.54507 | 0.59262 | 0.53101 | 0.4472
596 | 2004-01-25 | 20:00 | 0.8283 | 0.49726 | 0.8283 | 0.83582 | 0.76668 | 0.78356 | 0.8348 | 0.49079 | 0.54669 | 0.552 | 0.56992 | 0.52451 | 0.43075
597 | 2004-01-25 | 21:00 | 0.81053 | 0.49079 | 0.81053 | 0.8283 | 0.78356 | 0.77305 | 0.80714 | 0.4729 | 0.53276 | 0.54669 | 0.59326 | 0.52461 | 0.42243
598 | 2004-01-25 | 22:00 | 0.78764 | 0.4729 | 0.78764 | 0.81053 | 0.77305 | 0.75381 | 0.76157 | 0.44435 | 0.50712 | 0.53276 | 0.59198 | 0.53208 | 0.42191
599 | 2004-01-25 | 23:00 | 0.7473 | 0.44435 | 0.7473 | 0.78764 | 0.75381 | 0.72268 | 0.70422 | 0.40788 | 0.47698 | 0.50712 | 0.6207 | 0.55255 | 0.43568
600 | 2004-01-26 | 00:00 | 0.70982 | 0.40788 | 0.70982 | 0.7473 | 0.72268 | 0.68023 | 0.65409 | 0.38659 | 0.45686 | 0.47698 | 0.6866 | 0.59701 | 0.47174
601 | 2004-01-26 | 01:00 | 0.68167 | 0.38659 | 0.68167 | 0.70982 | 0.68023 | 0.63412 | 0.62141 | 0.37785 | 0.44844 | 0.45686 | 0.78018 | 0.6589 | 0.54556
602 | 2004-01-26 | 02:00 | 0.66906 | 0.37785 | 0.66906 | 0.68167 | 0.63412 | 0.59966 | 0.60727 | 0.37563 | 0.44697 | 0.44844 | 0.82923 | 0.6857 | 0.59161
603 | 2004-01-26 | 03:00 | 0.66552 | 0.37563 | 0.66552 | 0.66906 | 0.59966 | 0.5808 | 0.60338 | 0.37937 | 0.44895 | 0.44697 | 0.82234 | 0.67273 | 0.61196
604 | 2004-01-26 | 04:00 | 0.66838 | 0.37937 | 0.66838 | 0.66552 | 0.5808 | 0.57184 | 0.60425 | 0.39395 | 0.46114 | 0.44895 | 0.80887 | 0.6587 | 0.62364
605 | 2004-01-26 | 05:00 | 0.68075 | 0.39395 | 0.68075 | 0.66838 | 0.57184 | 0.56983 | 0.61893 | 0.43609 | 0.49058 | 0.46114 | 0.79565 | 0.65151 | 0.63401
606 | 2004-01-26 | 06:00 | 0.7146 | 0.43609 | 0.7146 | 0.68075 | 0.56983 | 0.57736 | 0.6703 | 0.51209 | 0.54883 | 0.49058 | 0.7813 | 0.63895 | 0.63506
607 | 2004-01-26 | 07:00 | 0.76571 | 0.51209 | 0.76571 | 0.7146 | 0.57736 | 0.61263 | 0.76974 | 0.54229 | 0.59809 | 0.54883 | 0.76922 | 0.62386 | 0.632
608 | 2004-01-26 | 08:00 | 0.80416 | 0.54229 | 0.80416 | 0.76571 | 0.61263 | 0.68828 | 0.82663 | 0.52899 | 0.60911 | 0.59809 | 0.75745 | 0.61233 | 0.63018
609 | 2004-01-26 | 09:00 | 0.82515 | 0.52899 | 0.82515 | 0.80416 | 0.68828 | 0.74948 | 0.83567 | 0.52715 | 0.6145 | 0.60911 | 0.75104 | 0.60667 | 0.62265
610 | 2004-01-26 | 10:00 | 0.84217 | 0.52715 | 0.84217 | 0.82515 | 0.74948 | 0.77294 | 0.83538 | 0.52361 | 0.61653 | 0.6145 | 0.75609 | 0.59918 | 0.61549
611 | 2004-01-26 | 11:00 | 0.85464 | 0.52361 | 0.85464 | 0.84217 | 0.77294 | 0.79151 | 0.83306 | 0.52191 | 0.61661 | 0.61653 | 0.78186 | 0.61427 | 0.6208
612 | 2004-01-26 | 12:00 | 0.8574 | 0.52191 | 0.8574 | 0.85464 | 0.79151 | 0.8047 | 0.82543 | 0.51549 | 0.61463 | 0.61661 | 0.83011 | 0.66262 | 0.67117
613 | 2004-01-26 | 13:00 | 0.85035 | 0.51549 | 0.85035 | 0.8574 | 0.8047 | 0.80607 | 0.81494 | 0.51747 | 0.61424 | 0.61463 | 0.834 | 0.70329 | 0.6938
614 | 2004-01-26 | 14:00 | 0.84292 | 0.51747 | 0.84292 | 0.85035 | 0.80607 | 0.80097 | 0.80432 | 0.52133 | 0.61115 | 0.61424 | 0.81569 | 0.69965 | 0.67916
615 | 2004-01-26 | 15:00 | 0.83361 | 0.52133 | 0.83361 | 0.84292 | 0.80097 | 0.79819 | 0.79404 | 0.52356 | 0.61058 | 0.61115 | 0.78902 | 0.68809 | 0.65591
616 | 2004-01-26 | 16:00 | 0.82883 | 0.52356 | 0.82883 | 0.83361 | 0.79819 | 0.79387 | 0.79702 | 0.53145 | 0.61749 | 0.61058 | 0.73981 | 0.6607 | 0.61308
617 | 2004-01-26 | 17:00 | 0.84468 | 0.53145 | 0.84468 | 0.82883 | 0.79387 | 0.79731 | 0.83223 | 0.55642 | 0.63856 | 0.61749 | 0.67785 | 0.61303 | 0.5524
618 | 2004-01-26 | 18:00 | 0.88493 | 0.55642 | 0.88493 | 0.84468 | 0.79731 | 0.81623 | 0.89219 | 0.61081 | 0.66914 | 0.63856 | 0.62736 | 0.57173 | 0.49955
619 | 2004-01-26 | 19:00 | 0.89869 | 0.61081 | 0.89869 | 0.88493 | 0.81623 | 0.85854 | 0.89451 | 0.62624 | 0.67504 | 0.66914 | 0.59608 | 0.55519 | 0.46317
620 | 2004-01-26 | 20:00 | 0.88101 | 0.62624 | 0.88101 | 0.89869 | 0.85854 | 0.86115 | 0.87374 | 0.62778 | 0.67048 | 0.67504 | 0.58246 | 0.54792 | 0.43904
621 | 2004-01-26 | 21:00 | 0.85384 | 0.62778 | 0.85384 | 0.88101 | 0.86115 | 0.83966 | 0.84176 | 0.61249 | 0.6534 | 0.67048 | 0.57806 | 0.54702 | 0.43017
622 | 2004-01-26 | 22:00 | 0.8137 | 0.61249 | 0.8137 | 0.85384 | 0.83966 | 0.81131 | 0.78877 | 0.57927 | 0.62194 | 0.6534 | 0.58607 | 0.5531 | 0.42775
623 | 2004-01-26 | 23:00 | 0.75461 | 0.57927 | 0.75461 | 0.8137 | 0.81131 | 0.76946 | 0.71732 | 0.5448 | 0.58755 | 0.62194 | 0.6129 | 0.57103 | 0.4385
624 | 2004-01-27 | 00:00 | 0.70913 | 0.5448 | 0.70913 | 0.75461 | 0.76946 | 0.71181 | 0.65736 | 0.5289 | 0.56939 | 0.58755 | 0.67992 | 0.61616 | 0.47682
625 | 2004-01-27 | 01:00 | 0.67451 | 0.5289 | 0.67451 | 0.70913 | 0.71181 | 0.65396 | 0.61797 | 0.52722 | 0.56117 | 0.56939 | 0.77236 | 0.67427 | 0.55194
626 | 2004-01-27 | 02:00 | 0.65918 | 0.52722 | 0.65918 | 0.67451 | 0.65396 | 0.61274 | 0.59989 | 0.53077 | 0.56194 | 0.56117 | 0.8175 | 0.69993 | 0.59981
627 | 2004-01-27 | 03:00 | 0.65193 | 0.53077 | 0.65193 | 0.65918 | 0.61274 | 0.59044 | 0.59288 | 0.5379 | 0.56802 | 0.56194 | 0.80464 | 0.67928 | 0.61689
628 | 2004-01-27 | 04:00 | 0.65226 | 0.5379 | 0.65226 | 0.65193 | 0.59044 | 0.57869 | 0.59363 | 0.55966 | 0.57807 | 0.56802 | 0.78441 | 0.6608 | 0.62852
629 | 2004-01-27 | 05:00 | 0.66406 | 0.55966 | 0.66406 | 0.65226 | 0.57869 | 0.57345 | 0.60673 | 0.60854 | 0.60909 | 0.57807 | 0.76658 | 0.64493 | 0.63811
630 | 2004-01-27 | 06:00 | 0.70002 | 0.60854 | 0.70002 | 0.66406 | 0.57345 | 0.58035 | 0.65674 | 0.68922 | 0.66556 | 0.60909 | 0.74776 | 0.62578 | 0.63724
631 | 2004-01-27 | 07:00 | 0.76066 | 0.68922 | 0.76066 | 0.70002 | 0.58035 | 0.61196 | 0.75386 | 0.71273 | 0.70624 | 0.66556 | 0.7319 | 0.61733 | 0.6348
632 | 2004-01-27 | 08:00 | 0.80247 | 0.71273 | 0.80247 | 0.76066 | 0.61196 | 0.68385 | 0.80843 | 0.68018 | 0.70392 | 0.70624 | 0.71809 | 0.6075 | 0.63277
633 | 2004-01-27 | 09:00 | 0.8127 | 0.68018 | 0.8127 | 0.80247 | 0.68385 | 0.74048 | 0.8144 | 0.65265 | 0.69258 | 0.70392 | 0.7113 | 0.59918 | 0.62418
634 | 2004-01-27 | 10:00 | 0.82246 | 0.65265 | 0.82246 | 0.8127 | 0.74048 | 0.76453 | 0.81489 | 0.62909 | 0.68042 | 0.69258 | 0.71612 | 0.59649 | 0.61647
635 | 2004-01-27 | 11:00 | 0.82868 | 0.62909 | 0.82868 | 0.82246 | 0.76453 | 0.78054 | 0.81382 | 0.604 | 0.66473 | 0.68042 | 0.74396 | 0.61106 | 0.62138
636 | 2004-01-27 | 12:00 | 0.82596 | 0.604 | 0.82596 | 0.82868 | 0.78054 | 0.79109 | 0.81025 | 0.57586 | 0.6475 | 0.66473 | 0.7941 | 0.64991 | 0.66567
637 | 2004-01-27 | 13:00 | 0.8185 | 0.57586 | 0.8185 | 0.82596 | 0.79109 | 0.79337 | 0.80328 | 0.5548 | 0.63088 | 0.6475 | 0.80065 | 0.68747 | 0.68311
638 | 2004-01-27 | 14:00 | 0.81397 | 0.5548 | 0.81397 | 0.8185 | 0.79337 | 0.78694 | 0.7986 | 0.54003 | 0.61249 | 0.63088 | 0.78582 | 0.68533 | 0.66686
639 | 2004-01-27 | 15:00 | 0.80583 | 0.54003 | 0.80583 | 0.81397 | 0.78694 | 0.78296 | 0.78906 | 0.52795 | 0.60203 | 0.61249 | 0.75838 | 0.67238 | 0.64164
640 | 2004-01-27 | 16:00 | 0.80441 | 0.52795 | 0.80441 | 0.80583 | 0.78296 | 0.77836 | 0.78877 | 0.52752 | 0.59876 | 0.60203 | 0.71388 | 0.64453 | 0.615
641 | 2004-01-27 | 17:00 | 0.81813 | 0.52752 | 0.81813 | 0.80441 | 0.77836 | 0.7799 | 0.81701 | 0.54947 | 0.62215 | 0.59876 | 0.65786 | 0.59504 | 0.54763
642 | 2004-01-27 | 18:00 | 0.85513 | 0.54947 | 0.85513 | 0.81813 | 0.7799 | 0.79918 | 0.87112 | 0.61227 | 0.66355 | 0.62215 | 0.60588 | 0.55479 | 0.4921
643 | 2004-01-27 | 19:00 | 0.86375 | 0.61227 | 0.86375 | 0.85513 | 0.79918 | 0.84078 | 0.8698 | 0.63094 | 0.67731 | 0.66355 | 0.58075 | 0.53357 | 0.45439
644 | 2004-01-27 | 20:00 | 0.84729 | 0.63094 | 0.84729 | 0.86375 | 0.84078 | 0.84265 | 0.84736 | 0.63717 | 0.67499 | 0.67731 | 0.56899 | 0.52423 | 0.43626
645 | 2004-01-27 | 21:00 | 0.82007 | 0.63717 | 0.82007 | 0.84729 | 0.84265 | 0.82123 | 0.81232 | 0.62483 | 0.66066 | 0.67499 | 0.5643 | 0.52172 | 0.42593
646 | 2004-01-27 | 22:00 | 0.78336 | 0.62483 | 0.78336 | 0.82007 | 0.82123 | 0.78894 | 0.75945 | 0.59238 | 0.62789 | 0.66066 | 0.56843 | 0.52568 | 0.42166
647 | 2004-01-27 | 23:00 | 0.73414 | 0.59238 | 0.73414 | 0.78336 | 0.78894 | 0.74818 | 0.69307 | 0.5579 | 0.59255 | 0.62789 | 0.59193 | 0.54252 | 0.43038
648 | 2004-01-28 | 00:00 | 0.68531 | 0.5579 | 0.68531 | 0.73414 | 0.74818 | 0.69462 | 0.63377 | 0.54142 | 0.57261 | 0.59255 | 0.66225 | 0.58725 | 0.46778
649 | 2004-01-28 | 01:00 | 0.65709 | 0.54142 | 0.65709 | 0.68531 | 0.69462 | 0.64056 | 0.59599 | 0.53558 | 0.56231 | 0.57261 | 0.75463 | 0.64538 | 0.5403
650 | 2004-01-28 | 02:00 | 0.6413 | 0.53558 | 0.6413 | 0.65709 | 0.64056 | 0.60085 | 0.57754 | 0.53838 | 0.56086 | 0.56231 | 0.79815 | 0.66996 | 0.5869
651 | 2004-01-28 | 03:00 | 0.63511 | 0.53838 | 0.63511 | 0.6413 | 0.60085 | 0.57701 | 0.56871 | 0.54573 | 0.56367 | 0.56086 | 0.78646 | 0.65629 | 0.6028
652 | 2004-01-28 | 04:00 | 0.63605 | 0.54573 | 0.63605 | 0.63511 | 0.57701 | 0.56441 | 0.56577 | 0.5656 | 0.57313 | 0.56367 | 0.77031 | 0.64122 | 0.61696
653 | 2004-01-28 | 05:00 | 0.64878 | 0.5656 | 0.64878 | 0.63605 | 0.56441 | 0.55875 | 0.57696 | 0.6103 | 0.60206 | 0.57313 | 0.75689 | 0.63029 | 0.62611
654 | 2004-01-28 | 06:00 | 0.6825 | 0.6103 | 0.6825 | 0.64878 | 0.55875 | 0.56452 | 0.61901 | 0.68711 | 0.6585 | 0.60206 | 0.7426 | 0.61848 | 0.62664
655 | 2004-01-28 | 07:00 | 0.73371 | 0.68711 | 0.73371 | 0.6825 | 0.56452 | 0.59311 | 0.69933 | 0.70435 | 0.69573 | 0.6585 | 0.7335 | 0.6057 | 0.62288
656 | 2004-01-28 | 08:00 | 0.76872 | 0.70435 | 0.76872 | 0.73371 | 0.59311 | 0.64886 | 0.75249 | 0.66303 | 0.68663 | 0.69573 | 0.72362 | 0.59803 | 0.62525
657 | 2004-01-28 | 09:00 | 0.78811 | 0.66303 | 0.78811 | 0.76872 | 0.64886 | 0.69099 | 0.7731 | 0.62875 | 0.6668 | 0.68663 | 0.71998 | 0.59148 | 0.61941
658 | 2004-01-28 | 10:00 | 0.79309 | 0.62875 | 0.79309 | 0.78811 | 0.69099 | 0.71839 | 0.78674 | 0.60409 | 0.64897 | 0.6668 | 0.72692 | 0.58802 | 0.58998
659 | 2004-01-28 | 11:00 | 0.79563 | 0.60409 | 0.79563 | 0.79309 | 0.71839 | 0.73939 | 0.79395 | 0.57593 | 0.62715 | 0.64897 | 0.75607 | 0.59793 | 0.60836
660 | 2004-01-28 | 12:00 | 0.79382 | 0.57593 | 0.79382 | 0.79563 | 0.73939 | 0.75082 | 0.79329 | 0.54901 | 0.60674 | 0.62715 | 0.79493 | 0.63985 | 0.64823
661 | 2004-01-28 | 13:00 | 0.79163 | 0.54901 | 0.79163 | 0.79382 | 0.75082 | 0.75929 | 0.78346 | 0.53025 | 0.58825 | 0.60674 | 0.79498 | 0.67786 | 0.67554
662 | 2004-01-28 | 14:00 | 0.78363 | 0.53025 | 0.78363 | 0.79163 | 0.75929 | 0.75739 | 0.7738 | 0.51378 | 0.57467 | 0.58825 | 0.77632 | 0.67325 | 0.66
663 | 2004-01-28 | 15:00 | 0.77801 | 0.51378 | 0.77801 | 0.78363 | 0.75739 | 0.75254 | 0.76688 | 0.50622 | 0.56439 | 0.57467 | 0.74729 | 0.66172 | 0.63895
664 | 2004-01-28 | 16:00 | 0.77169 | 0.50622 | 0.77169 | 0.77801 | 0.75254 | 0.74843 | 0.76733 | 0.51148 | 0.56563 | 0.56439 | 0.703 | 0.6334 | 0.60263
665 | 2004-01-28 | 17:00 | 0.78286 | 0.51148 | 0.78286 | 0.77169 | 0.74843 | 0.75043 | 0.79462 | 0.53566 | 0.58701 | 0.56563 | 0.64439 | 0.58653 | 0.54517
666 | 2004-01-28 | 18:00 | 0.83945 | 0.53566 | 0.83945 | 0.78286 | 0.75043 | 0.77002 | 0.85313 | 0.58615 | 0.62576 | 0.58701 | 0.59366 | 0.54418 | 0.48742
667 | 2004-01-28 | 19:00 | 0.86644 | 0.58615 | 0.86644 | 0.83945 | 0.77002 | 0.81532 | 0.85354 | 0.59317 | 0.63892 | 0.62576 | 0.56268 | 0.52461 | 0.45195
668 | 2004-01-28 | 20:00 | 0.8587 | 0.59317 | 0.8587 | 0.86644 | 0.81532 | 0.82767 | 0.83103 | 0.59134 | 0.63658 | 0.63892 | 0.54881 | 0.51547 | 0.43318
669 | 2004-01-28 | 21:00 | 0.83699 | 0.59134 | 0.83699 | 0.8587 | 0.82767 | 0.80663 | 0.79997 | 0.56893 | 0.62509 | 0.63658 | 0.54165 | 0.51372 | 0.42221
670 | 2004-01-28 | 22:00 | 0.80263 | 0.56893 | 0.80263 | 0.83699 | 0.80663 | 0.77797 | 0.74768 | 0.53135 | 0.5934 | 0.62509 | 0.54261 | 0.5189 | 0.41876
671 | 2004-01-28 | 23:00 | 0.75735 | 0.53135 | 0.75735 | 0.80263 | 0.77797 | 0.74294 | 0.67656 | 0.49168 | 0.5569 | 0.5934 | 0.56963 | 0.53741 | 0.42934
672 | 2004-01-29 | 00:00 | 0.7244 | 0.49168 | 0.7244 | 0.75735 | 0.74294 | 0.69469 | 0.61681 | 0.4679 | 0.53631 | 0.5569 | 0.63225 | 0.58311 | 0.47086
673 | 2004-01-29 | 01:00 | 0.70616 | 0.4679 | 0.70616 | 0.7244 | 0.69469 | 0.6617 | 0.57957 | 0.45746 | 0.52469 | 0.53631 | 0.72291 | 0.64264 | 0.54461
674 | 2004-01-29 | 02:00 | 0.6857 | 0.45746 | 0.6857 | 0.70616 | 0.6617 | 0.60015 | 0.56402 | 0.45193 | 0.52428 | 0.52469 | 0.76773 | 0.66618 | 0.59084
675 | 2004-01-29 | 03:00 | 0.65111 | 0.45193 | 0.65111 | 0.6857 | 0.60015 | 0.57229 | 0.5576 | 0.45113 | 0.52567 | 0.52428 | 0.75463 | 0.64919 | 0.61024
676 | 2004-01-29 | 04:00 | 0.65418 | 0.45113 | 0.65418 | 0.65111 | 0.57229 | 0.56009 | 0.55577 | 0.46162 | 0.5341 | 0.52567 | 0.74297 | 0.63519 | 0.62433
677 | 2004-01-29 | 05:00 | 0.66761 | 0.46162 | 0.66761 | 0.65418 | 0.56009 | 0.55615 | 0.56796 | 0.49846 | 0.56241 | 0.5341 | 0.73355 | 0.62371 | 0.62861
678 | 2004-01-29 | 06:00 | 0.70905 | 0.49846 | 0.70905 | 0.66761 | 0.55615 | 0.56216 | 0.61648 | 0.56519 | 0.61437 | 0.56241 | 0.72405 | 0.61076 | 0.62983
679 | 2004-01-29 | 07:00 | 0.7801 | 0.56519 | 0.7801 | 0.70905 | 0.56216 | 0.59568 | 0.71239 | 0.58875 | 0.65227 | 0.61437 | 0.71601 | 0.59846 | 0.6271
680 | 2004-01-29 | 08:00 | 0.81738 | 0.58875 | 0.81738 | 0.7801 | 0.59568 | 0.66627 | 0.7624 | 0.5691 | 0.65381 | 0.65227 | 0.71095 | 0.58884 | 0.62698
681 | 2004-01-29 | 09:00 | 0.81407 | 0.5691 | 0.81407 | 0.81738 | 0.66627 | 0.71466 | 0.76737 | 0.56214 | 0.64861 | 0.65381 | 0.70467 | 0.58055 | 0.62115
682 | 2004-01-29 | 10:00 | 0.79802 | 0.56214 | 0.79802 | 0.81407 | 0.71466 | 0.73415 | 0.76812 | 0.55558 | 0.64387 | 0.64861 | 0.70662 | 0.57606 | 0.61828
683 | 2004-01-29 | 11:00 | 0.78672 | 0.55558 | 0.78672 | 0.79802 | 0.73415 | 0.74945 | 0.77111 | 0.54652 | 0.63758 | 0.64387 | 0.72663 | 0.58648 | 0.62088
684 | 2004-01-29 | 12:00 | 0.77271 | 0.54652 | 0.77271 | 0.78672 | 0.74945 | 0.76425 | 0.7721 | 0.53541 | 0.62607 | 0.63758 | 0.76536 | 0.62314 | 0.66174
685 | 2004-01-29 | 13:00 | 0.7589 | 0.53541 | 0.7589 | 0.77271 | 0.76425 | 0.76524 | 0.76572 | 0.52926 | 0.6188 | 0.62607 | 0.76797 | 0.65975 | 0.68627
686 | 2004-01-29 | 14:00 | 0.75237 | 0.52926 | 0.75237 | 0.7589 | 0.76524 | 0.76239 | 0.76057 | 0.5203 | 0.61161 | 0.6188 | 0.75064 | 0.65659 | 0.67145
687 | 2004-01-29 | 15:00 | 0.74379 | 0.5203 | 0.74379 | 0.75237 | 0.76239 | 0.75789 | 0.75692 | 0.51556 | 0.60886 | 0.61161 | 0.72676 | 0.64448 | 0.64793
688 | 2004-01-29 | 16:00 | 0.74076 | 0.51556 | 0.74076 | 0.74379 | 0.75789 | 0.75799 | 0.75435 | 0.5165 | 0.61612 | 0.60886 | 0.68099 | 0.62037 | 0.61064
689 | 2004-01-29 | 17:00 | 0.75665 | 0.5165 | 0.75665 | 0.74076 | 0.75799 | 0.75803 | 0.78259 | 0.53065 | 0.63781 | 0.61612 | 0.626 | 0.5726 | 0.55459
690 | 2004-01-29 | 18:00 | 0.8128 | 0.53065 | 0.8128 | 0.75665 | 0.75803 | 0.77625 | 0.84881 | 0.56301 | 0.66613 | 0.63781 | 0.58062 | 0.53325 | 0.49636
691 | 2004-01-29 | 19:00 | 0.84124 | 0.56301 | 0.84124 | 0.8128 | 0.77625 | 0.82137 | 0.85918 | 0.56564 | 0.67293 | 0.66613 | 0.54674 | 0.51345 | 0.4599
692 | 2004-01-29 | 20:00 | 0.83701 | 0.56564 | 0.83701 | 0.84124 | 0.82137 | 0.83502 | 0.84628 | 0.5577 | 0.66718 | 0.67293 | 0.53726 | 0.50528 | 0.43889
693 | 2004-01-29 | 21:00 | 0.82305 | 0.5577 | 0.82305 | 0.83701 | 0.83502 | 0.81792 | 0.82024 | 0.53795 | 0.64977 | 0.66718 | 0.53859 | 0.50341 | 0.42897
694 | 2004-01-29 | 22:00 | 0.7907 | 0.53795 | 0.7907 | 0.82305 | 0.81792 | 0.79443 | 0.77388 | 0.50141 | 0.61669 | 0.64977 | 0.54703 | 0.50795 | 0.42529
695 | 2004-01-29 | 23:00 | 0.74319 | 0.50141 | 0.74319 | 0.7907 | 0.79443 | 0.75648 | 0.70497 | 0.46333 | 0.58268 | 0.61669 | 0.57561 | 0.5261 | 0.43523
696 | 2004-01-30 | 00:00 | 0.69289 | 0.46333 | 0.69289 | 0.74319 | 0.75648 | 0.70643 | 0.64123 | 0.4428 | 0.55816 | 0.58268 | 0.63795 | 0.56994 | 0.47171
697 | 2004-01-30 | 01:00 | 0.66121 | 0.4428 | 0.66121 | 0.69289 | 0.70643 | 0.65449 | 0.60632 | 0.43428 | 0.54968 | 0.55816 | 0.729 | 0.62406 | 0.54295
698 | 2004-01-30 | 02:00 | 0.64474 | 0.43428 | 0.64474 | 0.66121 | 0.65449 | 0.61812 | 0.59056 | 0.43445 | 0.54486 | 0.54968 | 0.77592 | 0.64929 | 0.58731
699 | 2004-01-30 | 03:00 | 0.63976 | 0.43445 | 0.63976 | 0.64474 | 0.61812 | 0.58967 | 0.58289 | 0.44189 | 0.54638 | 0.54486 | 0.77419 | 0.63676 | 0.6084
700 | 2004-01-30 | 04:00 | 0.64278 | 0.44189 | 0.64278 | 0.63976 | 0.58967 | 0.57746 | 0.58123 | 0.45969 | 0.55584 | 0.54638 | 0.76552 | 0.62222 | 0.62355
701 | 2004-01-30 | 05:00 | 0.65836 | 0.45969 | 0.65836 | 0.64278 | 0.57746 | 0.5706 | 0.59417 | 0.50129 | 0.58392 | 0.55584 | 0.75354 | 0.61208 | 0.63022
702 | 2004-01-30 | 06:00 | 0.69915 | 0.50129 | 0.69915 | 0.65836 | 0.5706 | 0.57303 | 0.64302 | 0.57118 | 0.6382 | 0.58392 | 0.74026 | 0.59955 | 0.62823
703 | 2004-01-30 | 07:00 | 0.7762 | 0.57118 | 0.7762 | 0.69915 | 0.57303 | 0.60444 | 0.73789 | 0.60313 | 0.68117 | 0.6382 | 0.72948 | 0.58869 | 0.62144
704 | 2004-01-30 | 08:00 | 0.81912 | 0.60313 | 0.81912 | 0.7762 | 0.60444 | 0.67109 | 0.79147 | 0.5955 | 0.67883 | 0.68117 | 0.72405 | 0.58017 | 0.61947
705 | 2004-01-30 | 09:00 | 0.8242 | 0.5955 | 0.8242 | 0.81912 | 0.67109 | 0.72462 | 0.79777 | 0.59414 | 0.67014 | 0.67883 | 0.71455 | 0.57121 | 0.61333
706 | 2004-01-30 | 10:00 | 0.82191 | 0.59414 | 0.82191 | 0.8242 | 0.72462 | 0.7453 | 0.79528 | 0.58835 | 0.65685 | 0.67014 | 0.71468 | 0.56486 | 0.60553
707 | 2004-01-30 | 11:00 | 0.81293 | 0.58835 | 0.81293 | 0.82191 | 0.7453 | 0.76067 | 0.79051 | 0.57437 | 0.63908 | 0.65685 | 0.7336 | 0.57293 | 0.60724
708 | 2004-01-30 | 12:00 | 0.79486 | 0.57437 | 0.79486 | 0.81293 | 0.76067 | 0.76566 | 0.77898 | 0.55546 | 0.61975 | 0.63908 | 0.78447 | 0.60202 | 0.63891
709 | 2004-01-30 | 13:00 | 0.78117 | 0.55546 | 0.78117 | 0.79486 | 0.76566 | 0.7613 | 0.76609 | 0.54019 | 0.60334 | 0.61975 | 0.79176 | 0.62989 | 0.65976
710 | 2004-01-30 | 14:00 | 0.77187 | 0.54019 | 0.77187 | 0.78117 | 0.7613 | 0.75335 | 0.75709 | 0.5232 | 0.58876 | 0.60334 | 0.77489 | 0.62476 | 0.64149
711 | 2004-01-30 | 15:00 | 0.76382 | 0.5232 | 0.76382 | 0.77187 | 0.75335 | 0.74895 | 0.74332 | 0.511 | 0.57735 | 0.58876 | 0.75413 | 0.61315 | 0.61561
712 | 2004-01-30 | 16:00 | 0.76322 | 0.511 | 0.76322 | 0.76382 | 0.74895 | 0.74283 | 0.74142 | 0.50989 | 0.57823 | 0.57735 | 0.72195 | 0.59467 | 0.59069
713 | 2004-01-30 | 17:00 | 0.77891 | 0.50989 | 0.77891 | 0.76322 | 0.74283 | 0.73911 | 0.76572 | 0.52355 | 0.59533 | 0.57823 | 0.67478 | 0.56466 | 0.5501
714 | 2004-01-30 | 18:00 | 0.83219 | 0.52355 | 0.83219 | 0.77891 | 0.73911 | 0.75075 | 0.82257 | 0.56255 | 0.62243 | 0.59533 | 0.62946 | 0.52872 | 0.49941
715 | 2004-01-30 | 19:00 | 0.85523 | 0.56255 | 0.85523 | 0.83219 | 0.75075 | 0.7964 | 0.82667 | 0.56872 | 0.63163 | 0.62243 | 0.59869 | 0.5055 | 0.46386
716 | 2004-01-30 | 20:00 | 0.84565 | 0.56872 | 0.84565 | 0.85523 | 0.7964 | 0.81412 | 0.80565 | 0.56461 | 0.62823 | 0.63163 | 0.5853 | 0.49415 | 0.44128
717 | 2004-01-30 | 21:00 | 0.83403 | 0.56461 | 0.83403 | 0.84565 | 0.81412 | 0.79654 | 0.78122 | 0.55434 | 0.61893 | 0.62823 | 0.58168 | 0.48902 | 0.4274
718 | 2004-01-30 | 22:00 | 0.80919 | 0.55434 | 0.80919 | 0.83403 | 0.79654 | 0.77224 | 0.74353 | 0.53329 | 0.5967 | 0.61893 | 0.58269 | 0.48785 | 0.4214
719 | 2004-01-30 | 23:00 | 0.77376 | 0.53329 | 0.77376 | 0.80919 | 0.77224 | 0.73981 | 0.68904 | 0.50801 | 0.56844 | 0.5967 | 0.59715 | 0.49497 | 0.42267
720 | 2004-01-31 | 00:00 | 0.73317 | 0.50801 | 0.73317 | 0.77376 | 0.73981 | 0.70446 | 0.63535 | 0.48707 | 0.54801 | 0.56844 | 0.62528 | 0.51121 | 0.43737
721 | 2004-01-31 | 01:00 | 0.70561 | 0.48707 | 0.70561 | 0.73317 | 0.70446 | 0.65751 | 0.59496 | 0.47649 | 0.53714 | 0.54801 | 0.67098 | 0.53577 | 0.46167
722 | 2004-01-31 | 02:00 | 0.68902 | 0.47649 | 0.68902 | 0.70561 | 0.65751 | 0.61794 | 0.57402 | 0.47309 | 0.53116 | 0.53714 | 0.71641 | 0.56267 | 0.48159
723 | 2004-01-31 | 03:00 | 0.68399 | 0.47309 | 0.68399 | 0.68902 | 0.61794 | 0.59508 | 0.56498 | 0.4742 | 0.53129 | 0.53116 | 0.75274 | 0.58222 | 0.5154
724 | 2004-01-31 | 04:00 | 0.68322 | 0.4742 | 0.68322 | 0.68399 | 0.59508 | 0.57982 | 0.56274 | 0.48151 | 0.53489 | 0.53129 | 0.76882 | 0.60017 | 0.53735
725 | 2004-01-31 | 05:00 | 0.68712 | 0.48151 | 0.68712 | 0.68322 | 0.57982 | 0.57352 | 0.56805 | 0.49637 | 0.54595 | 0.53489 | 0.76099 | 0.60224 | 0.54989
726 | 2004-01-31 | 06:00 | 0.70338 | 0.49637 | 0.70338 | 0.68712 | 0.57352 | 0.5731 | 0.58625 | 0.52034 | 0.56483 | 0.54595 | 0.74132 | 0.59753 | 0.54916
727 | 2004-01-31 | 07:00 | 0.73379 | 0.52034 | 0.73379 | 0.70338 | 0.5731 | 0.58548 | 0.62253 | 0.54587 | 0.58889 | 0.56483 | 0.72362 | 0.58403 | 0.54256
728 | 2004-01-31 | 08:00 | 0.75745 | 0.54587 | 0.75745 | 0.73379 | 0.58548 | 0.61098 | 0.66193 | 0.56441 | 0.60767 | 0.58889 | 0.70853 | 0.57539 | 0.53306
729 | 2004-01-31 | 09:00 | 0.78396 | 0.56441 | 0.78396 | 0.75745 | 0.61098 | 0.63381 | 0.70887 | 0.57315 | 0.62006 | 0.60767 | 0.7026 | 0.57009 | 0.5234
730 | 2004-01-31 | 10:00 | 0.79606 | 0.57315 | 0.79606 | 0.78396 | 0.63381 | 0.66718 | 0.73437 | 0.56973 | 0.61947 | 0.62006 | 0.70835 | 0.57265 | 0.51745
731 | 2004-01-31 | 11:00 | 0.79173 | 0.56973 | 0.79173 | 0.79606 | 0.66718 | 0.68916 | 0.73835 | 0.55428 | 0.60819 | 0.61947 | 0.73874 | 0.58882 | 0.52226
732 | 2004-01-31 | 12:00 | 0.77689 | 0.55428 | 0.77689 | 0.79173 | 0.68916 | 0.70724 | 0.72889 | 0.53502 | 0.58984 | 0.60819 | 0.77896 | 0.62523 | 0.56987
733 | 2004-01-31 | 13:00 | 0.75539 | 0.53502 | 0.75539 | 0.77689 | 0.70724 | 0.70081 | 0.70994 | 0.51435 | 0.57328 | 0.58984 | 0.78351 | 0.65101 | 0.60974
734 | 2004-01-31 | 14:00 | 0.73568 | 0.51435 | 0.73568 | 0.75539 | 0.70081 | 0.68899 | 0.69365 | 0.49542 | 0.56004 | 0.57328 | 0.76552 | 0.64276 | 0.60237
735 | 2004-01-31 | 15:00 | 0.72023 | 0.49542 | 0.72023 | 0.73568 | 0.68899 | 0.68167 | 0.682 | 0.48454 | 0.55226 | 0.56004 | 0.7434 | 0.63081 | 0.58708
736 | 2004-01-31 | 16:00 | 0.71335 | 0.48454 | 0.71335 | 0.72023 | 0.68167 | 0.67313 | 0.68075 | 0.48159 | 0.55476 | 0.55226 | 0.71641 | 0.60884 | 0.56565
737 | 2004-01-31 | 17:00 | 0.72792 | 0.48159 | 0.72792 | 0.71335 | 0.67313 | 0.67182 | 0.706 | 0.49494 | 0.57158 | 0.55476 | 0.67423 | 0.57609 | 0.52749
738 | 2004-01-31 | 18:00 | 0.77656 | 0.49494 | 0.77656 | 0.72792 | 0.67182 | 0.68522 | 0.77314 | 0.52675 | 0.59309 | 0.57158 | 0.6305 | 0.54401 | 0.48831
739 | 2004-01-31 | 19:00 | 0.80839 | 0.52675 | 0.80839 | 0.77656 | 0.68522 | 0.73422 | 0.77869 | 0.52933 | 0.59889 | 0.59309 | 0.60231 | 0.52267 | 0.45615
740 | 2004-01-31 | 20:00 | 0.80414 | 0.52933 | 0.80414 | 0.80839 | 0.73422 | 0.7575 | 0.76447 | 0.52264 | 0.58907 | 0.59889 | 0.58754 | 0.51225 | 0.43929
741 | 2004-01-31 | 21:00 | 0.79367 | 0.52264 | 0.79367 | 0.80414 | 0.7575 | 0.7428 | 0.74274 | 0.50943 | 0.57547 | 0.58907 | 0.58136 | 0.50682 | 0.43041
742 | 2004-01-31 | 22:00 | 0.7735 | 0.50943 | 0.7735 | 0.79367 | 0.7428 | 0.72395 | 0.71177 | 0.48775 | 0.55504 | 0.57547 | 0.58235 | 0.50859 | 0.42605
743 | 2004-01-31 | 23:00 | 0.74404 | 0.48775 | 0.74404 | 0.7735 | 0.72395 | 0.70594 | 0.66748 | 0.45918 | 0.52335 | 0.55504 | 0.59166 | 0.5146 | 0.42583
744 | 2004-02-01 | 00:00 | 0.70965 | 0.45918 | 0.70965 | 0.74404 | 0.70594 | 0.67763 | 0.62125 | 0.43715 | 0.50084 | 0.52335 | 0.6166 | 0.53083 | 0.43631
745 | 2004-02-01 | 01:00 | 0.67978 | 0.43715 | 0.67978 | 0.70965 | 0.67763 | 0.63866 | 0.58654 | 0.42208 | 0.48762 | 0.50084 | 0.65216 | 0.55196 | 0.45521
746 | 2004-02-01 | 02:00 | 0.66221 | 0.42208 | 0.66221 | 0.67978 | 0.63866 | 0.60451 | 0.56572 | 0.41438 | 0.48077 | 0.48762 | 0.69546 | 0.56864 | 0.47038
747 | 2004-02-01 | 03:00 | 0.65308 | 0.41438 | 0.65308 | 0.66221 | 0.60451 | 0.57961 | 0.5576 | 0.41069 | 0.47783 | 0.48077 | 0.73249 | 0.58279 | 0.50013
748 | 2004-02-01 | 04:00 | 0.65071 | 0.41069 | 0.65071 | 0.65308 | 0.57961 | 0.56712 | 0.55275 | 0.41399 | 0.47948 | 0.47783 | 0.74782 | 0.58802 | 0.52437
749 | 2004-02-01 | 05:00 | 0.6547 | 0.41399 | 0.6547 | 0.65071 | 0.56712 | 0.55889 | 0.55565 | 0.42163 | 0.487 | 0.47948 | 0.74191 | 0.58448 | 0.53778
750 | 2004-02-01 | 06:00 | 0.66921 | 0.42163 | 0.66921 | 0.6547 | 0.55889 | 0.55784 | 0.56709 | 0.43786 | 0.50084 | 0.487 | 0.72772 | 0.58077 | 0.54278
751 | 2004-02-01 | 07:00 | 0.68899 | 0.43786 | 0.68899 | 0.66921 | 0.55784 | 0.56445 | 0.59247 | 0.45556 | 0.51977 | 0.50084 | 0.70989 | 0.572 | 0.54271
752 | 2004-02-01 | 08:00 | 0.70556 | 0.45556 | 0.70556 | 0.68899 | 0.56445 | 0.58182 | 0.61909 | 0.47524 | 0.54036 | 0.51977 | 0.69648 | 0.56304 | 0.54184
753 | 2004-02-01 | 09:00 | 0.72177 | 0.47524 | 0.72177 | 0.70556 | 0.58182 | 0.59522 | 0.65724 | 0.48794 | 0.55424 | 0.54036 | 0.68109 | 0.55355 | 0.53656
754 | 2004-02-01 | 10:00 | 0.72192 | 0.48794 | 0.72192 | 0.72177 | 0.59522 | 0.61422 | 0.68187 | 0.48864 | 0.55574 | 0.55424 | 0.67484 | 0.54924 | 0.53245
755 | 2004-02-01 | 11:00 | 0.71351 | 0.48864 | 0.71351 | 0.72192 | 0.61422 | 0.63718 | 0.69033 | 0.48478 | 0.55218 | 0.55574 | 0.6861 | 0.55534 | 0.54002
756 | 2004-02-01 | 12:00 | 0.69839 | 0.48478 | 0.69839 | 0.71351 | 0.63718 | 0.64925 | 0.69327 | 0.48123 | 0.54785 | 0.55218 | 0.73363 | 0.58934 | 0.58687
757 | 2004-02-01 | 13:00 | 0.68301 | 0.48123 | 0.68301 | 0.69839 | 0.64925 | 0.65589 | 0.68614 | 0.47586 | 0.54304 | 0.54785 | 0.75003 | 0.62941 | 0.62219
758 | 2004-02-01 | 14:00 | 0.66609 | 0.47586 | 0.66609 | 0.68301 | 0.65589 | 0.65283 | 0.67291 | 0.47137 | 0.53629 | 0.54304 | 0.74792 | 0.63539 | 0.61981
759 | 2004-02-01 | 15:00 | 0.6538 | 0.47137 | 0.6538 | 0.66609 | 0.65283 | 0.64692 | 0.66155 | 0.46775 | 0.53332 | 0.53629 | 0.74649 | 0.63161 | 0.61431
760 | 2004-02-01 | 16:00 | 0.64892 | 0.46775 | 0.64892 | 0.6538 | 0.64692 | 0.64112 | 0.65989 | 0.46795 | 0.53572 | 0.53332 | 0.71463 | 0.62433 | 0.58707
761 | 2004-02-01 | 17:00 | 0.66328 | 0.46795 | 0.66328 | 0.64892 | 0.64112 | 0.63978 | 0.68809 | 0.47376 | 0.54677 | 0.53572 | 0.6475 | 0.5861 | 0.5439
762 | 2004-02-01 | 18:00 | 0.71577 | 0.47376 | 0.71577 | 0.66328 | 0.63978 | 0.65776 | 0.75145 | 0.49502 | 0.56148 | 0.54677 | 0.61202 | 0.54859 | 0.49995
763 | 2004-02-01 | 19:00 | 0.74712 | 0.49502 | 0.74712 | 0.71577 | 0.65776 | 0.70872 | 0.74565 | 0.49788 | 0.56663 | 0.56148 | 0.59055 | 0.53041 | 0.47043
764 | 2004-02-01 | 20:00 | 0.73978 | 0.49788 | 0.73978 | 0.74712 | 0.70872 | 0.72785 | 0.71612 | 0.49574 | 0.56223 | 0.56663 | 0.58238 | 0.52381 | 0.45521
765 | 2004-02-01 | 21:00 | 0.7353 | 0.49574 | 0.7353 | 0.73978 | 0.72785 | 0.71294 | 0.70036 | 0.48757 | 0.55499 | 0.56223 | 0.58275 | 0.52418 | 0.44799
766 | 2004-02-01 | 22:00 | 0.72234 | 0.48757 | 0.72234 | 0.7353 | 0.71294 | 0.70179 | 0.67275 | 0.47596 | 0.53665 | 0.55499 | 0.59044 | 0.53081 | 0.44856
767 | 2004-02-01 | 23:00 | 0.69895 | 0.47596 | 0.69895 | 0.72234 | 0.70179 | 0.68209 | 0.63846 | 0.44174 | 0.50707 | 0.53665 | 0.62286 | 0.55128 | 0.46078
768 | 2004-02-02 | 00:00 | 0.66956 | 0.44174 | 0.66956 | 0.69895 | 0.68209 | 0.65431 | 0.60246 | 0.4201 | 0.48337 | 0.50707 | 0.68647 | 0.59711 | 0.50021
769 | 2004-02-02 | 01:00 | 0.63919 | 0.4201 | 0.63919 | 0.66956 | 0.65431 | 0.61587 | 0.55955 | 0.4155 | 0.47466 | 0.48337 | 0.78734 | 0.65557 | 0.56966
770 | 2004-02-02 | 02:00 | 0.62946 | 0.4155 | 0.62946 | 0.63919 | 0.61587 | 0.5788 | 0.53823 | 0.41904 | 0.47098 | 0.47466 | 0.83589 | 0.67983 | 0.61779
771 | 2004-02-02 | 03:00 | 0.62907 | 0.41904 | 0.62907 | 0.62946 | 0.5788 | 0.55946 | 0.53321 | 0.42943 | 0.47363 | 0.47098 | 0.82846 | 0.66595 | 0.64198
772 | 2004-02-02 | 04:00 | 0.63832 | 0.42943 | 0.63832 | 0.62907 | 0.55946 | 0.55017 | 0.53608 | 0.45097 | 0.48347 | 0.47363 | 0.81851 | 0.65435 | 0.66334
773 | 2004-02-02 | 05:00 | 0.65768 | 0.45097 | 0.65768 | 0.63832 | 0.55017 | 0.54908 | 0.55005 | 0.4984 | 0.51228 | 0.48347 | 0.80568 | 0.64396 | 0.67522
774 | 2004-02-02 | 06:00 | 0.70404 | 0.4984 | 0.70404 | 0.65768 | 0.54908 | 0.55668 | 0.60014 | 0.57477 | 0.56728 | 0.51228 | 0.78708 | 0.62755 | 0.67678
775 | 2004-02-02 | 07:00 | 0.78792 | 0.57477 | 0.78792 | 0.70404 | 0.55668 | 0.58284 | 0.69589 | 0.61035 | 0.61195 | 0.56728 | 0.77393 | 0.61295 | 0.66919
776 | 2004-02-02 | 08:00 | 0.82514 | 0.61035 | 0.82514 | 0.78792 | 0.58284 | 0.65843 | 0.74979 | 0.59424 | 0.62251 | 0.61195 | 0.76347 | 0.60092 | 0.66475
777 | 2004-02-02 | 09:00 | 0.81497 | 0.59424 | 0.81497 | 0.82514 | 0.65843 | 0.70911 | 0.75668 | 0.58432 | 0.62447 | 0.62251 | 0.75647 | 0.59148 | 0.65646
778 | 2004-02-02 | 10:00 | 0.7916 | 0.58432 | 0.7916 | 0.81497 | 0.70911 | 0.72926 | 0.75402 | 0.57241 | 0.62545 | 0.62447 | 0.75775 | 0.58847 | 0.64799
779 | 2004-02-02 | 11:00 | 0.77106 | 0.57241 | 0.77106 | 0.7916 | 0.72926 | 0.73844 | 0.75041 | 0.55676 | 0.62078 | 0.62545 | 0.77837 | 0.60192 | 0.65805
780 | 2004-02-02 | 12:00 | 0.75104 | 0.55676 | 0.75104 | 0.77106 | 0.73844 | 0.74203 | 0.74026 | 0.53966 | 0.61604 | 0.62078 | 0.83051 | 0.64164 | 0.70478
781 | 2004-02-02 | 13:00 | 0.73048 | 0.53966 | 0.73048 | 0.75104 | 0.74203 | 0.73404 | 0.7252 | 0.52312 | 0.60231 | 0.61604 | 0.84302 | 0.68294 | 0.72419
782 | 2004-02-02 | 14:00 | 0.71918 | 0.52312 | 0.71918 | 0.73048 | 0.73404 | 0.72979 | 0.71492 | 0.50803 | 0.59513 | 0.60231 | 0.8275 | 0.68075 | 0.70877
783 | 2004-02-02 | 15:00 | 0.70862 | 0.50803 | 0.70862 | 0.71918 | 0.72979 | 0.72451 | 0.70347 | 0.5005 | 0.58371 | 0.59513 | 0.80036 | 0.66849 | 0.68285
784 | 2004-02-02 | 16:00 | 0.70562 | 0.5005 | 0.70562 | 0.70862 | 0.72451 | 0.71909 | 0.7007 | 0.50004 | 0.58366 | 0.58371 | 0.75253 | 0.63756 | 0.64007
785 | 2004-02-02 | 17:00 | 0.72202 | 0.50004 | 0.72202 | 0.70562 | 0.71909 | 0.70826 | 0.72661 | 0.51412 | 0.59969 | 0.58366 | 0.69006 | 0.59011 | 0.58481
786 | 2004-02-02 | 18:00 | 0.77395 | 0.51412 | 0.77395 | 0.72202 | 0.70826 | 0.72616 | 0.8015 | 0.56772 | 0.63601 | 0.59969 | 0.63664 | 0.546 | 0.53061
787 | 2004-02-02 | 19:00 | 0.80499 | 0.56772 | 0.80499 | 0.77395 | 0.72616 | 0.77333 | 0.8178 | 0.58484 | 0.64832 | 0.63601 | 0.60872 | 0.52384 | 0.49439
788 | 2004-02-02 | 20:00 | 0.79956 | 0.58484 | 0.79956 | 0.80499 | 0.77333 | 0.79102 | 0.80175 | 0.58747 | 0.64686 | 0.64832 | 0.59398 | 0.51402 | 0.47296
789 | 2004-02-02 | 21:00 | 0.78391 | 0.58747 | 0.78391 | 0.79956 | 0.79102 | 0.78237 | 0.7709 | 0.57219 | 0.63184 | 0.64686 | 0.59201 | 0.51183 | 0.46204
790 | 2004-02-02 | 22:00 | 0.75275 | 0.57219 | 0.75275 | 0.78391 | 0.78237 | 0.75841 | 0.72234 | 0.54099 | 0.60136 | 0.63184 | 0.5985 | 0.51522 | 0.45946
791 | 2004-02-02 | 23:00 | 0.70442 | 0.54099 | 0.70442 | 0.75275 | 0.75841 | 0.72078 | 0.65202 | 0.50445 | 0.56542 | 0.60136 | 0.62704 | 0.53021 | 0.47035
792 | 2004-02-03 | 00:00 | 0.65599 | 0.50445 | 0.65599 | 0.70442 | 0.72078 | 0.66486 | 0.59695 | 0.48985 | 0.54646 | 0.56542 | 0.69315 | 0.5731 | 0.50615
793 | 2004-02-03 | 01:00 | 0.62704 | 0.48985 | 0.62704 | 0.65599 | 0.66486 | 0.60964 | 0.56241 | 0.487 | 0.54054 | 0.54646 | 0.79051 | 0.62735 | 0.58172
794 | 2004-02-03 | 02:00 | 0.61299 | 0.487 | 0.61299 | 0.62704 | 0.60964 | 0.57162 | 0.54623 | 0.4897 | 0.53899 | 0.54054 | 0.83352 | 0.65512 | 0.63019
795 | 2004-02-03 | 03:00 | 0.60758 | 0.4897 | 0.60758 | 0.61299 | 0.57162 | 0.55235 | 0.53831 | 0.49912 | 0.54216 | 0.53899 | 0.81606 | 0.64897 | 0.64791
796 | 2004-02-03 | 04:00 | 0.60746 | 0.49912 | 0.60746 | 0.60758 | 0.55235 | 0.54173 | 0.53952 | 0.51863 | 0.55422 | 0.54216 | 0.79192 | 0.64894 | 0.65902
797 | 2004-02-03 | 05:00 | 0.61734 | 0.51863 | 0.61734 | 0.60746 | 0.54173 | 0.53892 | 0.55407 | 0.56809 | 0.58647 | 0.55422 | 0.76799 | 0.6459 | 0.66364
798 | 2004-02-03 | 06:00 | 0.65372 | 0.56809 | 0.65372 | 0.61734 | 0.53892 | 0.54627 | 0.60076 | 0.64753 | 0.64358 | 0.58647 | 0.7463 | 0.63761 | 0.66225
799 | 2004-02-03 | 07:00 | 0.72062 | 0.64753 | 0.72062 | 0.65372 | 0.54627 | 0.57887 | 0.69779 | 0.67106 | 0.68225 | 0.64358 | 0.73105 | 0.62854 | 0.65655
800 | 2004-02-03 | 08:00 | 0.75848 | 0.67106 | 0.75848 | 0.72062 | 0.57887 | 0.65234 | 0.75228 | 0.64077 | 0.67749 | 0.68225 | 0.72229 | 0.61888 | 0.65116
801 | 2004-02-03 | 09:00 | 0.76549 | 0.64077 | 0.76549 | 0.75848 | 0.65234 | 0.70868 | 0.76261 | 0.61525 | 0.66193 | 0.67749 | 0.71974 | 0.61049 | 0.64492
802 | 2004-02-03 | 10:00 | 0.76885 | 0.61525 | 0.76885 | 0.76549 | 0.70868 | 0.72806 | 0.76281 | 0.59206 | 0.64201 | 0.66193 | 0.72152 | 0.60705 | 0.63791
803 | 2004-02-03 | 11:00 | 0.77249 | 0.59206 | 0.77249 | 0.76885 | 0.72806 | 0.74037 | 0.76207 | 0.56927 | 0.62161 | 0.64201 | 0.74824 | 0.62007 | 0.64276
804 | 2004-02-03 | 12:00 | 0.77187 | 0.56927 | 0.77187 | 0.77249 | 0.74037 | 0.74853 | 0.75755 | 0.54959 | 0.60154 | 0.62161 | 0.79993 | 0.65729 | 0.68692
805 | 2004-02-03 | 13:00 | 0.76693 | 0.54959 | 0.76693 | 0.77187 | 0.74853 | 0.74758 | 0.74946 | 0.53682 | 0.58451 | 0.60154 | 0.81255 | 0.69059 | 0.71598
806 | 2004-02-03 | 14:00 | 0.75845 | 0.53682 | 0.75845 | 0.76693 | 0.74758 | 0.74663 | 0.74295 | 0.52467 | 0.57153 | 0.58451 | 0.80033 | 0.68396 | 0.70255
807 | 2004-02-03 | 15:00 | 0.74772 | 0.52467 | 0.74772 | 0.75845 | 0.74663 | 0.74635 | 0.73744 | 0.52104 | 0.5639 | 0.57153 | 0.77089 | 0.67559 | 0.67923
808 | 2004-02-03 | 16:00 | 0.74093 | 0.52104 | 0.74093 | 0.74772 | 0.74635 | 0.7441 | 0.74175 | 0.52995 | 0.5688 | 0.5639 | 0.72658 | 0.64227 | 0.63882
809 | 2004-02-03 | 17:00 | 0.74755 | 0.52995 | 0.74755 | 0.74093 | 0.7441 | 0.74575 | 0.77306 | 0.55338 | 0.59028 | 0.5688 | 0.66363 | 0.59616 | 0.58125
810 | 2004-02-03 | 18:00 | 0.78267 | 0.55338 | 0.78267 | 0.74755 | 0.74575 | 0.7645 | 0.82642 | 0.59806 | 0.62614 | 0.59028 | 0.61413 | 0.55273 | 0.52791
811 | 2004-02-03 | 19:00 | 0.79924 | 0.59806 | 0.79924 | 0.78267 | 0.7645 | 0.80459 | 0.82837 | 0.60368 | 0.63627 | 0.62614 | 0.58413 | 0.53233 | 0.49297
812 | 2004-02-03 | 20:00 | 0.7898 | 0.60368 | 0.7898 | 0.79924 | 0.80459 | 0.80695 | 0.80673 | 0.59958 | 0.63209 | 0.63627 | 0.57133 | 0.52237 | 0.47101
813 | 2004-02-03 | 21:00 | 0.76791 | 0.59958 | 0.76791 | 0.7898 | 0.80695 | 0.78557 | 0.76986 | 0.57869 | 0.61677 | 0.63209 | 0.568 | 0.52137 | 0.46058
814 | 2004-02-03 | 22:00 | 0.73351 | 0.57869 | 0.73351 | 0.76791 | 0.78557 | 0.7512 | 0.71484 | 0.53749 | 0.58291 | 0.61677 | 0.57341 | 0.5254 | 0.45752
815 | 2004-02-03 | 23:00 | 0.68123 | 0.53749 | 0.68123 | 0.73351 | 0.7512 | 0.71199 | 0.64198 | 0.49252 | 0.54301 | 0.58291 | 0.60287 | 0.54369 | 0.46871
816 | 2004-02-04 | 00:00 | 0.62894 | 0.49252 | 0.62894 | 0.68123 | 0.71199 | 0.65593 | 0.57808 | 0.46758 | 0.51818 | 0.54301 | 0.67045 | 0.587 | 0.50673
817 | 2004-02-04 | 01:00 | 0.5936 | 0.46758 | 0.5936 | 0.62894 | 0.65593 | 0.59927 | 0.53587 | 0.45811 | 0.50571 | 0.51818 | 0.7632 | 0.641 | 0.58122
818 | 2004-02-04 | 02:00 | 0.57849 | 0.45811 | 0.57849 | 0.5936 | 0.59927 | 0.55678 | 0.51389 | 0.4536 | 0.50081 | 0.50571 | 0.80648 | 0.66506 | 0.62645
819 | 2004-02-04 | 03:00 | 0.57212 | 0.4536 | 0.57212 | 0.57849 | 0.55678 | 0.53361 | 0.50622 | 0.45514 | 0.50035 | 0.50081 | 0.7895 | 0.65751 | 0.64486
820 | 2004-02-04 | 04:00 | 0.57304 | 0.45514 | 0.57304 | 0.57212 | 0.53361 | 0.5201 | 0.50576 | 0.46558 | 0.50967 | 0.50035 | 0.76815 | 0.64658 | 0.65581
821 | 2004-02-04 | 05:00 | 0.58596 | 0.46558 | 0.58596 | 0.57304 | 0.5201 | 0.51535 | 0.518 | 0.50716 | 0.536 | 0.50967 | 0.74856 | 0.63753 | 0.65789
822 | 2004-02-04 | 06:00 | 0.62473 | 0.50716 | 0.62473 | 0.58596 | 0.51535 | 0.522 | 0.56543 | 0.57806 | 0.59288 | 0.536 | 0.72583 | 0.62879 | 0.65766
823 | 2004-02-04 | 07:00 | 0.6978 | 0.57806 | 0.6978 | 0.62473 | 0.522 | 0.55756 | 0.65778 | 0.60435 | 0.63614 | 0.59288 | 0.71609 | 0.61624 | 0.65444
824 | 2004-02-04 | 08:00 | 0.73705 | 0.60435 | 0.73705 | 0.6978 | 0.55756 | 0.63226 | 0.7075 | 0.59189 | 0.64067 | 0.63614 | 0.70672 | 0.61056 | 0.65019
825 | 2004-02-04 | 09:00 | 0.74215 | 0.59189 | 0.74215 | 0.73705 | 0.63226 | 0.68364 | 0.71558 | 0.59417 | 0.63905 | 0.64067 | 0.69996 | 0.60535 | 0.64074
826 | 2004-02-04 | 10:00 | 0.73259 | 0.59417 | 0.73259 | 0.74215 | 0.68364 | 0.70362 | 0.71985 | 0.59859 | 0.64088 | 0.63905 | 0.7034 | 0.60712 | 0.63502
827 | 2004-02-04 | 11:00 | 0.72309 | 0.59859 | 0.72309 | 0.73259 | 0.70362 | 0.71653 | 0.71679 | 0.59503 | 0.6365 | 0.64088 | 0.72722 | 0.62117 | 0.63376
828 | 2004-02-04 | 12:00 | 0.71183 | 0.59503 | 0.71183 | 0.72309 | 0.71653 | 0.72096 | 0.71206 | 0.59023 | 0.63104 | 0.6365 | 0.78393 | 0.65918 | 0.67075
829 | 2004-02-04 | 13:00 | 0.69872 | 0.59023 | 0.69872 | 0.71183 | 0.72096 | 0.71843 | 0.70468 | 0.58588 | 0.62836 | 0.63104 | 0.80366 | 0.69158 | 0.70757
830 | 2004-02-04 | 14:00 | 0.6926 | 0.58588 | 0.6926 | 0.69872 | 0.71843 | 0.71301 | 0.69638 | 0.58026 | 0.62406 | 0.62836 | 0.79022 | 0.68939 | 0.69641
831 | 2004-02-04 | 15:00 | 0.68142 | 0.58026 | 0.68142 | 0.6926 | 0.71301 | 0.70875 | 0.68726 | 0.58322 | 0.62238 | 0.62406 | 0.77084 | 0.67557 | 0.67617
832 | 2004-02-04 | 16:00 | 0.67881 | 0.58322 | 0.67881 | 0.68142 | 0.70875 | 0.70355 | 0.68656 | 0.59364 | 0.6281 | 0.62238 | 0.72759 | 0.64618 | 0.63886
833 | 2004-02-04 | 17:00 | 0.69085 | 0.59364 | 0.69085 | 0.67881 | 0.70355 | 0.70422 | 0.71081 | 0.61006 | 0.64624 | 0.6281 | 0.67159 | 0.59731 | 0.58746
834 | 2004-02-04 | 18:00 | 0.74096 | 0.61006 | 0.74096 | 0.69085 | 0.70422 | 0.71997 | 0.78081 | 0.63181 | 0.66855 | 0.64624 | 0.62594 | 0.55196 | 0.53178
835 | 2004-02-04 | 19:00 | 0.78072 | 0.63181 | 0.78072 | 0.74096 | 0.71997 | 0.7652 | 0.80299 | 0.62728 | 0.66829 | 0.66855 | 0.59736 | 0.53141 | 0.49647
836 | 2004-02-04 | 20:00 | 0.77838 | 0.62728 | 0.77838 | 0.78072 | 0.7652 | 0.78574 | 0.78914 | 0.6144 | 0.65327 | 0.66829 | 0.58788 | 0.52346 | 0.47607
837 | 2004-02-04 | 21:00 | 0.77012 | 0.6144 | 0.77012 | 0.77838 | 0.78574 | 0.77188 | 0.76161 | 0.58806 | 0.63124 | 0.65327 | 0.58733 | 0.52276 | 0.46945
838 | 2004-02-04 | 22:00 | 0.741 | 0.58806 | 0.741 | 0.77012 | 0.77188 | 0.75029 | 0.71517 | 0.54382 | 0.59229 | 0.63124 | 0.59451 | 0.52737 | 0.46132
839 | 2004-02-04 | 23:00 | 0.69464 | 0.54382 | 0.69464 | 0.741 | 0.75029 | 0.71357 | 0.64994 | 0.501 | 0.55208 | 0.59229 | 0.62725 | 0.54685 | 0.47393
840 | 2004-02-05 | 00:00 | 0.6474 | 0.501 | 0.6474 | 0.69464 | 0.71357 | 0.66071 | 0.58542 | 0.47226 | 0.51908 | 0.55208 | 0.70393 | 0.59098 | 0.50071
841 | 2004-02-05 | 01:00 | 0.61654 | 0.47226 | 0.61654 | 0.6474 | 0.66071 | 0.60518 | 0.54905 | 0.4614 | 0.5148 | 0.51908 | 0.80363 | 0.64745 | 0.58997
842 | 2004-02-05 | 02:00 | 0.60425 | 0.4614 | 0.60425 | 0.61654 | 0.60518 | 0.56519 | 0.53197 | 0.45572 | 0.50826 | 0.5148 | 0.84832 | 0.6721 | 0.63485
843 | 2004-02-05 | 03:00 | 0.59972 | 0.45572 | 0.59972 | 0.60425 | 0.56519 | 0.54514 | 0.52567 | 0.45761 | 0.50774 | 0.50826 | 0.82745 | 0.65808 | 0.64863
844 | 2004-02-05 | 04:00 | 0.60549 | 0.45761 | 0.60549 | 0.59972 | 0.54514 | 0.53441 | 0.5267 | 0.46748 | 0.51238 | 0.50774 | 0.80435 | 0.64814 | 0.65613
845 | 2004-02-05 | 05:00 | 0.6214 | 0.46748 | 0.6214 | 0.60549 | 0.53441 | 0.53174 | 0.54192 | 0.50663 | 0.53714 | 0.51238 | 0.77859 | 0.6396 | 0.65984
846 | 2004-02-05 | 06:00 | 0.66627 | 0.50663 | 0.66627 | 0.6214 | 0.53174 | 0.54029 | 0.594 | 0.57632 | 0.58382 | 0.53714 | 0.75639 | 0.62961 | 0.66019
847 | 2004-02-05 | 07:00 | 0.74376 | 0.57632 | 0.74376 | 0.66627 | 0.54029 | 0.57588 | 0.69157 | 0.60052 | 0.62336 | 0.58382 | 0.73789 | 0.61748 | 0.6552
848 | 2004-02-05 | 08:00 | 0.77844 | 0.60052 | 0.77844 | 0.74376 | 0.57588 | 0.65354 | 0.74274 | 0.58543 | 0.62846 | 0.62336 | 0.72503 | 0.61305 | 0.65233
849 | 2004-02-05 | 09:00 | 0.76994 | 0.58543 | 0.76994 | 0.77844 | 0.65354 | 0.70327 | 0.74689 | 0.57927 | 0.63189 | 0.62846 | 0.71798 | 0.6065 | 0.64583
850 | 2004-02-05 | 10:00 | 0.76184 | 0.57927 | 0.76184 | 0.76994 | 0.70327 | 0.72068 | 0.74291 | 0.57101 | 0.63155 | 0.63189 | 0.72157 | 0.60839 | 0.63865
851 | 2004-02-05 | 11:00 | 0.7576 | 0.57101 | 0.7576 | 0.76184 | 0.72068 | 0.73081 | 0.73889 | 0.55947 | 0.6272 | 0.63155 | 0.74681 | 0.62416 | 0.63712
852 | 2004-02-05 | 12:00 | 0.75053 | 0.55947 | 0.75053 | 0.7576 | 0.73081 | 0.73453 | 0.73142 | 0.54787 | 0.61646 | 0.6272 | 0.79801 | 0.6593 | 0.67003
853 | 2004-02-05 | 13:00 | 0.73984 | 0.54787 | 0.73984 | 0.75053 | 0.73453 | 0.73161 | 0.71737 | 0.53558 | 0.61066 | 0.61646 | 0.81758 | 0.69806 | 0.70278
854 | 2004-02-05 | 14:00 | 0.73498 | 0.53558 | 0.73498 | 0.73984 | 0.73161 | 0.72521 | 0.71388 | 0.52518 | 0.6018 | 0.61066 | 0.8027 | 0.69405 | 0.6895
855 | 2004-02-05 | 15:00 | 0.7298 | 0.52518 | 0.7298 | 0.73498 | 0.72521 | 0.72286 | 0.71003 | 0.51783 | 0.59404 | 0.6018 | 0.77494 | 0.68426 | 0.67103
856 | 2004-02-05 | 16:00 | 0.73082 | 0.51783 | 0.73082 | 0.7298 | 0.72286 | 0.72082 | 0.71455 | 0.5224 | 0.59626 | 0.59404 | 0.73203 | 0.65462 | 0.63574
857 | 2004-02-05 | 17:00 | 0.74556 | 0.5224 | 0.74556 | 0.73082 | 0.72082 | 0.72469 | 0.73909 | 0.53411 | 0.61058 | 0.59626 | 0.67156 | 0.60884 | 0.58102
858 | 2004-02-05 | 18:00 | 0.7841 | 0.53411 | 0.7841 | 0.74556 | 0.72469 | 0.73918 | 0.79905 | 0.56919 | 0.63699 | 0.61058 | 0.62219 | 0.5654 | 0.52592
859 | 2004-02-05 | 19:00 | 0.80498 | 0.56919 | 0.80498 | 0.7841 | 0.73918 | 0.78222 | 0.81042 | 0.57472 | 0.63962 | 0.63699 | 0.59057 | 0.54473 | 0.48967
860 | 2004-02-05 | 20:00 | 0.79683 | 0.57472 | 0.79683 | 0.80498 | 0.78222 | 0.79309 | 0.79201 | 0.56845 | 0.62833 | 0.63962 | 0.57796 | 0.53796 | 0.47135
861 | 2004-02-05 | 21:00 | 0.77788 | 0.56845 | 0.77788 | 0.79683 | 0.79309 | 0.77614 | 0.75286 | 0.55132 | 0.61056 | 0.62833 | 0.57298 | 0.53721 | 0.46173
862 | 2004-02-05 | 22:00 | 0.74581 | 0.55132 | 0.74581 | 0.77788 | 0.77614 | 0.74888 | 0.70547 | 0.51824 | 0.57709 | 0.61056 | 0.5819 | 0.54344 | 0.45946
863 | 2004-02-05 | 23:00 | 0.69813 | 0.51824 | 0.69813 | 0.74581 | 0.74888 | 0.71108 | 0.64393 | 0.47623 | 0.54208 | 0.57709 | 0.60356 | 0.56281 | 0.46902
864 | 2004-02-06 | 00:00 | 0.64738 | 0.47623 | 0.64738 | 0.69813 | 0.71108 | 0.65835 | 0.58501 | 0.45478 | 0.52098 | 0.54208 | 0.66744 | 0.60732 | 0.50617
865 | 2004-02-06 | 01:00 | 0.61244 | 0.45478 | 0.61244 | 0.64738 | 0.65835 | 0.60215 | 0.54541 | 0.44539 | 0.50697 | 0.52098 | 0.76275 | 0.65943 | 0.57872
866 | 2004-02-06 | 02:00 | 0.59584 | 0.44539 | 0.59584 | 0.61244 | 0.60215 | 0.56227 | 0.52471 | 0.44462 | 0.50267 | 0.50697 | 0.8076 | 0.68331 | 0.62307
867 | 2004-02-06 | 03:00 | 0.59094 | 0.44462 | 0.59094 | 0.59584 | 0.56227 | 0.53948 | 0.51684 | 0.45164 | 0.50228 | 0.50267 | 0.79977 | 0.66857 | 0.64231
868 | 2004-02-06 | 04:00 | 0.58981 | 0.45164 | 0.58981 | 0.59094 | 0.53948 | 0.52787 | 0.51563 | 0.46956 | 0.51191 | 0.50228 | 0.78284 | 0.65108 | 0.6509
869 | 2004-02-06 | 05:00 | 0.60059 | 0.46956 | 0.60059 | 0.58981 | 0.52787 | 0.52576 | 0.52749 | 0.51738 | 0.53915 | 0.51191 | 0.77036 | 0.63796 | 0.65632
870 | 2004-02-06 | 06:00 | 0.63367 | 0.51738 | 0.63367 | 0.60059 | 0.52576 | 0.5335 | 0.57468 | 0.5981 | 0.59033 | 0.53915 | 0.75538 | 0.62259 | 0.6564
871 | 2004-02-06 | 07:00 | 0.69426 | 0.5981 | 0.69426 | 0.63367 | 0.5335 | 0.56754 | 0.66118 | 0.62583 | 0.63106 | 0.59033 | 0.73826 | 0.60655 | 0.64993
872 | 2004-02-06 | 08:00 | 0.73949 | 0.62583 | 0.73949 | 0.69426 | 0.56754 | 0.63008 | 0.72027 | 0.60853 | 0.64155 | 0.63106 | 0.72794 | 0.59731 | 0.64207
873 | 2004-02-06 | 09:00 | 0.76111 | 0.60853 | 0.76111 | 0.73949 | 0.63008 | 0.68195 | 0.74627 | 0.59984 | 0.64199 | 0.64155 | 0.72243 | 0.58792 | 0.63632
874 | 2004-02-06 | 10:00 | 0.77116 | 0.59984 | 0.77116 | 0.76111 | 0.68195 | 0.71843 | 0.7602 | 0.58921 | 0.64204 | 0.64199 | 0.72016 | 0.58127 | 0.62491
875 | 2004-02-06 | 11:00 | 0.7808 | 0.58921 | 0.7808 | 0.77116 | 0.71843 | 0.7429 | 0.77476 | 0.5727 | 0.63364 | 0.64204 | 0.73978 | 0.58929 | 0.61979
876 | 2004-02-06 | 12:00 | 0.77865 | 0.5727 | 0.77865 | 0.7808 | 0.7429 | 0.76091 | 0.77928 | 0.5522 | 0.62439 | 0.63364 | 0.78274 | 0.62055 | 0.64988
877 | 2004-02-06 | 13:00 | 0.77114 | 0.5522 | 0.77114 | 0.77865 | 0.76091 | 0.76503 | 0.77442 | 0.53737 | 0.61393 | 0.62439 | 0.79205 | 0.65738 | 0.67721
878 | 2004-02-06 | 14:00 | 0.76425 | 0.53737 | 0.76425 | 0.77114 | 0.76503 | 0.75993 | 0.76804 | 0.52201 | 0.60633 | 0.61393 | 0.77579 | 0.65614 | 0.66009
879 | 2004-02-06 | 15:00 | 0.75542 | 0.52201 | 0.75542 | 0.76425 | 0.75993 | 0.7562 | 0.75821 | 0.51083 | 0.59976 | 0.60633 | 0.75245 | 0.64927 | 0.63733
880 | 2004-02-06 | 16:00 | 0.74451 | 0.51083 | 0.74451 | 0.75542 | 0.7562 | 0.74625 | 0.7529 | 0.51086 | 0.60188 | 0.59976 | 0.71497 | 0.63268 | 0.60778
881 | 2004-02-06 | 17:00 | 0.74872 | 0.51086 | 0.74872 | 0.74451 | 0.74625 | 0.74526 | 0.77077 | 0.52564 | 0.61295 | 0.60188 | 0.66709 | 0.60012 | 0.56773
882 | 2004-02-06 | 18:00 | 0.77537 | 0.52564 | 0.77537 | 0.74872 | 0.74526 | 0.75335 | 0.80859 | 0.57374 | 0.63756 | 0.61295 | 0.62195 | 0.56643 | 0.52234
883 | 2004-02-06 | 19:00 | 0.77973 | 0.57374 | 0.77973 | 0.77537 | 0.75335 | 0.77477 | 0.79723 | 0.58757 | 0.64433 | 0.63756 | 0.59236 | 0.54531 | 0.48697
884 | 2004-02-06 | 20:00 | 0.76082 | 0.58757 | 0.76082 | 0.77973 | 0.77477 | 0.77188 | 0.76501 | 0.58876 | 0.63794 | 0.64433 | 0.57663 | 0.53557 | 0.46366
885 | 2004-02-06 | 21:00 | 0.73687 | 0.58876 | 0.73687 | 0.76082 | 0.77188 | 0.74807 | 0.73055 | 0.58258 | 0.62715 | 0.63794 | 0.57194 | 0.5321 | 0.4522
886 | 2004-02-06 | 22:00 | 0.70552 | 0.58258 | 0.70552 | 0.73687 | 0.74807 | 0.71885 | 0.68502 | 0.56473 | 0.60723 | 0.62715 | 0.56928 | 0.53452 | 0.44755
887 | 2004-02-06 | 23:00 | 0.66574 | 0.56473 | 0.66574 | 0.70552 | 0.71885 | 0.68375 | 0.63083 | 0.5406 | 0.5807 | 0.60723 | 0.58357 | 0.54326 | 0.45026
888 | 2004-02-07 | 00:00 | 0.6198 | 0.5406 | 0.6198 | 0.66574 | 0.68375 | 0.63936 | 0.57472 | 0.52452 | 0.55847 | 0.5807 | 0.60734 | 0.56257 | 0.46736
889 | 2004-02-07 | 01:00 | 0.58028 | 0.52452 | 0.58028 | 0.6198 | 0.63936 | 0.59146 | 0.53268 | 0.51952 | 0.5487 | 0.55847 | 0.64998 | 0.58336 | 0.49515
890 | 2004-02-07 | 02:00 | 0.56127 | 0.51952 | 0.56127 | 0.58028 | 0.59146 | 0.55003 | 0.51107 | 0.5207 | 0.54497 | 0.5487 | 0.69738 | 0.60222 | 0.51955
891 | 2004-02-07 | 03:00 | 0.54985 | 0.5207 | 0.54985 | 0.56127 | 0.55003 | 0.52467 | 0.49801 | 0.5272 | 0.54504 | 0.54497 | 0.73544 | 0.61258 | 0.55305
892 | 2004-02-07 | 04:00 | 0.54499 | 0.5272 | 0.54499 | 0.54985 | 0.52467 | 0.50937 | 0.49274 | 0.5394 | 0.55262 | 0.54504 | 0.74758 | 0.61385 | 0.57197
893 | 2004-02-07 | 05:00 | 0.54734 | 0.5394 | 0.54734 | 0.54499 | 0.50937 | 0.50195 | 0.49494 | 0.56275 | 0.5679 | 0.55262 | 0.73483 | 0.60423 | 0.58055
894 | 2004-02-07 | 06:00 | 0.56105 | 0.56275 | 0.56105 | 0.54734 | 0.50195 | 0.50069 | 0.51161 | 0.5966 | 0.59064 | 0.5679 | 0.71476 | 0.59036 | 0.5777
895 | 2004-02-07 | 07:00 | 0.58529 | 0.5966 | 0.58529 | 0.56105 | 0.50069 | 0.51205 | 0.54615 | 0.62251 | 0.61321 | 0.59064 | 0.69483 | 0.57258 | 0.56917
896 | 2004-02-07 | 08:00 | 0.61172 | 0.62251 | 0.61172 | 0.58529 | 0.51205 | 0.53758 | 0.58492 | 0.62623 | 0.62681 | 0.61321 | 0.67654 | 0.55681 | 0.55898
897 | 2004-02-07 | 09:00 | 0.64039 | 0.62623 | 0.64039 | 0.61172 | 0.53758 | 0.56575 | 0.63365 | 0.60899 | 0.62983 | 0.62681 | 0.66621 | 0.54785 | 0.55035
898 | 2004-02-07 | 10:00 | 0.66472 | 0.60899 | 0.66472 | 0.64039 | 0.56575 | 0.60859 | 0.66719 | 0.58083 | 0.62334 | 0.62983 | 0.66685 | 0.54291 | 0.5419
899 | 2004-02-07 | 11:00 | 0.6713 | 0.58083 | 0.6713 | 0.66472 | 0.60859 | 0.63887 | 0.68021 | 0.54713 | 0.60723 | 0.62334 | 0.68724 | 0.55293 | 0.54725
900 | 2004-02-07 | 12:00 | 0.66584 | 0.54713 | 0.66584 | 0.6713 | 0.63887 | 0.65417 | 0.68042 | 0.51549 | 0.58513 | 0.60723 | 0.73355 | 0.58949 | 0.5891
901 | 2004-02-07 | 13:00 | 0.65455 | 0.51549 | 0.65455 | 0.66584 | 0.65417 | 0.65776 | 0.66603 | 0.48902 | 0.56238 | 0.58513 | 0.75138 | 0.62944 | 0.6315
902 | 2004-02-07 | 14:00 | 0.64268 | 0.48902 | 0.64268 | 0.65455 | 0.65776 | 0.65733 | 0.64882 | 0.46739 | 0.54525 | 0.56238 | 0.74021 | 0.63166 | 0.62361
903 | 2004-02-07 | 15:00 | 0.63478 | 0.46739 | 0.63478 | 0.64268 | 0.65733 | 0.65195 | 0.63841 | 0.45363 | 0.53268 | 0.54525 | 0.72115 | 0.62115 | 0.59801
904 | 2004-02-07 | 16:00 | 0.63376 | 0.45363 | 0.63376 | 0.63478 | 0.65195 | 0.64503 | 0.63418 | 0.45155 | 0.53137 | 0.53268 | 0.69198 | 0.60376 | 0.59505
905 | 2004-02-07 | 17:00 | 0.64563 | 0.45155 | 0.64563 | 0.63376 | 0.64503 | 0.64527 | 0.65289 | 0.4671 | 0.54819 | 0.53137 | 0.6537 | 0.57492 | 0.54832
906 | 2004-02-07 | 18:00 | 0.68444 | 0.4671 | 0.68444 | 0.64563 | 0.64527 | 0.65871 | 0.70775 | 0.51371 | 0.58969 | 0.54819 | 0.61626 | 0.54194 | 0.50989
907 | 2004-02-07 | 19:00 | 0.71654 | 0.51371 | 0.71654 | 0.68444 | 0.65871 | 0.69557 | 0.71844 | 0.53612 | 0.60901 | 0.58969 | 0.58953 | 0.52167 | 0.47979
908 | 2004-02-07 | 20:00 | 0.71208 | 0.53612 | 0.71208 | 0.71654 | 0.69557 | 0.71677 | 0.70372 | 0.5402 | 0.61185 | 0.60901 | 0.57604 | 0.51278 | 0.45562
909 | 2004-02-07 | 21:00 | 0.70323 | 0.5402 | 0.70323 | 0.71208 | 0.71677 | 0.70446 | 0.6832 | 0.53915 | 0.60646 | 0.61185 | 0.57178 | 0.50897 | 0.44373
910 | 2004-02-07 | 22:00 | 0.68685 | 0.53915 | 0.68685 | 0.70323 | 0.70446 | 0.68786 | 0.65454 | 0.52699 | 0.59227 | 0.60646 | 0.57343 | 0.51016 | 0.43913
911 | 2004-02-07 | 23:00 | 0.65945 | 0.52699 | 0.65945 | 0.68685 | 0.68786 | 0.66648 | 0.61656 | 0.5067 | 0.57034 | 0.59227 | 0.58405 | 0.51781 | 0.43865
912 | 2004-02-08 | 00:00 | 0.62926 | 0.5067 | 0.62926 | 0.65945 | 0.66648 | 0.6362 | 0.57298 | 0.49262 | 0.55478 | 0.57034 | 0.60729 | 0.53367 | 0.44901
913 | 2004-02-08 | 01:00 | 0.60059 | 0.49262 | 0.60059 | 0.62926 | 0.6362 | 0.60141 | 0.54026 | 0.4849 | 0.54667 | 0.55478 | 0.64362 | 0.55086 | 0.46947
914 | 2004-02-08 | 02:00 | 0.58405 | 0.4849 | 0.58405 | 0.60059 | 0.60141 | 0.56895 | 0.52003 | 0.48373 | 0.54293 | 0.54667 | 0.68327 | 0.5676 | 0.48555
915 | 2004-02-08 | 03:00 | 0.57839 | 0.48373 | 0.57839 | 0.58405 | 0.56895 | 0.54482 | 0.51157 | 0.48513 | 0.5444 | 0.54293 | 0.71508 | 0.58301 | 0.51151
916 | 2004-02-08 | 04:00 | 0.57805 | 0.48513 | 0.57805 | 0.57839 | 0.54482 | 0.53223 | 0.51003 | 0.48965 | 0.54723 | 0.5444 | 0.72357 | 0.59153 | 0.52884
917 | 2004-02-08 | 05:00 | 0.58528 | 0.48965 | 0.58528 | 0.57805 | 0.53223 | 0.52671 | 0.51518 | 0.50102 | 0.55756 | 0.54723 | 0.71287 | 0.58819 | 0.53872
918 | 2004-02-08 | 06:00 | 0.6002 | 0.50102 | 0.6002 | 0.58528 | 0.52671 | 0.52474 | 0.53305 | 0.52177 | 0.57253 | 0.55756 | 0.69717 | 0.57858 | 0.53987
919 | 2004-02-08 | 07:00 | 0.62469 | 0.52177 | 0.62469 | 0.6002 | 0.52474 | 0.53346 | 0.56091 | 0.54171 | 0.59002 | 0.57253 | 0.67372 | 0.56767 | 0.5366
920 | 2004-02-08 | 08:00 | 0.6437 | 0.54171 | 0.6437 | 0.62469 | 0.53346 | 0.55453 | 0.59255 | 0.55874 | 0.60193 | 0.59002 | 0.65911 | 0.55592 | 0.53082
921 | 2004-02-08 | 09:00 | 0.66727 | 0.55874 | 0.66727 | 0.6437 | 0.55453 | 0.57243 | 0.63671 | 0.55702 | 0.60417 | 0.60193 | 0.64947 | 0.54889 | 0.52648
922 | 2004-02-08 | 10:00 | 0.67959 | 0.55702 | 0.67959 | 0.66727 | 0.57243 | 0.60416 | 0.66595 | 0.5428 | 0.59381 | 0.60417 | 0.65086 | 0.54715 | 0.52288
923 | 2004-02-08 | 11:00 | 0.68055 | 0.5428 | 0.68055 | 0.67959 | 0.60416 | 0.62955 | 0.68046 | 0.52522 | 0.57745 | 0.59381 | 0.67353 | 0.56214 | 0.53372
924 | 2004-02-08 | 12:00 | 0.67403 | 0.52522 | 0.67403 | 0.68055 | 0.62955 | 0.64453 | 0.68697 | 0.51093 | 0.56279 | 0.57745 | 0.72924 | 0.60468 | 0.58163
925 | 2004-02-08 | 13:00 | 0.66513 | 0.51093 | 0.66513 | 0.67403 | 0.64453 | 0.65185 | 0.68287 | 0.50347 | 0.54852 | 0.56279 | 0.7677 | 0.65161 | 0.63601
926 | 2004-02-08 | 14:00 | 0.65123 | 0.50347 | 0.65123 | 0.66513 | 0.65185 | 0.649 | 0.66881 | 0.49857 | 0.535 | 0.54852 | 0.7627 | 0.65631 | 0.63098
927 | 2004-02-08 | 15:00 | 0.63663 | 0.49857 | 0.63663 | 0.65123 | 0.649 | 0.64253 | 0.65554 | 0.49636 | 0.53013 | 0.535 | 0.74345 | 0.64755 | 0.61496
928 | 2004-02-08 | 16:00 | 0.63157 | 0.49636 | 0.63157 | 0.63663 | 0.64253 | 0.63514 | 0.65401 | 0.50323 | 0.53363 | 0.53013 | 0.70678 | 0.62466 | 0.58713
929 | 2004-02-08 | 17:00 | 0.64591 | 0.50323 | 0.64591 | 0.63157 | 0.63514 | 0.63359 | 0.68034 | 0.52249 | 0.55298 | 0.53363 | 0.65607 | 0.58354 | 0.54657
930 | 2004-02-08 | 18:00 | 0.69436 | 0.52249 | 0.69436 | 0.64591 | 0.63359 | 0.64896 | 0.75095 | 0.55336 | 0.58881 | 0.55298 | 0.61312 | 0.54416 | 0.50115
931 | 2004-02-08 | 19:00 | 0.74434 | 0.55336 | 0.74434 | 0.69436 | 0.64896 | 0.69964 | 0.77791 | 0.55437 | 0.60182 | 0.58881 | 0.59129 | 0.52406 | 0.46858
932 | 2004-02-08 | 20:00 | 0.7472 | 0.55437 | 0.7472 | 0.74434 | 0.69964 | 0.73576 | 0.76567 | 0.54495 | 0.59732 | 0.60182 | 0.58506 | 0.51616 | 0.45107
933 | 2004-02-08 | 21:00 | 0.73969 | 0.54495 | 0.73969 | 0.7472 | 0.73576 | 0.72838 | 0.73889 | 0.52558 | 0.58106 | 0.59732 | 0.58751 | 0.51681 | 0.44476
934 | 2004-02-08 | 22:00 | 0.71677 | 0.52558 | 0.71677 | 0.73969 | 0.72838 | 0.71234 | 0.69307 | 0.49142 | 0.55339 | 0.58106 | 0.60013 | 0.5273 | 0.4461
935 | 2004-02-08 | 23:00 | 0.68431 | 0.49142 | 0.68431 | 0.71677 | 0.71234 | 0.68238 | 0.63895 | 0.45338 | 0.51781 | 0.55339 | 0.63233 | 0.54936 | 0.4603
936 | 2004-02-09 | 00:00 | 0.64578 | 0.45338 | 0.64578 | 0.68431 | 0.68238 | 0.64221 | 0.59035 | 0.42853 | 0.49759 | 0.51781 | 0.70789 | 0.59497 | 0.49767
937 | 2004-02-09 | 01:00 | 0.61812 | 0.42853 | 0.61812 | 0.64578 | 0.64221 | 0.59603 | 0.55196 | 0.41694 | 0.48623 | 0.49759 | 0.81175 | 0.65838 | 0.56737
938 | 2004-02-09 | 02:00 | 0.60861 | 0.41694 | 0.60861 | 0.61812 | 0.59603 | 0.56125 | 0.53749 | 0.41235 | 0.48358 | 0.48623 | 0.85974 | 0.68015 | 0.61167
939 | 2004-02-09 | 03:00 | 0.60681 | 0.41235 | 0.60681 | 0.60861 | 0.56125 | 0.54184 | 0.53446 | 0.41347 | 0.48533 | 0.48358 | 0.84443 | 0.66643 | 0.62991
940 | 2004-02-09 | 04:00 | 0.61059 | 0.41347 | 0.61059 | 0.60681 | 0.54184 | 0.53308 | 0.53421 | 0.42494 | 0.49587 | 0.48533 | 0.82008 | 0.65103 | 0.63596
941 | 2004-02-09 | 05:00 | 0.6271 | 0.42494 | 0.6271 | 0.61059 | 0.53308 | 0.53055 | 0.54814 | 0.46408 | 0.52441 | 0.49587 | 0.79591 | 0.6396 | 0.63849
942 | 2004-02-09 | 06:00 | 0.6689 | 0.46408 | 0.6689 | 0.6271 | 0.53055 | 0.53923 | 0.60022 | 0.53015 | 0.57998 | 0.52441 | 0.77047 | 0.62623 | 0.62996
943 | 2004-02-09 | 07:00 | 0.74737 | 0.53015 | 0.74737 | 0.6689 | 0.53923 | 0.57335 | 0.69771 | 0.55229 | 0.62156 | 0.57998 | 0.74755 | 0.612 | 0.61767
944 | 2004-02-09 | 08:00 | 0.78241 | 0.55229 | 0.78241 | 0.74737 | 0.57335 | 0.65002 | 0.75025 | 0.53945 | 0.62352 | 0.62156 | 0.72772 | 0.60286 | 0.61527
945 | 2004-02-09 | 09:00 | 0.77854 | 0.53945 | 0.77854 | 0.78241 | 0.65002 | 0.70098 | 0.75979 | 0.53722 | 0.61756 | 0.62352 | 0.71032 | 0.59126 | 0.61339
946 | 2004-02-09 | 10:00 | 0.76576 | 0.53722 | 0.76576 | 0.77854 | 0.70098 | 0.71941 | 0.75929 | 0.53264 | 0.6102 | 0.61756 | 0.70358 | 0.58964 | 0.60777
947 | 2004-02-09 | 11:00 | 0.75407 | 0.53264 | 0.75407 | 0.76576 | 0.71941 | 0.72936 | 0.75601 | 0.52781 | 0.60033 | 0.6102 | 0.72088 | 0.59988 | 0.60662
948 | 2004-02-09 | 12:00 | 0.73658 | 0.52781 | 0.73658 | 0.75407 | 0.72936 | 0.73263 | 0.74482 | 0.52174 | 0.5866 | 0.60033 | 0.78071 | 0.63597 | 0.63892
949 | 2004-02-09 | 13:00 | 0.71927 | 0.52174 | 0.71927 | 0.73658 | 0.73263 | 0.72975 | 0.73308 | 0.51547 | 0.57454 | 0.5866 | 0.82165 | 0.67978 | 0.68159
950 | 2004-02-09 | 14:00 | 0.7082 | 0.51547 | 0.7082 | 0.71927 | 0.72975 | 0.72342 | 0.72143 | 0.51003 | 0.56197 | 0.57454 | 0.81606 | 0.6792 | 0.67103
951 | 2004-02-09 | 15:00 | 0.70021 | 0.51003 | 0.70021 | 0.7082 | 0.72342 | 0.71832 | 0.70721 | 0.51052 | 0.55218 | 0.56197 | 0.79706 | 0.66852 | 0.6492
952 | 2004-02-09 | 16:00 | 0.70066 | 0.51052 | 0.70066 | 0.70021 | 0.71832 | 0.71065 | 0.71148 | 0.51858 | 0.55215 | 0.55218 | 0.75325 | 0.64399 | 0.61089
953 | 2004-02-09 | 17:00 | 0.7144 | 0.51858 | 0.7144 | 0.70066 | 0.71065 | 0.71016 | 0.73665 | 0.53938 | 0.56452 | 0.55215 | 0.69198 | 0.59671 | 0.55516
954 | 2004-02-09 | 18:00 | 0.75609 | 0.53938 | 0.75609 | 0.7144 | 0.71016 | 0.72493 | 0.79773 | 0.57021 | 0.60177 | 0.56452 | 0.64564 | 0.55559 | 0.49955
955 | 2004-02-09 | 19:00 | 0.7789 | 0.57021 | 0.7789 | 0.75609 | 0.72493 | 0.76654 | 0.80726 | 0.56973 | 0.61599 | 0.60177 | 0.61652 | 0.53679 | 0.46056
956 | 2004-02-09 | 20:00 | 0.7686 | 0.56973 | 0.7686 | 0.7789 | 0.76654 | 0.78419 | 0.78599 | 0.56048 | 0.61213 | 0.61599 | 0.60758 | 0.52809 | 0.43927
957 | 2004-02-09 | 21:00 | 0.74825 | 0.56048 | 0.74825 | 0.7686 | 0.78419 | 0.76619 | 0.74963 | 0.53701 | 0.59695 | 0.61213 | 0.6091 | 0.52832 | 0.42871
958 | 2004-02-09 | 22:00 | 0.71315 | 0.53701 | 0.71315 | 0.74825 | 0.76619 | 0.73858 | 0.69734 | 0.50098 | 0.56632 | 0.59695 | 0.62075 | 0.53479 | 0.42648
959 | 2004-02-09 | 23:00 | 0.66249 | 0.50098 | 0.66249 | 0.71315 | 0.73858 | 0.69806 | 0.62929 | 0.45838 | 0.52881 | 0.56632 | 0.65328 | 0.55412 | 0.43883
960 | 2004-02-10 | 00:00 | 0.60943 | 0.45838 | 0.60943 | 0.66249 | 0.69806 | 0.64235 | 0.56734 | 0.43281 | 0.50748 | 0.52881 | 0.72802 | 0.59925 | 0.47896
961 | 2004-02-10 | 01:00 | 0.57334 | 0.43281 | 0.57334 | 0.60943 | 0.64235 | 0.58527 | 0.52745 | 0.42097 | 0.50019 | 0.50748 | 0.83014 | 0.6546 | 0.55403
962 | 2004-02-10 | 02:00 | 0.55493 | 0.42097 | 0.55493 | 0.57334 | 0.58527 | 0.54293 | 0.50701 | 0.41706 | 0.49695 | 0.50019 | 0.87326 | 0.67684 | 0.59436
963 | 2004-02-10 | 03:00 | 0.5496 | 0.41706 | 0.5496 | 0.55493 | 0.54293 | 0.51904 | 0.4971 | 0.42039 | 0.49983 | 0.49695 | 0.8496 | 0.65828 | 0.61047
964 | 2004-02-10 | 04:00 | 0.55197 | 0.42039 | 0.55197 | 0.5496 | 0.51904 | 0.50765 | 0.4966 | 0.43375 | 0.5106 | 0.49983 | 0.8146 | 0.64371 | 0.62011
965 | 2004-02-10 | 05:00 | 0.56667 | 0.43375 | 0.56667 | 0.55197 | 0.50765 | 0.50382 | 0.50734 | 0.47272 | 0.53775 | 0.5106 | 0.78053 | 0.63168 | 0.62702
966 | 2004-02-10 | 06:00 | 0.60962 | 0.47272 | 0.60962 | 0.56667 | 0.50382 | 0.5105 | 0.5559 | 0.54215 | 0.59381 | 0.53775 | 0.75279 | 0.61993 | 0.63042
967 | 2004-02-10 | 07:00 | 0.68904 | 0.54215 | 0.68904 | 0.60962 | 0.5105 | 0.54648 | 0.65409 | 0.57265 | 0.63413 | 0.59381 | 0.72972 | 0.60638 | 0.62796
968 | 2004-02-10 | 08:00 | 0.72692 | 0.57265 | 0.72692 | 0.68904 | 0.54648 | 0.62333 | 0.7031 | 0.56099 | 0.62911 | 0.63413 | 0.71026 | 0.59669 | 0.62661
969 | 2004-02-10 | 09:00 | 0.71942 | 0.56099 | 0.71942 | 0.72692 | 0.62333 | 0.67436 | 0.70658 | 0.56176 | 0.61741 | 0.62911 | 0.69413 | 0.5878 | 0.62123
970 | 2004-02-10 | 10:00 | 0.70454 | 0.56176 | 0.70454 | 0.71942 | 0.67436 | 0.69398 | 0.70119 | 0.56214 | 0.60625 | 0.61741 | 0.6895 | 0.58391 | 0.61433
971 | 2004-02-10 | 11:00 | 0.69593 | 0.56214 | 0.69593 | 0.70454 | 0.69398 | 0.70344 | 0.69974 | 0.55773 | 0.59245 | 0.60625 | 0.70744 | 0.59103 | 0.60931
972 | 2004-02-10 | 12:00 | 0.68319 | 0.55773 | 0.68319 | 0.69593 | 0.70344 | 0.70773 | 0.69344 | 0.55461 | 0.57784 | 0.59245 | 0.77148 | 0.6268 | 0.63923
973 | 2004-02-10 | 13:00 | 0.67073 | 0.55461 | 0.67073 | 0.68319 | 0.70773 | 0.70379 | 0.68428 | 0.55111 | 0.56694 | 0.57784 | 0.80965 | 0.66999 | 0.68218
974 | 2004-02-10 | 14:00 | 0.65995 | 0.55111 | 0.65995 | 0.67073 | 0.70379 | 0.69528 | 0.67822 | 0.54606 | 0.55651 | 0.56694 | 0.80509 | 0.67395 | 0.67054
975 | 2004-02-10 | 15:00 | 0.65064 | 0.54606 | 0.65064 | 0.65995 | 0.69528 | 0.69317 | 0.67043 | 0.5479 | 0.54793 | 0.55651 | 0.7837 | 0.66301 | 0.6491
976 | 2004-02-10 | 16:00 | 0.64683 | 0.5479 | 0.64683 | 0.65064 | 0.69317 | 0.68916 | 0.66927 | 0.55845 | 0.54945 | 0.54793 | 0.74489 | 0.63681 | 0.61083
977 | 2004-02-10 | 17:00 | 0.65681 | 0.55845 | 0.65681 | 0.64683 | 0.68916 | 0.68681 | 0.69004 | 0.57857 | 0.56331 | 0.54945 | 0.68423 | 0.58966 | 0.55346
978 | 2004-02-10 | 18:00 | 0.69696 | 0.57857 | 0.69696 | 0.65681 | 0.68681 | 0.6995 | 0.75141 | 0.60697 | 0.59866 | 0.56331 | 0.63877 | 0.54722 | 0.49885
979 | 2004-02-10 | 19:00 | 0.74001 | 0.60697 | 0.74001 | 0.69696 | 0.6995 | 0.74083 | 0.77314 | 0.60354 | 0.612 | 0.59866 | 0.61248 | 0.5275 | 0.45928
980 | 2004-02-10 | 20:00 | 0.73859 | 0.60354 | 0.73859 | 0.74001 | 0.74083 | 0.76615 | 0.75962 | 0.59598 | 0.60847 | 0.612 | 0.60175 | 0.51955 | 0.44013
981 | 2004-02-10 | 21:00 | 0.72411 | 0.59598 | 0.72411 | 0.73859 | 0.76615 | 0.7511 | 0.73607 | 0.56794 | 0.59443 | 0.60847 | 0.60508 | 0.5201 | 0.43383
982 | 2004-02-10 | 22:00 | 0.69616 | 0.56794 | 0.69616 | 0.72411 | 0.7511 | 0.72659 | 0.68917 | 0.52609 | 0.56491 | 0.59443 | 0.61413 | 0.52695 | 0.4332
983 | 2004-02-10 | 23:00 | 0.64594 | 0.52609 | 0.64594 | 0.69616 | 0.72659 | 0.68966 | 0.6166 | 0.48176 | 0.52405 | 0.56491 | 0.64588 | 0.5467 | 0.44581
984 | 2004-02-11 | 00:00 | 0.59811 | 0.48176 | 0.59811 | 0.64594 | 0.68966 | 0.63578 | 0.55702 | 0.45715 | 0.50055 | 0.52405 | 0.72024 | 0.59191 | 0.48811
985 | 2004-02-11 | 01:00 | 0.56767 | 0.45715 | 0.56767 | 0.59811 | 0.63578 | 0.58102 | 0.51878 | 0.4456 | 0.49092 | 0.50055 | 0.81885 | 0.64971 | 0.56448
986 | 2004-02-11 | 02:00 | 0.55283 | 0.4456 | 0.55283 | 0.56767 | 0.58102 | 0.53969 | 0.50149 | 0.44208 | 0.4862 | 0.49092 | 0.85833 | 0.67298 | 0.61291
987 | 2004-02-11 | 03:00 | 0.54711 | 0.44208 | 0.54711 | 0.55283 | 0.53969 | 0.51831 | 0.49419 | 0.44454 | 0.48587 | 0.4862 | 0.83379 | 0.65791 | 0.62755
988 | 2004-02-11 | 04:00 | 0.55172 | 0.44454 | 0.55172 | 0.54711 | 0.51831 | 0.50754 | 0.49589 | 0.45879 | 0.49525 | 0.48587 | 0.79631 | 0.64663 | 0.63566
989 | 2004-02-11 | 05:00 | 0.56697 | 0.45879 | 0.56697 | 0.55172 | 0.50754 | 0.5054 | 0.50912 | 0.49933 | 0.52083 | 0.49525 | 0.76533 | 0.63915 | 0.64159
990 | 2004-02-11 | 06:00 | 0.61281 | 0.49933 | 0.61281 | 0.56697 | 0.5054 | 0.51335 | 0.55938 | 0.56934 | 0.57506 | 0.52083 | 0.73568 | 0.62862 | 0.63955
991 | 2004-02-11 | 07:00 | 0.69406 | 0.56934 | 0.69406 | 0.61281 | 0.51335 | 0.54947 | 0.65815 | 0.59276 | 0.6145 | 0.57506 | 0.71362 | 0.61958 | 0.63502
992 | 2004-02-11 | 08:00 | 0.73088 | 0.59276 | 0.73088 | 0.69406 | 0.54947 | 0.62579 | 0.70911 | 0.58132 | 0.61692 | 0.6145 | 0.69605 | 0.61193 | 0.63421
993 | 2004-02-11 | 09:00 | 0.72533 | 0.58132 | 0.72533 | 0.73088 | 0.62579 | 0.67689 | 0.71596 | 0.58347 | 0.61089 | 0.61692 | 0.68232 | 0.60667 | 0.62898
994 | 2004-02-11 | 10:00 | 0.71816 | 0.58347 | 0.71816 | 0.72533 | 0.67689 | 0.69845 | 0.71492 | 0.58562 | 0.60559 | 0.61089 | 0.67952 | 0.60306 | 0.62074
995 | 2004-02-11 | 11:00 | 0.71229 | 0.58562 | 0.71229 | 0.71816 | 0.69845 | 0.71097 | 0.71625 | 0.58762 | 0.59845 | 0.60559 | 0.69538 | 0.61552 | 0.61719
996 | 2004-02-11 | 12:00 | 0.70081 | 0.58762 | 0.70081 | 0.71229 | 0.71097 | 0.71561 | 0.7126 | 0.5811 | 0.59188 | 0.59845 | 0.75809 | 0.65011 | 0.64271
997 | 2004-02-11 | 13:00 | 0.68951 | 0.5811 | 0.68951 | 0.70081 | 0.71561 | 0.71438 | 0.70314 | 0.57627 | 0.58706 | 0.59188 | 0.79639 | 0.69011 | 0.68237
998 | 2004-02-11 | 14:00 | 0.68163 | 0.57627 | 0.68163 | 0.68951 | 0.71438 | 0.70932 | 0.69954 | 0.57296 | 0.58176 | 0.58706 | 0.78859 | 0.69367 | 0.66866
999 | 2004-02-11 | 15:00 | 0.66895 | 0.57296 | 0.66895 | 0.68163 | 0.70932 | 0.70675 | 0.69402 | 0.57357 | 0.58106 | 0.58176 | 0.77481 | 0.68264 | 0.64964
1000 | 2004-02-11 | 16:00 | 0.66335 | 0.57357 | 0.66335 | 0.66895 | 0.70675 | 0.70109 | 0.69385 | 0.58424 | 0.58487 | 0.58106 | 0.73286 | 0.65756 | 0.61414
1001 | 2004-02-11 | 17:00 | 0.67732 | 0.58424 | 0.67732 | 0.66335 | 0.70109 | 0.70105 | 0.71484 | 0.60281 | 0.60061 | 0.58487 | 0.67649 | 0.61019 | 0.55897
1002 | 2004-02-11 | 18:00 | 0.72421 | 0.60281 | 0.72421 | 0.67732 | 0.70105 | 0.71459 | 0.77923 | 0.62797 | 0.62856 | 0.60061 | 0.63084 | 0.56971 | 0.50432
1003 | 2004-02-11 | 19:00 | 0.76756 | 0.62797 | 0.76756 | 0.72421 | 0.71459 | 0.75648 | 0.80689 | 0.63104 | 0.63562 | 0.62856 | 0.60561 | 0.55186 | 0.4664
1004 | 2004-02-11 | 20:00 | 0.76602 | 0.63104 | 0.76602 | 0.76756 | 0.75648 | 0.78381 | 0.79234 | 0.6195 | 0.63047 | 0.63562 | 0.59771 | 0.5458 | 0.44832
1005 | 2004-02-11 | 21:00 | 0.75733 | 0.6195 | 0.75733 | 0.76602 | 0.78381 | 0.76949 | 0.76484 | 0.59904 | 0.61535 | 0.63047 | 0.59909 | 0.5458 | 0.43982
1006 | 2004-02-11 | 22:00 | 0.72935 | 0.59904 | 0.72935 | 0.75733 | 0.76949 | 0.74755 | 0.71836 | 0.55417 | 0.58413 | 0.61535 | 0.60867 | 0.55141 | 0.43659
1007 | 2004-02-11 | 23:00 | 0.68262 | 0.55417 | 0.68262 | 0.72935 | 0.74755 | 0.71171 | 0.6521 | 0.51073 | 0.5495 | 0.58413 | 0.64194 | 0.57285 | 0.44661
1008 | 2004-02-12 | 00:00 | 0.63344 | 0.51073 | 0.63344 | 0.68262 | 0.71171 | 0.65748 | 0.5911 | 0.48658 | 0.52771 | 0.5495 | 0.71636 | 0.61873 | 0.48293
1009 | 2004-02-12 | 01:00 | 0.60161 | 0.48658 | 0.60161 | 0.63344 | 0.65748 | 0.60205 | 0.55428 | 0.47652 | 0.51926 | 0.52771 | 0.81971 | 0.67462 | 0.5578
1010 | 2004-02-12 | 02:00 | 0.58546 | 0.47652 | 0.58546 | 0.60161 | 0.60205 | 0.56318 | 0.5367 | 0.4743 | 0.5199 | 0.51926 | 0.86053 | 0.69422 | 0.60448
1011 | 2004-02-12 | 03:00 | 0.57996 | 0.4743 | 0.57996 | 0.58546 | 0.56318 | 0.54187 | 0.53048 | 0.48024 | 0.52495 | 0.5199 | 0.83461 | 0.67674 | 0.62175
1012 | 2004-02-12 | 04:00 | 0.58212 | 0.48024 | 0.58212 | 0.57996 | 0.54187 | 0.5315 | 0.53371 | 0.49817 | 0.53726 | 0.52495 | 0.79644 | 0.66667 | 0.6283
1013 | 2004-02-12 | 05:00 | 0.59363 | 0.49817 | 0.59363 | 0.58212 | 0.5315 | 0.52815 | 0.54889 | 0.54734 | 0.56581 | 0.53726 | 0.76259 | 0.65768 | 0.63567
1014 | 2004-02-12 | 06:00 | 0.63518 | 0.54734 | 0.63518 | 0.59363 | 0.52815 | 0.53589 | 0.60056 | 0.62447 | 0.62563 | 0.56581 | 0.7323 | 0.64354 | 0.63695
1015 | 2004-02-12 | 07:00 | 0.71336 | 0.62447 | 0.71336 | 0.63518 | 0.53589 | 0.57089 | 0.69696 | 0.65466 | 0.66623 | 0.62563 | 0.71058 | 0.6275 | 0.63379
1016 | 2004-02-12 | 08:00 | 0.75302 | 0.65466 | 0.75302 | 0.71336 | 0.57089 | 0.64707 | 0.74963 | 0.64161 | 0.66672 | 0.66623 | 0.69379 | 0.62125 | 0.63257
1017 | 2004-02-12 | 09:00 | 0.75168 | 0.64161 | 0.75168 | 0.75302 | 0.64707 | 0.69768 | 0.75813 | 0.63807 | 0.66175 | 0.66672 | 0.67973 | 0.60842 | 0.62577
1018 | 2004-02-12 | 10:00 | 0.74867 | 0.63807 | 0.74867 | 0.75168 | 0.69768 | 0.71955 | 0.75788 | 0.63167 | 0.65564 | 0.66175 | 0.6747 | 0.60217 | 0.6186
1019 | 2004-02-12 | 11:00 | 0.741 | 0.63167 | 0.741 | 0.74867 | 0.71955 | 0.73137 | 0.7595 | 0.62288 | 0.64595 | 0.65564 | 0.69105 | 0.60986 | 0.61182
1020 | 2004-02-12 | 12:00 | 0.7201 | 0.62288 | 0.7201 | 0.741 | 0.73137 | 0.73686 | 0.74884 | 0.60986 | 0.63361 | 0.64595 | 0.75216 | 0.64785 | 0.63396
1021 | 2004-02-12 | 13:00 | 0.70325 | 0.60986 | 0.70325 | 0.7201 | 0.73686 | 0.72757 | 0.73495 | 0.59808 | 0.62346 | 0.63361 | 0.79107 | 0.69641 | 0.66983
1022 | 2004-02-12 | 14:00 | 0.69665 | 0.59808 | 0.69665 | 0.70325 | 0.72757 | 0.71945 | 0.72242 | 0.58603 | 0.61406 | 0.62346 | 0.78944 | 0.70511 | 0.66115
1023 | 2004-02-12 | 15:00 | 0.68611 | 0.58603 | 0.68611 | 0.69665 | 0.71945 | 0.71491 | 0.7048 | 0.58289 | 0.60798 | 0.61406 | 0.77467 | 0.69791 | 0.64183
1024 | 2004-02-12 | 16:00 | 0.68394 | 0.58289 | 0.68394 | 0.68611 | 0.71491 | 0.70506 | 0.69941 | 0.58965 | 0.6035 | 0.60798 | 0.73675 | 0.67497 | 0.6091
1025 | 2004-02-12 | 17:00 | 0.69272 | 0.58965 | 0.69272 | 0.68394 | 0.70506 | 0.70707 | 0.71691 | 0.61076 | 0.6197 | 0.6035 | 0.68298 | 0.63113 | 0.55564
1026 | 2004-02-12 | 18:00 | 0.72727 | 0.61076 | 0.72727 | 0.69272 | 0.70707 | 0.72099 | 0.77675 | 0.65804 | 0.656 | 0.6197 | 0.64018 | 0.5873 | 0.50281
1027 | 2004-02-12 | 19:00 | 0.76161 | 0.65804 | 0.76161 | 0.72727 | 0.72099 | 0.75613 | 0.7998 | 0.67322 | 0.66973 | 0.656 | 0.61511 | 0.56665 | 0.46494
1028 | 2004-02-12 | 20:00 | 0.75823 | 0.67322 | 0.75823 | 0.76161 | 0.75613 | 0.77769 | 0.78458 | 0.67171 | 0.66708 | 0.66973 | 0.60601 | 0.55808 | 0.44688
1029 | 2004-02-12 | 21:00 | 0.7425 | 0.67171 | 0.7425 | 0.75823 | 0.77769 | 0.76246 | 0.75527 | 0.65439 | 0.65523 | 0.66708 | 0.60745 | 0.55736 | 0.43682
1030 | 2004-02-12 | 22:00 | 0.7159 | 0.65439 | 0.7159 | 0.7425 | 0.76246 | 0.73707 | 0.70758 | 0.6171 | 0.62511 | 0.65523 | 0.61855 | 0.56204 | 0.43364
1031 | 2004-02-12 | 23:00 | 0.66928 | 0.6171 | 0.66928 | 0.7159 | 0.73707 | 0.70263 | 0.64335 | 0.57502 | 0.58876 | 0.62511 | 0.65056 | 0.57933 | 0.44367
1032 | 2004-02-13 | 00:00 | 0.62224 | 0.57502 | 0.62224 | 0.66928 | 0.70263 | 0.65023 | 0.58401 | 0.55253 | 0.5673 | 0.58876 | 0.72176 | 0.62271 | 0.47838
1033 | 2004-02-13 | 01:00 | 0.59216 | 0.55253 | 0.59216 | 0.62224 | 0.65023 | 0.59459 | 0.54449 | 0.54527 | 0.55751 | 0.5673 | 0.81984 | 0.67397 | 0.54718
1034 | 2004-02-13 | 02:00 | 0.57565 | 0.54527 | 0.57565 | 0.59216 | 0.59459 | 0.55312 | 0.52355 | 0.54509 | 0.55483 | 0.55751 | 0.85886 | 0.69275 | 0.59557
1035 | 2004-02-13 | 03:00 | 0.56847 | 0.54509 | 0.56847 | 0.57565 | 0.55312 | 0.52981 | 0.51422 | 0.54992 | 0.55708 | 0.55483 | 0.84555 | 0.67985 | 0.62088
1036 | 2004-02-13 | 04:00 | 0.56963 | 0.54992 | 0.56963 | 0.56847 | 0.52981 | 0.51781 | 0.51236 | 0.56804 | 0.56725 | 0.55708 | 0.81979 | 0.66902 | 0.63359
1037 | 2004-02-13 | 05:00 | 0.58339 | 0.56804 | 0.58339 | 0.56963 | 0.51781 | 0.51247 | 0.52621 | 0.6095 | 0.59397 | 0.56725 | 0.79421 | 0.65846 | 0.63727
1038 | 2004-02-13 | 06:00 | 0.62403 | 0.6095 | 0.62403 | 0.58339 | 0.51247 | 0.5182 | 0.57319 | 0.67915 | 0.6474 | 0.59397 | 0.76363 | 0.6392 | 0.63485
1039 | 2004-02-13 | 07:00 | 0.69727 | 0.67915 | 0.69727 | 0.62403 | 0.5182 | 0.55334 | 0.66508 | 0.70532 | 0.68066 | 0.6474 | 0.73901 | 0.62284 | 0.62869
1040 | 2004-02-13 | 08:00 | 0.73327 | 0.70532 | 0.73327 | 0.69727 | 0.55334 | 0.62526 | 0.71272 | 0.69539 | 0.67903 | 0.68066 | 0.72714 | 0.60914 | 0.62604
1041 | 2004-02-13 | 09:00 | 0.73113 | 0.69539 | 0.73113 | 0.73327 | 0.62526 | 0.67636 | 0.72131 | 0.69179 | 0.66736 | 0.67903 | 0.71593 | 0.59507 | 0.61695
1042 | 2004-02-13 | 10:00 | 0.72252 | 0.69179 | 0.72252 | 0.73113 | 0.67636 | 0.69655 | 0.7199 | 0.68255 | 0.65353 | 0.66736 | 0.71612 | 0.58847 | 0.60918
1043 | 2004-02-13 | 11:00 | 0.71629 | 0.68255 | 0.71629 | 0.72252 | 0.69655 | 0.70875 | 0.71741 | 0.66975 | 0.63689 | 0.65353 | 0.73321 | 0.59375 | 0.60773
1044 | 2004-02-13 | 12:00 | 0.70164 | 0.66975 | 0.70164 | 0.71629 | 0.70875 | 0.71544 | 0.70986 | 0.66144 | 0.61857 | 0.63689 | 0.78263 | 0.61873 | 0.62857
1045 | 2004-02-13 | 13:00 | 0.68591 | 0.66144 | 0.68591 | 0.70164 | 0.71544 | 0.71115 | 0.6946 | 0.65553 | 0.60579 | 0.61857 | 0.79652 | 0.6613 | 0.67092
1046 | 2004-02-13 | 14:00 | 0.67386 | 0.65553 | 0.67386 | 0.68591 | 0.71115 | 0.70193 | 0.68324 | 0.64746 | 0.59167 | 0.60579 | 0.77302 | 0.66433 | 0.64414
1047 | 2004-02-13 | 15:00 | 0.66035 | 0.64746 | 0.66035 | 0.67386 | 0.70193 | 0.6969 | 0.67047 | 0.64388 | 0.5834 | 0.59167 | 0.75407 | 0.65801 | 0.62433
1048 | 2004-02-13 | 16:00 | 0.65243 | 0.64388 | 0.65243 | 0.66035 | 0.6969 | 0.68716 | 0.66296 | 0.65123 | 0.5816 | 0.5834 | 0.72237 | 0.64055 | 0.59383
1049 | 2004-02-13 | 17:00 | 0.65624 | 0.65123 | 0.65624 | 0.65243 | 0.68716 | 0.68153 | 0.67573 | 0.66675 | 0.59216 | 0.5816 | 0.67566 | 0.60877 | 0.54846
1050 | 2004-02-13 | 18:00 | 0.68886 | 0.66675 | 0.68886 | 0.65624 | 0.68153 | 0.68716 | 0.72437 | 0.68823 | 0.61872 | 0.59216 | 0.6334 | 0.57425 | 0.49867
1051 | 2004-02-13 | 19:00 | 0.72878 | 0.68823 | 0.72878 | 0.68886 | 0.68716 | 0.71695 | 0.74581 | 0.68248 | 0.62488 | 0.61872 | 0.60055 | 0.55203 | 0.46354
1052 | 2004-02-13 | 20:00 | 0.72187 | 0.68248 | 0.72187 | 0.72878 | 0.71695 | 0.74519 | 0.72815 | 0.66885 | 0.61674 | 0.62488 | 0.58751 | 0.54431 | 0.44259
1053 | 2004-02-13 | 21:00 | 0.71089 | 0.66885 | 0.71089 | 0.72187 | 0.74519 | 0.72929 | 0.70389 | 0.64999 | 0.60291 | 0.61674 | 0.58301 | 0.54192 | 0.43339
1054 | 2004-02-13 | 22:00 | 0.68911 | 0.64999 | 0.68911 | 0.71089 | 0.72929 | 0.7077 | 0.66773 | 0.62 | 0.58 | 0.60291 | 0.5844 | 0.53933 | 0.42896
1055 | 2004-02-13 | 23:00 | 0.65343 | 0.62 | 0.65343 | 0.68911 | 0.7077 | 0.67911 | 0.61718 | 0.58731 | 0.54896 | 0.58 | 0.5948 | 0.54872 | 0.42991
1056 | 2004-02-14 | 00:00 | 0.61386 | 0.58731 | 0.61386 | 0.65343 | 0.67911 | 0.63767 | 0.56585 | 0.56183 | 0.52565 | 0.54896 | 0.61966 | 0.56892 | 0.44294
1057 | 2004-02-14 | 01:00 | 0.57952 | 0.56183 | 0.57952 | 0.61386 | 0.63767 | 0.59062 | 0.52538 | 0.54922 | 0.51191 | 0.52565 | 0.6607 | 0.58954 | 0.46671
1058 | 2004-02-14 | 02:00 | 0.56122 | 0.54922 | 0.56122 | 0.57952 | 0.59062 | 0.5514 | 0.50576 | 0.54421 | 0.50367 | 0.51191 | 0.70403 | 0.60635 | 0.4873
1059 | 2004-02-14 | 03:00 | 0.55226 | 0.54421 | 0.55226 | 0.56122 | 0.5514 | 0.52763 | 0.49349 | 0.54478 | 0.50316 | 0.50367 | 0.73861 | 0.61848 | 0.52219
1060 | 2004-02-14 | 04:00 | 0.54957 | 0.54478 | 0.54957 | 0.55226 | 0.52763 | 0.51391 | 0.48889 | 0.55256 | 0.50444 | 0.50316 | 0.74851 | 0.61943 | 0.54482
1061 | 2004-02-14 | 05:00 | 0.55361 | 0.55256 | 0.55361 | 0.54957 | 0.51391 | 0.50723 | 0.49225 | 0.56942 | 0.51511 | 0.50444 | 0.73725 | 0.60877 | 0.55358
1062 | 2004-02-14 | 06:00 | 0.56934 | 0.56942 | 0.56934 | 0.55361 | 0.50723 | 0.50874 | 0.51111 | 0.59559 | 0.53296 | 0.51511 | 0.71388 | 0.59071 | 0.551
1063 | 2004-02-14 | 07:00 | 0.5936 | 0.59559 | 0.5936 | 0.56934 | 0.50874 | 0.51985 | 0.54242 | 0.62365 | 0.55463 | 0.53296 | 0.68862 | 0.57233 | 0.54182
1064 | 2004-02-14 | 08:00 | 0.61921 | 0.62365 | 0.61921 | 0.5936 | 0.51985 | 0.54282 | 0.58003 | 0.6434 | 0.57356 | 0.55463 | 0.66667 | 0.55674 | 0.52963
1065 | 2004-02-14 | 09:00 | 0.65014 | 0.6434 | 0.65014 | 0.61921 | 0.54282 | 0.56814 | 0.62046 | 0.64847 | 0.58665 | 0.57356 | 0.65634 | 0.54456 | 0.51743
1066 | 2004-02-14 | 10:00 | 0.66773 | 0.64847 | 0.66773 | 0.65014 | 0.56814 | 0.60521 | 0.64202 | 0.64075 | 0.58858 | 0.58665 | 0.65935 | 0.53905 | 0.51374
1067 | 2004-02-14 | 11:00 | 0.66634 | 0.64075 | 0.66634 | 0.66773 | 0.60521 | 0.63015 | 0.64737 | 0.62428 | 0.58147 | 0.58858 | 0.67824 | 0.54672 | 0.51677
1068 | 2004-02-14 | 12:00 | 0.65427 | 0.62428 | 0.65427 | 0.66634 | 0.63015 | 0.64211 | 0.63841 | 0.60624 | 0.56532 | 0.58147 | 0.71945 | 0.5813 | 0.5519
1069 | 2004-02-14 | 13:00 | 0.63553 | 0.60624 | 0.63553 | 0.65427 | 0.64211 | 0.64204 | 0.62303 | 0.5852 | 0.55107 | 0.56532 | 0.7344 | 0.62247 | 0.59045
1070 | 2004-02-14 | 14:00 | 0.61941 | 0.5852 | 0.61941 | 0.63553 | 0.64204 | 0.63483 | 0.60731 | 0.56732 | 0.53721 | 0.55107 | 0.72 | 0.62513 | 0.57964
1071 | 2004-02-14 | 15:00 | 0.60639 | 0.56732 | 0.60639 | 0.61941 | 0.63483 | 0.62385 | 0.59413 | 0.55782 | 0.53185 | 0.53721 | 0.70164 | 0.61709 | 0.56488
1072 | 2004-02-14 | 16:00 | 0.60216 | 0.55782 | 0.60216 | 0.60639 | 0.62385 | 0.61615 | 0.59193 | 0.55826 | 0.53353 | 0.53185 | 0.67263 | 0.60182 | 0.54329
1073 | 2004-02-14 | 17:00 | 0.61368 | 0.55826 | 0.61368 | 0.60216 | 0.61615 | 0.61422 | 0.61138 | 0.5682 | 0.54481 | 0.53353 | 0.63425 | 0.5739 | 0.51258
1074 | 2004-02-14 | 18:00 | 0.64721 | 0.5682 | 0.64721 | 0.61368 | 0.61422 | 0.6254 | 0.66844 | 0.6017 | 0.57117 | 0.54481 | 0.59933 | 0.54511 | 0.47759
1075 | 2004-02-14 | 19:00 | 0.67919 | 0.6017 | 0.67919 | 0.64721 | 0.6254 | 0.66289 | 0.68904 | 0.61728 | 0.58281 | 0.57117 | 0.57245 | 0.52645 | 0.44455
1076 | 2004-02-14 | 20:00 | 0.67463 | 0.61728 | 0.67463 | 0.67919 | 0.66289 | 0.69356 | 0.6754 | 0.6132 | 0.58021 | 0.58281 | 0.5585 | 0.51651 | 0.42638
1077 | 2004-02-14 | 21:00 | 0.66261 | 0.6132 | 0.66261 | 0.67463 | 0.69356 | 0.68385 | 0.65517 | 0.60271 | 0.57338 | 0.58021 | 0.5523 | 0.5146 | 0.41552
1078 | 2004-02-14 | 22:00 | 0.64522 | 0.60271 | 0.64522 | 0.66261 | 0.68385 | 0.665 | 0.62714 | 0.58446 | 0.55759 | 0.57338 | 0.55177 | 0.51636 | 0.41028
1079 | 2004-02-14 | 23:00 | 0.62031 | 0.58446 | 0.62031 | 0.64522 | 0.665 | 0.64432 | 0.58973 | 0.56009 | 0.53551 | 0.55759 | 0.56087 | 0.52257 | 0.40979
1080 | 2004-02-15 | 00:00 | 0.59068 | 0.56009 | 0.59068 | 0.62031 | 0.64432 | 0.61386 | 0.55142 | 0.54401 | 0.51529 | 0.53551 | 0.58195 | 0.53863 | 0.41912
1081 | 2004-02-15 | 01:00 | 0.56391 | 0.54401 | 0.56391 | 0.59068 | 0.61386 | 0.5795 | 0.51833 | 0.53927 | 0.5071 | 0.51529 | 0.61655 | 0.55726 | 0.43542
1082 | 2004-02-15 | 02:00 | 0.54795 | 0.53927 | 0.54795 | 0.56391 | 0.5795 | 0.5482 | 0.49876 | 0.53734 | 0.50395 | 0.5071 | 0.65948 | 0.56802 | 0.44925
1083 | 2004-02-15 | 03:00 | 0.54151 | 0.53734 | 0.54151 | 0.54795 | 0.5482 | 0.52699 | 0.49092 | 0.53967 | 0.5046 | 0.50395 | 0.69014 | 0.58105 | 0.47405
1084 | 2004-02-15 | 04:00 | 0.54049 | 0.53967 | 0.54049 | 0.54151 | 0.52699 | 0.51475 | 0.48785 | 0.54597 | 0.50916 | 0.5046 | 0.70063 | 0.58075 | 0.49484
1085 | 2004-02-15 | 05:00 | 0.54321 | 0.54597 | 0.54321 | 0.54049 | 0.51475 | 0.50976 | 0.49254 | 0.56019 | 0.52065 | 0.50916 | 0.69139 | 0.5736 | 0.50527
1086 | 2004-02-15 | 06:00 | 0.55557 | 0.56019 | 0.55557 | 0.54321 | 0.50976 | 0.51025 | 0.50809 | 0.5817 | 0.5367 | 0.52065 | 0.6755 | 0.56326 | 0.50784
1087 | 2004-02-15 | 07:00 | 0.57775 | 0.5817 | 0.57775 | 0.55557 | 0.51025 | 0.5201 | 0.53479 | 0.59824 | 0.55329 | 0.5367 | 0.65823 | 0.55016 | 0.50522
1088 | 2004-02-15 | 08:00 | 0.59763 | 0.59824 | 0.59763 | 0.57775 | 0.5201 | 0.5367 | 0.56767 | 0.60189 | 0.57101 | 0.55329 | 0.64082 | 0.53853 | 0.50224
1089 | 2004-02-15 | 09:00 | 0.62252 | 0.60189 | 0.62252 | 0.59763 | 0.5367 | 0.5508 | 0.61349 | 0.58417 | 0.57663 | 0.57101 | 0.62573 | 0.52518 | 0.50033
1090 | 2004-02-15 | 10:00 | 0.63755 | 0.58417 | 0.63755 | 0.62252 | 0.5508 | 0.58059 | 0.64414 | 0.55447 | 0.56753 | 0.57663 | 0.62672 | 0.53061 | 0.50263
1091 | 2004-02-15 | 11:00 | 0.64165 | 0.55447 | 0.64165 | 0.63755 | 0.58059 | 0.60781 | 0.65898 | 0.52713 | 0.5521 | 0.56753 | 0.64378 | 0.5387 | 0.51213
1092 | 2004-02-15 | 12:00 | 0.6385 | 0.52713 | 0.6385 | 0.64165 | 0.60781 | 0.62484 | 0.66458 | 0.5018 | 0.53592 | 0.5521 | 0.69381 | 0.57574 | 0.55332
1093 | 2004-02-15 | 13:00 | 0.63165 | 0.5018 | 0.63165 | 0.6385 | 0.62484 | 0.63222 | 0.66222 | 0.47355 | 0.51874 | 0.53592 | 0.72333 | 0.61983 | 0.59516
1094 | 2004-02-15 | 14:00 | 0.62401 | 0.47355 | 0.62401 | 0.63165 | 0.63222 | 0.63043 | 0.64766 | 0.45167 | 0.50236 | 0.51874 | 0.7166 | 0.62159 | 0.58972
1095 | 2004-02-15 | 15:00 | 0.61261 | 0.45167 | 0.61261 | 0.62401 | 0.63043 | 0.62392 | 0.63472 | 0.43701 | 0.48953 | 0.50236 | 0.69746 | 0.61395 | 0.57407
1096 | 2004-02-15 | 16:00 | 0.6114 | 0.43701 | 0.6114 | 0.61261 | 0.62392 | 0.6159 | 0.63203 | 0.43612 | 0.4893 | 0.48953 | 0.66656 | 0.59171 | 0.54908
1097 | 2004-02-15 | 17:00 | 0.62473 | 0.43612 | 0.62473 | 0.6114 | 0.6159 | 0.61474 | 0.65334 | 0.45341 | 0.50511 | 0.4893 | 0.62065 | 0.55826 | 0.51033
1098 | 2004-02-15 | 18:00 | 0.66796 | 0.45341 | 0.66796 | 0.62473 | 0.61474 | 0.62698 | 0.71579 | 0.50269 | 0.54695 | 0.50511 | 0.58142 | 0.52531 | 0.46922
1099 | 2004-02-15 | 19:00 | 0.72356 | 0.50269 | 0.72356 | 0.66796 | 0.62698 | 0.66993 | 0.75249 | 0.53237 | 0.57127 | 0.54695 | 0.56263 | 0.50702 | 0.44029
1100 | 2004-02-15 | 20:00 | 0.72829 | 0.53237 | 0.72829 | 0.72356 | 0.66993 | 0.71435 | 0.7415 | 0.53751 | 0.57802 | 0.57127 | 0.55451 | 0.50057 | 0.42222
1101 | 2004-02-15 | 21:00 | 0.7249 | 0.53751 | 0.7249 | 0.72829 | 0.71435 | 0.70851 | 0.72052 | 0.53382 | 0.57168 | 0.57802 | 0.55323 | 0.4999 | 0.41242
1102 | 2004-02-15 | 22:00 | 0.70855 | 0.53382 | 0.70855 | 0.7249 | 0.70851 | 0.69535 | 0.68672 | 0.51498 | 0.55262 | 0.57168 | 0.55943 | 0.50488 | 0.41074
1103 | 2004-02-15 | 23:00 | 0.68267 | 0.51498 | 0.68267 | 0.70855 | 0.69535 | 0.67517 | 0.64596 | 0.48738 | 0.52505 | 0.55262 | 0.58009 | 0.52207 | 0.41591
1104 | 2004-02-16 | 00:00 | 0.65183 | 0.48738 | 0.65183 | 0.68267 | 0.67517 | 0.64562 | 0.60217 | 0.4733 | 0.50965 | 0.52505 | 0.63015 | 0.55542 | 0.43697
1105 | 2004-02-16 | 01:00 | 0.63065 | 0.4733 | 0.63065 | 0.65183 | 0.64562 | 0.60908 | 0.57165 | 0.46949 | 0.50326 | 0.50965 | 0.68932 | 0.59031 | 0.47575
1106 | 2004-02-16 | 02:00 | 0.62391 | 0.46949 | 0.62391 | 0.63065 | 0.60908 | 0.58052 | 0.55751 | 0.47253 | 0.50197 | 0.50326 | 0.73145 | 0.61218 | 0.50498
1107 | 2004-02-16 | 03:00 | 0.62608 | 0.47253 | 0.62608 | 0.62391 | 0.58052 | 0.56322 | 0.55403 | 0.4818 | 0.50746 | 0.50197 | 0.76325 | 0.6213 | 0.54381
1108 | 2004-02-16 | 04:00 | 0.62926 | 0.4818 | 0.62926 | 0.62608 | 0.56322 | 0.55474 | 0.55639 | 0.50335 | 0.51846 | 0.50746 | 0.78071 | 0.62125 | 0.57657
1109 | 2004-02-16 | 05:00 | 0.64771 | 0.50335 | 0.64771 | 0.62926 | 0.55474 | 0.5514 | 0.56863 | 0.54565 | 0.54543 | 0.51846 | 0.78598 | 0.62027 | 0.59486
1110 | 2004-02-16 | 06:00 | 0.68128 | 0.54565 | 0.68128 | 0.64771 | 0.5514 | 0.55647 | 0.60279 | 0.60863 | 0.59118 | 0.54543 | 0.77829 | 0.60829 | 0.60199
1111 | 2004-02-16 | 07:00 | 0.73862 | 0.60863 | 0.73862 | 0.68128 | 0.55647 | 0.5781 | 0.65703 | 0.63532 | 0.62614 | 0.59118 | 0.76778 | 0.59278 | 0.60018
1112 | 2004-02-16 | 08:00 | 0.76937 | 0.63532 | 0.76937 | 0.73862 | 0.5781 | 0.61689 | 0.70223 | 0.61476 | 0.63359 | 0.62614 | 0.75993 | 0.58262 | 0.59551
1113 | 2004-02-16 | 09:00 | 0.78179 | 0.61476 | 0.78179 | 0.76937 | 0.61689 | 0.65005 | 0.73453 | 0.58748 | 0.62828 | 0.63359 | 0.75114 | 0.57375 | 0.59332
1114 | 2004-02-16 | 10:00 | 0.7845 | 0.58748 | 0.7845 | 0.78179 | 0.65005 | 0.68473 | 0.75137 | 0.5622 | 0.61548 | 0.62828 | 0.74798 | 0.57016 | 0.58615
1115 | 2004-02-16 | 11:00 | 0.77696 | 0.5622 | 0.77696 | 0.7845 | 0.68473 | 0.7115 | 0.75411 | 0.53735 | 0.59914 | 0.61548 | 0.76006 | 0.57783 | 0.58927
1116 | 2004-02-16 | 12:00 | 0.76054 | 0.53735 | 0.76054 | 0.77696 | 0.7115 | 0.72391 | 0.74639 | 0.51324 | 0.58024 | 0.59914 | 0.79354 | 0.61016 | 0.61979
1117 | 2004-02-16 | 13:00 | 0.74063 | 0.51324 | 0.74063 | 0.76054 | 0.72391 | 0.71814 | 0.72881 | 0.49767 | 0.56388 | 0.58024 | 0.80752 | 0.65519 | 0.65141
1118 | 2004-02-16 | 14:00 | 0.72161 | 0.49767 | 0.72161 | 0.74063 | 0.71814 | 0.70735 | 0.71169 | 0.48448 | 0.55022 | 0.56388 | 0.78939 | 0.65621 | 0.64084
1119 | 2004-02-16 | 15:00 | 0.70395 | 0.48448 | 0.70395 | 0.72161 | 0.70735 | 0.69961 | 0.69605 | 0.47616 | 0.54146 | 0.55022 | 0.75586 | 0.64247 | 0.62294
1120 | 2004-02-16 | 16:00 | 0.69606 | 0.47616 | 0.69606 | 0.70395 | 0.69961 | 0.68864 | 0.69108 | 0.47333 | 0.54144 | 0.54146 | 0.71149 | 0.6139 | 0.58879
1121 | 2004-02-16 | 17:00 | 0.70106 | 0.47333 | 0.70106 | 0.69606 | 0.68864 | 0.67967 | 0.71048 | 0.47961 | 0.55592 | 0.54144 | 0.65642 | 0.56722 | 0.53882
1122 | 2004-02-16 | 18:00 | 0.74297 | 0.47961 | 0.74297 | 0.70106 | 0.67967 | 0.69412 | 0.77131 | 0.51448 | 0.58541 | 0.55592 | 0.61171 | 0.52615 | 0.48907
1123 | 2004-02-16 | 19:00 | 0.79444 | 0.51448 | 0.79444 | 0.74297 | 0.69412 | 0.73232 | 0.79968 | 0.5372 | 0.5992 | 0.58541 | 0.57865 | 0.50802 | 0.45082
1124 | 2004-02-16 | 20:00 | 0.79879 | 0.5372 | 0.79879 | 0.79444 | 0.73232 | 0.77037 | 0.78409 | 0.53496 | 0.59559 | 0.5992 | 0.56377 | 0.50055 | 0.43136
1125 | 2004-02-16 | 21:00 | 0.78789 | 0.53496 | 0.78789 | 0.79879 | 0.77037 | 0.75845 | 0.75539 | 0.51689 | 0.58284 | 0.59559 | 0.55954 | 0.4988 | 0.42226
1126 | 2004-02-16 | 22:00 | 0.75999 | 0.51689 | 0.75999 | 0.78789 | 0.75845 | 0.7364 | 0.71264 | 0.48511 | 0.55429 | 0.58284 | 0.56601 | 0.50279 | 0.41874
1127 | 2004-02-16 | 23:00 | 0.71435 | 0.48511 | 0.71435 | 0.75999 | 0.7364 | 0.70654 | 0.65405 | 0.44628 | 0.51933 | 0.55429 | 0.59044 | 0.51843 | 0.42872
1128 | 2004-02-17 | 00:00 | 0.66956 | 0.44628 | 0.66956 | 0.71435 | 0.70654 | 0.66201 | 0.60541 | 0.42831 | 0.4961 | 0.51933 | 0.66153 | 0.56072 | 0.46663
1129 | 2004-02-17 | 01:00 | 0.63936 | 0.42831 | 0.63936 | 0.66956 | 0.66201 | 0.61566 | 0.57331 | 0.42274 | 0.48569 | 0.4961 | 0.75011 | 0.61293 | 0.53751
1130 | 2004-02-17 | 02:00 | 0.62871 | 0.42274 | 0.62871 | 0.63936 | 0.61566 | 0.58017 | 0.55756 | 0.42365 | 0.48489 | 0.48569 | 0.79328 | 0.63203 | 0.58143
1131 | 2004-02-17 | 03:00 | 0.62735 | 0.42365 | 0.62735 | 0.62871 | 0.58017 | 0.55924 | 0.55183 | 0.43139 | 0.48788 | 0.48489 | 0.78854 | 0.62264 | 0.60084
1132 | 2004-02-17 | 04:00 | 0.62969 | 0.43139 | 0.62969 | 0.62735 | 0.55924 | 0.55017 | 0.55428 | 0.45164 | 0.49903 | 0.48788 | 0.77691 | 0.61059 | 0.62436
1133 | 2004-02-17 | 05:00 | 0.6443 | 0.45164 | 0.6443 | 0.62969 | 0.55017 | 0.54781 | 0.56859 | 0.50129 | 0.52858 | 0.49903 | 0.76679 | 0.60294 | 0.63748
1134 | 2004-02-17 | 06:00 | 0.68637 | 0.50129 | 0.68637 | 0.6443 | 0.54781 | 0.55531 | 0.61664 | 0.58236 | 0.58719 | 0.52858 | 0.74917 | 0.5935 | 0.64032
1135 | 2004-02-17 | 07:00 | 0.76156 | 0.58236 | 0.76156 | 0.68637 | 0.55531 | 0.58756 | 0.69361 | 0.60209 | 0.62674 | 0.58719 | 0.74324 | 0.58742 | 0.64152
1136 | 2004-02-17 | 08:00 | 0.79352 | 0.60209 | 0.79352 | 0.76156 | 0.58756 | 0.64605 | 0.74693 | 0.56898 | 0.6237 | 0.62674 | 0.73802 | 0.58174 | 0.6406
1137 | 2004-02-17 | 09:00 | 0.78985 | 0.56898 | 0.78985 | 0.79352 | 0.64605 | 0.69208 | 0.76584 | 0.54311 | 0.61112 | 0.6237 | 0.73422 | 0.57681 | 0.63636
1138 | 2004-02-17 | 10:00 | 0.77492 | 0.54311 | 0.77492 | 0.78985 | 0.69208 | 0.72244 | 0.76733 | 0.52227 | 0.5935 | 0.61112 | 0.73273 | 0.57166 | 0.6271
1139 | 2004-02-17 | 11:00 | 0.76291 | 0.52227 | 0.76291 | 0.77492 | 0.72244 | 0.74044 | 0.76468 | 0.50685 | 0.57598 | 0.5935 | 0.74766 | 0.57903 | 0.62509
1140 | 2004-02-17 | 12:00 | 0.74799 | 0.50685 | 0.74799 | 0.76291 | 0.74044 | 0.74203 | 0.75751 | 0.49255 | 0.55816 | 0.57598 | 0.7863 | 0.60055 | 0.65076
1141 | 2004-02-17 | 13:00 | 0.73394 | 0.49255 | 0.73394 | 0.74799 | 0.74203 | 0.73911 | 0.74424 | 0.47671 | 0.54502 | 0.55816 | 0.80251 | 0.64095 | 0.67411
1142 | 2004-02-17 | 14:00 | 0.72236 | 0.47671 | 0.72236 | 0.73394 | 0.73911 | 0.73133 | 0.7354 | 0.47219 | 0.53327 | 0.54502 | 0.78457 | 0.64177 | 0.66024
1143 | 2004-02-17 | 15:00 | 0.71206 | 0.47219 | 0.71206 | 0.72236 | 0.73133 | 0.72426 | 0.7228 | 0.4714 | 0.52359 | 0.53327 | 0.7557 | 0.62969 | 0.63506
1144 | 2004-02-17 | 16:00 | 0.71246 | 0.4714 | 0.71246 | 0.71206 | 0.72426 | 0.71962 | 0.71811 | 0.47495 | 0.52279 | 0.52359 | 0.70672 | 0.59587 | 0.59763
1145 | 2004-02-17 | 17:00 | 0.7259 | 0.47495 | 0.7259 | 0.71246 | 0.71962 | 0.71797 | 0.73524 | 0.48048 | 0.53075 | 0.52279 | 0.64702 | 0.5477 | 0.54138
1146 | 2004-02-17 | 18:00 | 0.7637 | 0.48048 | 0.7637 | 0.7259 | 0.71797 | 0.72965 | 0.7872 | 0.51163 | 0.56614 | 0.53075 | 0.59962 | 0.50483 | 0.49049
1147 | 2004-02-17 | 19:00 | 0.79279 | 0.51163 | 0.79279 | 0.7637 | 0.72965 | 0.76052 | 0.80789 | 0.53326 | 0.58572 | 0.56614 | 0.56481 | 0.48127 | 0.4551
1148 | 2004-02-17 | 20:00 | 0.78722 | 0.53326 | 0.78722 | 0.79279 | 0.76052 | 0.78493 | 0.78861 | 0.53203 | 0.58735 | 0.58572 | 0.54937 | 0.4736 | 0.43737
1149 | 2004-02-17 | 21:00 | 0.76905 | 0.53203 | 0.76905 | 0.78722 | 0.78493 | 0.76608 | 0.75697 | 0.51448 | 0.57516 | 0.58735 | 0.5432 | 0.47068 | 0.42464
1150 | 2004-02-17 | 22:00 | 0.73642 | 0.51448 | 0.73642 | 0.76905 | 0.76608 | 0.73974 | 0.70928 | 0.48183 | 0.54628 | 0.57516 | 0.54913 | 0.47315 | 0.42255
1151 | 2004-02-17 | 23:00 | 0.68742 | 0.48183 | 0.68742 | 0.73642 | 0.73974 | 0.70496 | 0.64667 | 0.4438 | 0.51315 | 0.54628 | 0.57463 | 0.48887 | 0.43169
1152 | 2004-02-18 | 00:00 | 0.63872 | 0.4438 | 0.63872 | 0.68742 | 0.70496 | 0.65688 | 0.5911 | 0.42523 | 0.49391 | 0.51315 | 0.63686 | 0.52839 | 0.4636
1153 | 2004-02-18 | 01:00 | 0.60789 | 0.42523 | 0.60789 | 0.63872 | 0.65688 | 0.60581 | 0.55353 | 0.42003 | 0.48654 | 0.49391 | 0.72464 | 0.58516 | 0.5321
1154 | 2004-02-18 | 02:00 | 0.59405 | 0.42003 | 0.59405 | 0.60789 | 0.60581 | 0.56477 | 0.53541 | 0.42156 | 0.48319 | 0.48654 | 0.75993 | 0.6075 | 0.5733
1155 | 2004-02-18 | 03:00 | 0.59047 | 0.42156 | 0.59047 | 0.59405 | 0.56477 | 0.54391 | 0.52617 | 0.42936 | 0.48633 | 0.48319 | 0.7541 | 0.59778 | 0.59942
1156 | 2004-02-18 | 04:00 | 0.59372 | 0.42936 | 0.59372 | 0.59047 | 0.54391 | 0.5329 | 0.52471 | 0.4488 | 0.49839 | 0.48633 | 0.73621 | 0.5925 | 0.61844
1157 | 2004-02-18 | 05:00 | 0.60978 | 0.4488 | 0.60978 | 0.59372 | 0.5329 | 0.52981 | 0.53624 | 0.49627 | 0.52711 | 0.49839 | 0.72038 | 0.59385 | 0.63176
1158 | 2004-02-18 | 06:00 | 0.65482 | 0.49627 | 0.65482 | 0.60978 | 0.52981 | 0.53814 | 0.5819 | 0.57719 | 0.58418 | 0.52711 | 0.70475 | 0.58852 | 0.63348
1159 | 2004-02-18 | 07:00 | 0.73359 | 0.57719 | 0.73359 | 0.65482 | 0.53814 | 0.57078 | 0.65695 | 0.59289 | 0.61787 | 0.58418 | 0.69405 | 0.58369 | 0.629
1160 | 2004-02-18 | 08:00 | 0.76549 | 0.59289 | 0.76549 | 0.73359 | 0.57078 | 0.63145 | 0.71388 | 0.56021 | 0.61231 | 0.61787 | 0.68184 | 0.58097 | 0.62809
1161 | 2004-02-18 | 09:00 | 0.75788 | 0.56021 | 0.75788 | 0.76549 | 0.63145 | 0.67925 | 0.73914 | 0.53592 | 0.59492 | 0.61231 | 0.67761 | 0.57796 | 0.62497
1162 | 2004-02-18 | 10:00 | 0.74058 | 0.53592 | 0.74058 | 0.75788 | 0.67925 | 0.70851 | 0.74701 | 0.5186 | 0.57866 | 0.59492 | 0.67766 | 0.57477 | 0.62137
1163 | 2004-02-18 | 11:00 | 0.72891 | 0.5186 | 0.72891 | 0.74058 | 0.70851 | 0.72321 | 0.75112 | 0.49919 | 0.56277 | 0.57866 | 0.70092 | 0.58219 | 0.62267
1164 | 2004-02-18 | 12:00 | 0.71596 | 0.49919 | 0.71596 | 0.72891 | 0.72321 | 0.72919 | 0.74701 | 0.48531 | 0.54729 | 0.56277 | 0.74633 | 0.60197 | 0.63732
1165 | 2004-02-18 | 13:00 | 0.70243 | 0.48531 | 0.70243 | 0.71596 | 0.72919 | 0.72564 | 0.73632 | 0.48137 | 0.53541 | 0.54729 | 0.76975 | 0.63601 | 0.67117
1166 | 2004-02-18 | 14:00 | 0.69096 | 0.48137 | 0.69096 | 0.70243 | 0.72564 | 0.71593 | 0.72972 | 0.47516 | 0.52521 | 0.53541 | 0.7603 | 0.63639 | 0.66094
1167 | 2004-02-18 | 15:00 | 0.67829 | 0.47516 | 0.67829 | 0.69096 | 0.71593 | 0.70812 | 0.71691 | 0.47152 | 0.51818 | 0.52521 | 0.73619 | 0.62057 | 0.64192
1168 | 2004-02-18 | 16:00 | 0.67379 | 0.47152 | 0.67379 | 0.67829 | 0.70812 | 0.69933 | 0.71036 | 0.4719 | 0.51511 | 0.51818 | 0.69565 | 0.59325 | 0.60724
1169 | 2004-02-18 | 17:00 | 0.68321 | 0.4719 | 0.68321 | 0.67379 | 0.69933 | 0.69331 | 0.7233 | 0.47582 | 0.52304 | 0.51511 | 0.63933 | 0.54257 | 0.55118
1170 | 2004-02-18 | 18:00 | 0.72261 | 0.47582 | 0.72261 | 0.68321 | 0.69331 | 0.70285 | 0.77115 | 0.50508 | 0.55362 | 0.52304 | 0.59323 | 0.50199 | 0.49585
1171 | 2004-02-18 | 19:00 | 0.7706 | 0.50508 | 0.7706 | 0.72261 | 0.70285 | 0.73682 | 0.7957 | 0.52518 | 0.56882 | 0.55362 | 0.56087 | 0.47838 | 0.45562
1172 | 2004-02-18 | 20:00 | 0.77042 | 0.52518 | 0.77042 | 0.7706 | 0.73682 | 0.7689 | 0.77691 | 0.51733 | 0.56632 | 0.56882 | 0.54828 | 0.46927 | 0.43605
1173 | 2004-02-18 | 21:00 | 0.75773 | 0.51733 | 0.75773 | 0.77042 | 0.7689 | 0.75486 | 0.74884 | 0.4984 | 0.55136 | 0.56632 | 0.54416 | 0.4662 | 0.42713
1174 | 2004-02-18 | 22:00 | 0.72542 | 0.4984 | 0.72542 | 0.75773 | 0.75486 | 0.73193 | 0.70302 | 0.46094 | 0.52062 | 0.55136 | 0.55084 | 0.46822 | 0.42439
1175 | 2004-02-18 | 23:00 | 0.67729 | 0.46094 | 0.67729 | 0.72542 | 0.73193 | 0.69704 | 0.64244 | 0.42049 | 0.48489 | 0.52062 | 0.57836 | 0.48237 | 0.4393
1176 | 2004-02-19 | 00:00 | 0.6255 | 0.42049 | 0.6255 | 0.67729 | 0.69704 | 0.6484 | 0.58749 | 0.39972 | 0.46127 | 0.48489 | 0.64484 | 0.51993 | 0.47177
1177 | 2004-02-19 | 01:00 | 0.59201 | 0.39972 | 0.59201 | 0.6255 | 0.6484 | 0.59547 | 0.54897 | 0.38898 | 0.44849 | 0.46127 | 0.73603 | 0.57582 | 0.53544
1178 | 2004-02-19 | 02:00 | 0.57324 | 0.38898 | 0.57324 | 0.59201 | 0.59547 | 0.55689 | 0.5328 | 0.38622 | 0.4454 | 0.44849 | 0.77411 | 0.60359 | 0.57876
1179 | 2004-02-19 | 03:00 | 0.56592 | 0.38622 | 0.56592 | 0.57324 | 0.55689 | 0.53441 | 0.52438 | 0.38966 | 0.44362 | 0.4454 | 0.76049 | 0.60354 | 0.6024
1180 | 2004-02-19 | 04:00 | 0.56521 | 0.38966 | 0.56521 | 0.56592 | 0.53441 | 0.52225 | 0.52368 | 0.40224 | 0.45266 | 0.44362 | 0.74138 | 0.60568 | 0.61947
1181 | 2004-02-19 | 05:00 | 0.57842 | 0.40224 | 0.57842 | 0.56521 | 0.52225 | 0.51771 | 0.53736 | 0.44411 | 0.47729 | 0.45266 | 0.72456 | 0.60399 | 0.62295
1182 | 2004-02-19 | 06:00 | 0.62164 | 0.44411 | 0.62164 | 0.57842 | 0.51771 | 0.52429 | 0.58214 | 0.51515 | 0.53188 | 0.47729 | 0.70579 | 0.59998 | 0.62226
1183 | 2004-02-19 | 07:00 | 0.69641 | 0.51515 | 0.69641 | 0.62164 | 0.52429 | 0.55481 | 0.65641 | 0.53263 | 0.56591 | 0.53188 | 0.69227 | 0.59494 | 0.62019
1184 | 2004-02-19 | 08:00 | 0.73058 | 0.53263 | 0.73058 | 0.69641 | 0.55481 | 0.61559 | 0.70414 | 0.51388 | 0.56153 | 0.56591 | 0.67984 | 0.59126 | 0.61714
1185 | 2004-02-19 | 09:00 | 0.72727 | 0.51388 | 0.72727 | 0.73058 | 0.61559 | 0.66405 | 0.72263 | 0.50288 | 0.55136 | 0.56153 | 0.66991 | 0.58461 | 0.61107
1186 | 2004-02-19 | 10:00 | 0.71585 | 0.50288 | 0.71585 | 0.72727 | 0.66405 | 0.69947 | 0.72653 | 0.49741 | 0.54298 | 0.55136 | 0.66536 | 0.58209 | 0.60723
1187 | 2004-02-19 | 11:00 | 0.70432 | 0.49741 | 0.70432 | 0.71585 | 0.69947 | 0.71684 | 0.72541 | 0.49386 | 0.53247 | 0.54298 | 0.67875 | 0.59432 | 0.61264
1188 | 2004-02-19 | 12:00 | 0.68961 | 0.49386 | 0.68961 | 0.70432 | 0.71684 | 0.72089 | 0.71998 | 0.48712 | 0.52279 | 0.53247 | 0.7282 | 0.61995 | 0.643
1189 | 2004-02-19 | 13:00 | 0.67537 | 0.48712 | 0.67537 | 0.68961 | 0.72089 | 0.71674 | 0.70758 | 0.48352 | 0.51725 | 0.52279 | 0.7656 | 0.64787 | 0.67522
1190 | 2004-02-19 | 14:00 | 0.66448 | 0.48352 | 0.66448 | 0.67537 | 0.71674 | 0.7051 | 0.70024 | 0.48089 | 0.51073 | 0.51725 | 0.76349 | 0.64635 | 0.66191
1191 | 2004-02-19 | 15:00 | 0.65251 | 0.48089 | 0.65251 | 0.66448 | 0.7051 | 0.70088 | 0.68975 | 0.47871 | 0.50547 | 0.51073 | 0.74319 | 0.63238 | 0.63744
1192 | 2004-02-19 | 16:00 | 0.64357 | 0.47871 | 0.64357 | 0.65251 | 0.70088 | 0.69528 | 0.68216 | 0.47816 | 0.50359 | 0.50547 | 0.70726 | 0.60575 | 0.59634
1193 | 2004-02-19 | 17:00 | 0.64912 | 0.47816 | 0.64912 | 0.64357 | 0.69528 | 0.69113 | 0.6939 | 0.48023 | 0.51052 | 0.50359 | 0.65496 | 0.56032 | 0.54282
1194 | 2004-02-19 | 18:00 | 0.68028 | 0.48023 | 0.68028 | 0.64912 | 0.69113 | 0.69915 | 0.74577 | 0.50538 | 0.53616 | 0.51052 | 0.60718 | 0.51733 | 0.48603
1195 | 2004-02-19 | 19:00 | 0.72809 | 0.50538 | 0.72809 | 0.68028 | 0.69915 | 0.72771 | 0.77712 | 0.51824 | 0.54785 | 0.53616 | 0.58238 | 0.49729 | 0.4492
1196 | 2004-02-19 | 20:00 | 0.73005 | 0.51824 | 0.73005 | 0.72809 | 0.72771 | 0.75863 | 0.76397 | 0.50909 | 0.54458 | 0.54785 | 0.57152 | 0.48692 | 0.42977
1197 | 2004-02-19 | 21:00 | 0.71667 | 0.50909 | 0.71667 | 0.73005 | 0.75863 | 0.74357 | 0.73354 | 0.48688 | 0.52894 | 0.54458 | 0.57178 | 0.48364 | 0.41951
1198 | 2004-02-19 | 22:00 | 0.69043 | 0.48688 | 0.69043 | 0.71667 | 0.74357 | 0.71987 | 0.69079 | 0.44933 | 0.49785 | 0.52894 | 0.58046 | 0.48396 | 0.41671
1199 | 2004-02-19 | 23:00 | 0.64372 | 0.44933 | 0.64372 | 0.69043 | 0.71987 | 0.68537 | 0.63054 | 0.40818 | 0.46073 | 0.49785 | 0.61 | 0.4994 | 0.42466
1200 | 2004-02-20 | 00:00 | 0.59857 | 0.40818 | 0.59857 | 0.64372 | 0.68537 | 0.63905 | 0.57526 | 0.38164 | 0.43769 | 0.46073 | 0.68027 | 0.53539 | 0.45953
1201 | 2004-02-20 | 01:00 | 0.56573 | 0.38164 | 0.56573 | 0.59857 | 0.63905 | 0.5883 | 0.53504 | 0.36773 | 0.42502 | 0.43769 | 0.77246 | 0.58366 | 0.52774
1202 | 2004-02-20 | 02:00 | 0.55283 | 0.36773 | 0.55283 | 0.56573 | 0.5883 | 0.54985 | 0.5192 | 0.36157 | 0.42131 | 0.42502 | 0.81324 | 0.60595 | 0.57195
1203 | 2004-02-20 | 03:00 | 0.54811 | 0.36157 | 0.54811 | 0.55283 | 0.54985 | 0.52801 | 0.51236 | 0.36136 | 0.42134 | 0.42131 | 0.80123 | 0.60271 | 0.59728
1204 | 2004-02-20 | 04:00 | 0.55057 | 0.36136 | 0.55057 | 0.54811 | 0.52801 | 0.51669 | 0.51132 | 0.37135 | 0.43076 | 0.42134 | 0.77691 | 0.60224 | 0.61476
1205 | 2004-02-20 | 05:00 | 0.56271 | 0.37135 | 0.56271 | 0.55057 | 0.51669 | 0.51271 | 0.52289 | 0.40854 | 0.45931 | 0.43076 | 0.75317 | 0.60232 | 0.62667
1206 | 2004-02-20 | 06:00 | 0.60392 | 0.40854 | 0.60392 | 0.56271 | 0.51271 | 0.51827 | 0.56912 | 0.47697 | 0.51323 | 0.45931 | 0.7237 | 0.59579 | 0.62196
1207 | 2004-02-20 | 07:00 | 0.68107 | 0.47697 | 0.68107 | 0.60392 | 0.51827 | 0.54926 | 0.63941 | 0.49951 | 0.55221 | 0.51323 | 0.70462 | 0.58603 | 0.61918
1208 | 2004-02-20 | 08:00 | 0.71784 | 0.49951 | 0.71784 | 0.68107 | 0.54926 | 0.60539 | 0.68838 | 0.49252 | 0.55762 | 0.55221 | 0.68375 | 0.5813 | 0.61363
1209 | 2004-02-20 | 09:00 | 0.71719 | 0.49252 | 0.71719 | 0.71784 | 0.60539 | 0.65118 | 0.70899 | 0.49282 | 0.5586 | 0.55762 | 0.66534 | 0.5738 | 0.60326
1210 | 2004-02-20 | 10:00 | 0.70865 | 0.49282 | 0.70865 | 0.71719 | 0.65118 | 0.68449 | 0.71397 | 0.49716 | 0.55666 | 0.5586 | 0.66097 | 0.57188 | 0.59776
1211 | 2004-02-20 | 11:00 | 0.69735 | 0.49716 | 0.69735 | 0.70865 | 0.68449 | 0.70425 | 0.71301 | 0.49501 | 0.54893 | 0.55666 | 0.66824 | 0.57925 | 0.60224
1212 | 2004-02-20 | 12:00 | 0.68194 | 0.49501 | 0.68194 | 0.69735 | 0.70425 | 0.71266 | 0.70551 | 0.48965 | 0.53889 | 0.54893 | 0.71106 | 0.59895 | 0.62703
1213 | 2004-02-20 | 13:00 | 0.66729 | 0.48965 | 0.66729 | 0.68194 | 0.71266 | 0.71058 | 0.69497 | 0.48897 | 0.52938 | 0.53889 | 0.74859 | 0.6339 | 0.65655
1214 | 2004-02-20 | 14:00 | 0.65612 | 0.48897 | 0.65612 | 0.66729 | 0.71058 | 0.70348 | 0.68614 | 0.48763 | 0.52214 | 0.52938 | 0.74119 | 0.63098 | 0.63956
1215 | 2004-02-20 | 15:00 | 0.64741 | 0.48763 | 0.64741 | 0.65612 | 0.70348 | 0.69644 | 0.67976 | 0.4842 | 0.51426 | 0.52214 | 0.72551 | 0.61818 | 0.61356
1216 | 2004-02-20 | 16:00 | 0.63675 | 0.4842 | 0.63675 | 0.64741 | 0.69644 | 0.69089 | 0.67806 | 0.48214 | 0.50854 | 0.51426 | 0.69704 | 0.59699 | 0.58027
1217 | 2004-02-20 | 17:00 | 0.64026 | 0.48214 | 0.64026 | 0.63675 | 0.69089 | 0.68776 | 0.69294 | 0.47867 | 0.51153 | 0.50854 | 0.65331 | 0.56032 | 0.5349
1218 | 2004-02-20 | 18:00 | 0.66709 | 0.47867 | 0.66709 | 0.64026 | 0.68776 | 0.69001 | 0.73051 | 0.49579 | 0.53044 | 0.51153 | 0.61224 | 0.52618 | 0.48892
1219 | 2004-02-20 | 19:00 | 0.70266 | 0.49579 | 0.70266 | 0.66709 | 0.69001 | 0.70984 | 0.74407 | 0.50214 | 0.53889 | 0.53044 | 0.58568 | 0.50446 | 0.45367
1220 | 2004-02-20 | 20:00 | 0.6937 | 0.50214 | 0.6937 | 0.70266 | 0.70984 | 0.73422 | 0.72325 | 0.49077 | 0.53726 | 0.53889 | 0.57125 | 0.4934 | 0.43051
1221 | 2004-02-20 | 21:00 | 0.67786 | 0.49077 | 0.67786 | 0.6937 | 0.73422 | 0.71716 | 0.69651 | 0.47408 | 0.52748 | 0.53726 | 0.56795 | 0.48526 | 0.41838
1222 | 2004-02-20 | 22:00 | 0.65133 | 0.47408 | 0.65133 | 0.67786 | 0.71716 | 0.69317 | 0.65977 | 0.4507 | 0.50875 | 0.52748 | 0.57207 | 0.48371 | 0.41314
1223 | 2004-02-20 | 23:00 | 0.61246 | 0.4507 | 0.61246 | 0.65133 | 0.69317 | 0.66486 | 0.60661 | 0.42011 | 0.48255 | 0.50875 | 0.58357 | 0.48658 | 0.41452
1224 | 2004-02-21 | 00:00 | 0.57093 | 0.42011 | 0.57093 | 0.61246 | 0.66486 | 0.62565 | 0.55818 | 0.39707 | 0.46178 | 0.48255 | 0.61242 | 0.50364 | 0.42788
1225 | 2004-02-21 | 01:00 | 0.53471 | 0.39707 | 0.53471 | 0.57093 | 0.62565 | 0.58168 | 0.51679 | 0.38446 | 0.45096 | 0.46178 | 0.65711 | 0.52271 | 0.45258
1226 | 2004-02-21 | 02:00 | 0.51588 | 0.38446 | 0.51588 | 0.53471 | 0.58168 | 0.54475 | 0.49631 | 0.37953 | 0.44612 | 0.45096 | 0.70167 | 0.54526 | 0.47376
1227 | 2004-02-21 | 03:00 | 0.50518 | 0.37953 | 0.50518 | 0.51588 | 0.54475 | 0.5207 | 0.48437 | 0.37896 | 0.44604 | 0.44612 | 0.73587 | 0.56655 | 0.51106
1228 | 2004-02-21 | 04:00 | 0.50055 | 0.37896 | 0.50055 | 0.50518 | 0.5207 | 0.50529 | 0.47889 | 0.38772 | 0.45081 | 0.44604 | 0.73589 | 0.57778 | 0.54008
1229 | 2004-02-21 | 05:00 | 0.50405 | 0.38772 | 0.50405 | 0.50055 | 0.50529 | 0.49685 | 0.48267 | 0.40762 | 0.46462 | 0.45081 | 0.7163 | 0.58219 | 0.55374
1230 | 2004-02-21 | 06:00 | 0.51951 | 0.40762 | 0.51951 | 0.50405 | 0.49685 | 0.49738 | 0.4971 | 0.43665 | 0.48832 | 0.46462 | 0.68665 | 0.57462 | 0.5559
1231 | 2004-02-21 | 07:00 | 0.54566 | 0.43665 | 0.54566 | 0.51951 | 0.49738 | 0.50804 | 0.53031 | 0.46009 | 0.50697 | 0.48832 | 0.65927 | 0.56232 | 0.54952
1232 | 2004-02-21 | 08:00 | 0.57112 | 0.46009 | 0.57112 | 0.54566 | 0.50804 | 0.52977 | 0.57016 | 0.47794 | 0.52438 | 0.50697 | 0.6359 | 0.55098 | 0.54284
1233 | 2004-02-21 | 09:00 | 0.60624 | 0.47794 | 0.60624 | 0.57112 | 0.52977 | 0.55485 | 0.61917 | 0.47907 | 0.52866 | 0.52438 | 0.62121 | 0.54067 | 0.53596
1234 | 2004-02-21 | 10:00 | 0.62719 | 0.47907 | 0.62719 | 0.60624 | 0.55485 | 0.59255 | 0.65654 | 0.47251 | 0.5208 | 0.52866 | 0.61924 | 0.5394 | 0.53267
1235 | 2004-02-21 | 11:00 | 0.63105 | 0.47251 | 0.63105 | 0.62719 | 0.59255 | 0.62378 | 0.66931 | 0.46283 | 0.50802 | 0.5208 | 0.63465 | 0.54727 | 0.54203
1236 | 2004-02-21 | 12:00 | 0.62232 | 0.46283 | 0.62232 | 0.63105 | 0.62378 | 0.63982 | 0.66446 | 0.44889 | 0.49182 | 0.50802 | 0.67883 | 0.57392 | 0.57791
1237 | 2004-02-21 | 13:00 | 0.61099 | 0.44889 | 0.61099 | 0.62232 | 0.63982 | 0.63968 | 0.65222 | 0.43889 | 0.47613 | 0.49182 | 0.71338 | 0.60605 | 0.6141
1238 | 2004-02-21 | 14:00 | 0.60087 | 0.43889 | 0.60087 | 0.61099 | 0.63968 | 0.63247 | 0.64032 | 0.43177 | 0.46505 | 0.47613 | 0.70643 | 0.60667 | 0.60504
1239 | 2004-02-21 | 15:00 | 0.5944 | 0.43177 | 0.5944 | 0.60087 | 0.63247 | 0.62371 | 0.63066 | 0.42761 | 0.45671 | 0.46505 | 0.69014 | 0.59337 | 0.58539
1240 | 2004-02-21 | 16:00 | 0.59365 | 0.42761 | 0.59365 | 0.5944 | 0.62371 | 0.61763 | 0.62904 | 0.42732 | 0.45642 | 0.45671 | 0.66267 | 0.57606 | 0.55931
1241 | 2004-02-21 | 17:00 | 0.6052 | 0.42732 | 0.6052 | 0.59365 | 0.61763 | 0.61833 | 0.64497 | 0.43218 | 0.46541 | 0.45642 | 0.62853 | 0.54441 | 0.52247
1242 | 2004-02-21 | 18:00 | 0.63279 | 0.43218 | 0.63279 | 0.6052 | 0.61833 | 0.62955 | 0.68079 | 0.45879 | 0.49295 | 0.46541 | 0.59241 | 0.51091 | 0.48389
1243 | 2004-02-21 | 19:00 | 0.6701 | 0.45879 | 0.6701 | 0.63279 | 0.62955 | 0.65593 | 0.69327 | 0.47224 | 0.50769 | 0.49295 | 0.56452 | 0.49019 | 0.45162
1244 | 2004-02-21 | 20:00 | 0.66539 | 0.47224 | 0.66539 | 0.6701 | 0.65593 | 0.68656 | 0.67437 | 0.46524 | 0.50638 | 0.50769 | 0.55294 | 0.48072 | 0.42879
1245 | 2004-02-21 | 21:00 | 0.65433 | 0.46524 | 0.65433 | 0.66539 | 0.68656 | 0.67703 | 0.65172 | 0.45365 | 0.49875 | 0.50638 | 0.5506 | 0.47532 | 0.41605
1246 | 2004-02-21 | 22:00 | 0.63645 | 0.45365 | 0.63645 | 0.65433 | 0.67703 | 0.65997 | 0.61984 | 0.43433 | 0.48213 | 0.49875 | 0.55227 | 0.4745 | 0.41042
1247 | 2004-02-21 | 23:00 | 0.60855 | 0.43433 | 0.60855 | 0.63645 | 0.65997 | 0.63866 | 0.57829 | 0.40996 | 0.46088 | 0.48213 | 0.56191 | 0.47796 | 0.41053
1248 | 2004-02-22 | 00:00 | 0.57535 | 0.40996 | 0.57535 | 0.60855 | 0.63866 | 0.6075 | 0.53778 | 0.38994 | 0.44329 | 0.46088 | 0.58637 | 0.49051 | 0.41818
1249 | 2004-02-22 | 01:00 | 0.54438 | 0.38994 | 0.54438 | 0.57535 | 0.6075 | 0.57053 | 0.50216 | 0.37922 | 0.43185 | 0.44329 | 0.62451 | 0.50839 | 0.43377
1250 | 2004-02-22 | 02:00 | 0.52653 | 0.37922 | 0.52653 | 0.54438 | 0.57053 | 0.53913 | 0.47864 | 0.37495 | 0.42703 | 0.43185 | 0.65932 | 0.52463 | 0.44575
1251 | 2004-02-22 | 03:00 | 0.51739 | 0.37495 | 0.51739 | 0.52653 | 0.53913 | 0.5182 | 0.46791 | 0.37534 | 0.42633 | 0.42703 | 0.69123 | 0.54267 | 0.47644
1252 | 2004-02-22 | 04:00 | 0.51399 | 0.37534 | 0.51399 | 0.51739 | 0.5182 | 0.50417 | 0.46272 | 0.38067 | 0.42937 | 0.42633 | 0.69318 | 0.55288 | 0.50298
1253 | 2004-02-22 | 05:00 | 0.51662 | 0.38067 | 0.51662 | 0.51399 | 0.50417 | 0.4959 | 0.4645 | 0.38903 | 0.43772 | 0.42937 | 0.67627 | 0.55711 | 0.51354
1254 | 2004-02-22 | 06:00 | 0.52825 | 0.38903 | 0.52825 | 0.51662 | 0.4959 | 0.49358 | 0.47549 | 0.41001 | 0.45501 | 0.43772 | 0.65674 | 0.55402 | 0.51914
1255 | 2004-02-22 | 07:00 | 0.54667 | 0.41001 | 0.54667 | 0.52825 | 0.49358 | 0.50012 | 0.49606 | 0.42745 | 0.47155 | 0.45501 | 0.63518 | 0.54917 | 0.51858
1256 | 2004-02-22 | 08:00 | 0.56194 | 0.42745 | 0.56194 | 0.54667 | 0.50012 | 0.51366 | 0.52384 | 0.44694 | 0.4921 | 0.47155 | 0.61727 | 0.54416 | 0.51447
1257 | 2004-02-22 | 09:00 | 0.58752 | 0.44694 | 0.58752 | 0.56194 | 0.51366 | 0.52633 | 0.56407 | 0.45031 | 0.49733 | 0.4921 | 0.60455 | 0.53866 | 0.51131
1258 | 2004-02-22 | 10:00 | 0.6038 | 0.45031 | 0.6038 | 0.58752 | 0.52633 | 0.55946 | 0.59558 | 0.44606 | 0.48721 | 0.49733 | 0.60641 | 0.54032 | 0.51081
1259 | 2004-02-22 | 11:00 | 0.60885 | 0.44606 | 0.60885 | 0.6038 | 0.55946 | 0.58566 | 0.61009 | 0.44075 | 0.47585 | 0.48721 | 0.61964 | 0.55066 | 0.52242
1260 | 2004-02-22 | 12:00 | 0.60502 | 0.44075 | 0.60502 | 0.60885 | 0.58566 | 0.60398 | 0.62079 | 0.43795 | 0.47031 | 0.47585 | 0.66754 | 0.5802 | 0.56739
1261 | 2004-02-22 | 13:00 | 0.59852 | 0.43795 | 0.59852 | 0.60502 | 0.60398 | 0.61242 | 0.61789 | 0.43308 | 0.46085 | 0.47031 | 0.71162 | 0.61636 | 0.61478
1262 | 2004-02-22 | 14:00 | 0.59037 | 0.43308 | 0.59037 | 0.59852 | 0.61242 | 0.61214 | 0.6091 | 0.42844 | 0.45225 | 0.46085 | 0.71186 | 0.61975 | 0.61061
1263 | 2004-02-22 | 15:00 | 0.57685 | 0.42844 | 0.57685 | 0.59037 | 0.61214 | 0.60679 | 0.59927 | 0.42486 | 0.44674 | 0.45225 | 0.69302 | 0.61044 | 0.59096
1264 | 2004-02-22 | 16:00 | 0.57536 | 0.42486 | 0.57536 | 0.57685 | 0.60679 | 0.60103 | 0.59939 | 0.42795 | 0.44906 | 0.44674 | 0.6553 | 0.58618 | 0.55764
1265 | 2004-02-22 | 17:00 | 0.58838 | 0.42795 | 0.58838 | 0.57536 | 0.60103 | 0.60085 | 0.61822 | 0.44111 | 0.46163 | 0.44906 | 0.60444 | 0.54585 | 0.51362
1266 | 2004-02-22 | 18:00 | 0.6277 | 0.44111 | 0.6277 | 0.58838 | 0.60085 | 0.61323 | 0.67665 | 0.47195 | 0.49308 | 0.46163 | 0.56361 | 0.50682 | 0.46947
1267 | 2004-02-22 | 19:00 | 0.67844 | 0.47195 | 0.67844 | 0.6277 | 0.61323 | 0.6535 | 0.70978 | 0.48432 | 0.50978 | 0.49308 | 0.53867 | 0.4876 | 0.43808
1268 | 2004-02-22 | 20:00 | 0.68339 | 0.48432 | 0.68339 | 0.67844 | 0.6535 | 0.69894 | 0.70244 | 0.4742 | 0.50911 | 0.50978 | 0.53101 | 0.48002 | 0.42099
1269 | 2004-02-22 | 21:00 | 0.67221 | 0.4742 | 0.67221 | 0.68339 | 0.69894 | 0.69542 | 0.67532 | 0.46222 | 0.49751 | 0.50911 | 0.52896 | 0.47813 | 0.41376
1270 | 2004-02-22 | 22:00 | 0.65107 | 0.46222 | 0.65107 | 0.67221 | 0.69542 | 0.67759 | 0.63282 | 0.42918 | 0.4718 | 0.49751 | 0.53865 | 0.48209 | 0.41157
1271 | 2004-02-22 | 23:00 | 0.61919 | 0.42918 | 0.61919 | 0.65107 | 0.67759 | 0.64816 | 0.58185 | 0.39274 | 0.43965 | 0.4718 | 0.56718 | 0.49866 | 0.4246
1272 | 2004-02-23 | 00:00 | 0.58053 | 0.39274 | 0.58053 | 0.61919 | 0.64816 | 0.61235 | 0.53603 | 0.36998 | 0.41971 | 0.43965 | 0.6347 | 0.53811 | 0.46043
1273 | 2004-02-23 | 01:00 | 0.55587 | 0.36998 | 0.55587 | 0.58053 | 0.61235 | 0.5674 | 0.50241 | 0.35833 | 0.40967 | 0.41971 | 0.73137 | 0.5945 | 0.53081
1274 | 2004-02-23 | 02:00 | 0.54679 | 0.35833 | 0.54679 | 0.55587 | 0.5674 | 0.53652 | 0.48768 | 0.35346 | 0.4067 | 0.40967 | 0.7689 | 0.62065 | 0.57638
1275 | 2004-02-23 | 03:00 | 0.54738 | 0.35346 | 0.54738 | 0.54679 | 0.53652 | 0.5189 | 0.4842 | 0.35471 | 0.40889 | 0.4067 | 0.75748 | 0.62296 | 0.60354
1276 | 2004-02-23 | 04:00 | 0.554 | 0.35471 | 0.554 | 0.54738 | 0.5189 | 0.51205 | 0.48603 | 0.36667 | 0.4177 | 0.40889 | 0.73866 | 0.62087 | 0.61945
1277 | 2004-02-23 | 05:00 | 0.57123 | 0.36667 | 0.57123 | 0.554 | 0.51205 | 0.51187 | 0.50153 | 0.40226 | 0.44439 | 0.4177 | 0.72149 | 0.62137 | 0.62958
1278 | 2004-02-23 | 06:00 | 0.61879 | 0.40226 | 0.61879 | 0.57123 | 0.51187 | 0.52123 | 0.55494 | 0.46512 | 0.49813 | 0.44439 | 0.70039 | 0.61422 | 0.63111
1279 | 2004-02-23 | 07:00 | 0.69802 | 0.46512 | 0.69802 | 0.61879 | 0.52123 | 0.55689 | 0.64534 | 0.48912 | 0.53696 | 0.49813 | 0.68671 | 0.60184 | 0.62615
1280 | 2004-02-23 | 08:00 | 0.73047 | 0.48912 | 0.73047 | 0.69802 | 0.55689 | 0.62857 | 0.69385 | 0.49037 | 0.54739 | 0.53696 | 0.67404 | 0.59733 | 0.62255
1281 | 2004-02-23 | 09:00 | 0.72005 | 0.49037 | 0.72005 | 0.73047 | 0.62857 | 0.67316 | 0.70688 | 0.49304 | 0.55203 | 0.54739 | 0.66166 | 0.59263 | 0.61149
1282 | 2004-02-23 | 10:00 | 0.7073 | 0.49304 | 0.7073 | 0.72005 | 0.67316 | 0.69335 | 0.70874 | 0.49834 | 0.55468 | 0.55203 | 0.65897 | 0.59205 | 0.6051
1283 | 2004-02-23 | 11:00 | 0.69899 | 0.49834 | 0.69899 | 0.7073 | 0.69335 | 0.70344 | 0.70974 | 0.49685 | 0.55367 | 0.55468 | 0.67699 | 0.60065 | 0.60242
1284 | 2004-02-23 | 12:00 | 0.68565 | 0.49685 | 0.68565 | 0.69899 | 0.70344 | 0.70566 | 0.70385 | 0.49711 | 0.5462 | 0.55367 | 0.72365 | 0.63054 | 0.62684
1285 | 2004-02-23 | 13:00 | 0.66885 | 0.49711 | 0.66885 | 0.68565 | 0.70566 | 0.7032 | 0.69274 | 0.49823 | 0.54237 | 0.5462 | 0.75737 | 0.66441 | 0.68068
1286 | 2004-02-23 | 14:00 | 0.65843 | 0.49823 | 0.65843 | 0.66885 | 0.7032 | 0.69581 | 0.68353 | 0.49613 | 0.53737 | 0.54237 | 0.74925 | 0.66535 | 0.67203
1287 | 2004-02-23 | 15:00 | 0.64678 | 0.49613 | 0.64678 | 0.65843 | 0.69581 | 0.69068 | 0.67184 | 0.49694 | 0.53464 | 0.53737 | 0.72551 | 0.65029 | 0.64562
1288 | 2004-02-23 | 16:00 | 0.64374 | 0.49694 | 0.64374 | 0.64678 | 0.69068 | 0.68143 | 0.66674 | 0.50255 | 0.5385 | 0.53464 | 0.68338 | 0.62127 | 0.60336
1289 | 2004-02-23 | 17:00 | 0.6553 | 0.50255 | 0.6553 | 0.64374 | 0.68143 | 0.67932 | 0.68013 | 0.5066 | 0.55102 | 0.5385 | 0.62826 | 0.57245 | 0.54537
1290 | 2004-02-23 | 18:00 | 0.68887 | 0.5066 | 0.68887 | 0.6553 | 0.67932 | 0.68948 | 0.73345 | 0.52802 | 0.57434 | 0.55102 | 0.58256 | 0.53176 | 0.48757
1291 | 2004-02-23 | 19:00 | 0.73304 | 0.52802 | 0.73304 | 0.68887 | 0.68948 | 0.71881 | 0.77218 | 0.53749 | 0.58196 | 0.57434 | 0.55296 | 0.51233 | 0.44723
1292 | 2004-02-23 | 20:00 | 0.73229 | 0.53749 | 0.73229 | 0.73304 | 0.71881 | 0.75845 | 0.75804 | 0.52271 | 0.57367 | 0.58196 | 0.54205 | 0.50356 | 0.42467
1293 | 2004-02-23 | 21:00 | 0.71669 | 0.52271 | 0.71669 | 0.73229 | 0.75845 | 0.74649 | 0.73271 | 0.4996 | 0.55581 | 0.57367 | 0.53936 | 0.49746 | 0.4134
1294 | 2004-02-23 | 22:00 | 0.68307 | 0.4996 | 0.68307 | 0.71669 | 0.74649 | 0.72542 | 0.68295 | 0.45983 | 0.5251 | 0.55581 | 0.5453 | 0.50184 | 0.41073
1295 | 2004-02-23 | 23:00 | 0.63912 | 0.45983 | 0.63912 | 0.68307 | 0.72542 | 0.68909 | 0.62187 | 0.41562 | 0.48845 | 0.5251 | 0.5709 | 0.51562 | 0.42279
1296 | 2004-02-24 | 00:00 | 0.58788 | 0.41562 | 0.58788 | 0.63912 | 0.68909 | 0.6381 | 0.56506 | 0.38912 | 0.46469 | 0.48845 | 0.63971 | 0.55569 | 0.46388
1297 | 2004-02-24 | 01:00 | 0.55373 | 0.38912 | 0.55373 | 0.58788 | 0.6381 | 0.58309 | 0.52745 | 0.37726 | 0.45346 | 0.46469 | 0.73195 | 0.60762 | 0.53698
1298 | 2004-02-24 | 02:00 | 0.53766 | 0.37726 | 0.53766 | 0.55373 | 0.58309 | 0.54071 | 0.51028 | 0.37263 | 0.44918 | 0.45346 | 0.76648 | 0.6258 | 0.58368
1299 | 2004-02-24 | 03:00 | 0.53151 | 0.37263 | 0.53151 | 0.53766 | 0.54071 | 0.51961 | 0.50232 | 0.37248 | 0.45006 | 0.44918 | 0.75527 | 0.62167 | 0.60381
1300 | 2004-02-24 | 04:00 | 0.53295 | 0.37248 | 0.53295 | 0.53151 | 0.51961 | 0.51001 | 0.50435 | 0.3819 | 0.45848 | 0.45006 | 0.73661 | 0.61724 | 0.61681
1301 | 2004-02-24 | 05:00 | 0.54632 | 0.3819 | 0.54632 | 0.53295 | 0.51001 | 0.50751 | 0.51845 | 0.4173 | 0.48466 | 0.45848 | 0.72354 | 0.61146 | 0.62693
1302 | 2004-02-24 | 06:00 | 0.5884 | 0.4173 | 0.5884 | 0.54632 | 0.50751 | 0.51489 | 0.57074 | 0.48301 | 0.53595 | 0.48466 | 0.69512 | 0.60092 | 0.62741
1303 | 2004-02-24 | 07:00 | 0.66333 | 0.48301 | 0.66333 | 0.5884 | 0.51489 | 0.54964 | 0.65844 | 0.50986 | 0.57812 | 0.53595 | 0.7014 | 0.59083 | 0.62412
1304 | 2004-02-24 | 08:00 | 0.70434 | 0.50986 | 0.70434 | 0.66333 | 0.54964 | 0.62294 | 0.70646 | 0.50395 | 0.58869 | 0.57812 | 0.69334 | 0.58394 | 0.61974
1305 | 2004-02-24 | 09:00 | 0.70954 | 0.50395 | 0.70954 | 0.70434 | 0.62294 | 0.67503 | 0.71969 | 0.51595 | 0.59219 | 0.58869 | 0.68527 | 0.57773 | 0.61539
1306 | 2004-02-24 | 10:00 | 0.70972 | 0.51595 | 0.70972 | 0.70954 | 0.67503 | 0.69651 | 0.72081 | 0.51499 | 0.59603 | 0.59219 | 0.6812 | 0.57651 | 0.60826
1307 | 2004-02-24 | 11:00 | 0.70883 | 0.51499 | 0.70883 | 0.70972 | 0.69651 | 0.71347 | 0.72072 | 0.51701 | 0.5935 | 0.59603 | 0.69504 | 0.58441 | 0.60482
1308 | 2004-02-24 | 12:00 | 0.70626 | 0.51701 | 0.70626 | 0.70883 | 0.71347 | 0.72043 | 0.71625 | 0.51501 | 0.58706 | 0.5935 | 0.73371 | 0.61121 | 0.62923
1309 | 2004-02-24 | 13:00 | 0.7027 | 0.51501 | 0.7027 | 0.70626 | 0.72043 | 0.71987 | 0.7075 | 0.51605 | 0.58325 | 0.58706 | 0.76807 | 0.64747 | 0.67603
1310 | 2004-02-24 | 14:00 | 0.70168 | 0.51605 | 0.70168 | 0.7027 | 0.71987 | 0.7147 | 0.70281 | 0.51296 | 0.57663 | 0.58325 | 0.76419 | 0.65173 | 0.66841
1311 | 2004-02-24 | 15:00 | 0.69864 | 0.51296 | 0.69864 | 0.70168 | 0.7147 | 0.71076 | 0.69717 | 0.51387 | 0.57197 | 0.57663 | 0.7443 | 0.63988 | 0.64415
1312 | 2004-02-24 | 16:00 | 0.70031 | 0.51387 | 0.70031 | 0.69864 | 0.71076 | 0.70664 | 0.70003 | 0.52208 | 0.57593 | 0.57197 | 0.69879 | 0.60827 | 0.60267
1313 | 2004-02-24 | 17:00 | 0.71514 | 0.52208 | 0.71514 | 0.70031 | 0.70664 | 0.70812 | 0.71948 | 0.53785 | 0.59026 | 0.57593 | 0.64354 | 0.56132 | 0.5429
1314 | 2004-02-24 | 18:00 | 0.74279 | 0.53785 | 0.74279 | 0.71514 | 0.70812 | 0.72054 | 0.7665 | 0.55915 | 0.60901 | 0.59026 | 0.59526 | 0.52017 | 0.4874
1315 | 2004-02-24 | 19:00 | 0.77166 | 0.55915 | 0.77166 | 0.74279 | 0.72054 | 0.74618 | 0.7918 | 0.56523 | 0.61834 | 0.60901 | 0.57045 | 0.50144 | 0.44641
1316 | 2004-02-24 | 20:00 | 0.76992 | 0.56523 | 0.76992 | 0.77166 | 0.74618 | 0.77797 | 0.77256 | 0.55739 | 0.60935 | 0.61834 | 0.5581 | 0.49213 | 0.42373
1317 | 2004-02-24 | 21:00 | 0.75039 | 0.55739 | 0.75039 | 0.76992 | 0.77797 | 0.76612 | 0.74096 | 0.53394 | 0.59286 | 0.60935 | 0.5589 | 0.49001 | 0.41233
1318 | 2004-02-24 | 22:00 | 0.7209 | 0.53394 | 0.7209 | 0.75039 | 0.76612 | 0.74129 | 0.6939 | 0.4946 | 0.56066 | 0.59286 | 0.5667 | 0.49502 | 0.40907
1319 | 2004-02-24 | 23:00 | 0.66918 | 0.4946 | 0.66918 | 0.7209 | 0.74129 | 0.70506 | 0.62701 | 0.45375 | 0.52413 | 0.56066 | 0.59337 | 0.51168 | 0.41981
1320 | 2004-02-25 | 00:00 | 0.62212 | 0.45375 | 0.62212 | 0.66918 | 0.70506 | 0.6503 | 0.56875 | 0.43221 | 0.50125 | 0.52413 | 0.66345 | 0.5539 | 0.46153
1321 | 2004-02-25 | 01:00 | 0.59385 | 0.43221 | 0.59385 | 0.62212 | 0.6503 | 0.59705 | 0.53276 | 0.42431 | 0.49185 | 0.50125 | 0.75301 | 0.60508 | 0.5355
1322 | 2004-02-25 | 02:00 | 0.58225 | 0.42431 | 0.58225 | 0.59385 | 0.59705 | 0.5597 | 0.51787 | 0.42266 | 0.48695 | 0.49185 | 0.79078 | 0.62276 | 0.58388
1323 | 2004-02-25 | 03:00 | 0.58202 | 0.42266 | 0.58202 | 0.58225 | 0.5597 | 0.54117 | 0.51352 | 0.42771 | 0.48685 | 0.48695 | 0.77715 | 0.61086 | 0.60791
1324 | 2004-02-25 | 04:00 | 0.58668 | 0.42771 | 0.58668 | 0.58202 | 0.54117 | 0.53262 | 0.51617 | 0.4442 | 0.49687 | 0.48685 | 0.75918 | 0.60052 | 0.6257
1325 | 2004-02-25 | 05:00 | 0.60381 | 0.4442 | 0.60381 | 0.58668 | 0.53262 | 0.53048 | 0.53218 | 0.48769 | 0.52173 | 0.49687 | 0.74659 | 0.59367 | 0.63727
1326 | 2004-02-25 | 06:00 | 0.65151 | 0.48769 | 0.65151 | 0.60381 | 0.53048 | 0.53927 | 0.58384 | 0.56289 | 0.57246 | 0.52173 | 0.73648 | 0.58658 | 0.63776
1327 | 2004-02-25 | 07:00 | 0.72597 | 0.56289 | 0.72597 | 0.65151 | 0.53927 | 0.5769 | 0.672 | 0.59014 | 0.61166 | 0.57246 | 0.72687 | 0.57773 | 0.63304
1328 | 2004-02-25 | 08:00 | 0.75288 | 0.59014 | 0.75288 | 0.72597 | 0.5769 | 0.64742 | 0.72139 | 0.58342 | 0.61713 | 0.61166 | 0.72267 | 0.57096 | 0.62934
1329 | 2004-02-25 | 09:00 | 0.74277 | 0.58342 | 0.74277 | 0.75288 | 0.64742 | 0.69402 | 0.72703 | 0.58931 | 0.6162 | 0.61713 | 0.71622 | 0.56528 | 0.62253
1330 | 2004-02-25 | 10:00 | 0.73149 | 0.58931 | 0.73149 | 0.74277 | 0.69402 | 0.7135 | 0.72238 | 0.59339 | 0.61306 | 0.6162 | 0.71963 | 0.5612 | 0.61628
1331 | 2004-02-25 | 11:00 | 0.72075 | 0.59339 | 0.72075 | 0.73149 | 0.7135 | 0.72149 | 0.71931 | 0.59317 | 0.60278 | 0.61306 | 0.7319 | 0.56578 | 0.61951
1332 | 2004-02-25 | 12:00 | 0.71081 | 0.59317 | 0.71081 | 0.72075 | 0.72149 | 0.72331 | 0.7131 | 0.58963 | 0.58992 | 0.60278 | 0.76834 | 0.58548 | 0.65228
1333 | 2004-02-25 | 13:00 | 0.69723 | 0.58963 | 0.69723 | 0.71081 | 0.72331 | 0.71934 | 0.69904 | 0.58332 | 0.5799 | 0.58992 | 0.79274 | 0.62707 | 0.68507
1334 | 2004-02-25 | 14:00 | 0.68702 | 0.58332 | 0.68702 | 0.69723 | 0.71934 | 0.71185 | 0.68933 | 0.57287 | 0.56911 | 0.5799 | 0.78111 | 0.6338 | 0.67466
1335 | 2004-02-25 | 15:00 | 0.67496 | 0.57287 | 0.67496 | 0.68702 | 0.71185 | 0.70622 | 0.6786 | 0.56951 | 0.56231 | 0.56911 | 0.75234 | 0.62267 | 0.65097
1336 | 2004-02-25 | 16:00 | 0.66597 | 0.56951 | 0.66597 | 0.67496 | 0.70622 | 0.69852 | 0.67445 | 0.57347 | 0.56089 | 0.56231 | 0.70561 | 0.59447 | 0.61297
1337 | 2004-02-25 | 17:00 | 0.67232 | 0.57347 | 0.67232 | 0.66597 | 0.69852 | 0.6962 | 0.68913 | 0.5889 | 0.57037 | 0.56089 | 0.64726 | 0.54964 | 0.55352
1338 | 2004-02-25 | 18:00 | 0.70193 | 0.5889 | 0.70193 | 0.67232 | 0.6962 | 0.7046 | 0.73627 | 0.62193 | 0.5961 | 0.57037 | 0.59425 | 0.50986 | 0.49896
1339 | 2004-02-25 | 19:00 | 0.75462 | 0.62193 | 0.75462 | 0.70193 | 0.7046 | 0.72848 | 0.77845 | 0.63676 | 0.61326 | 0.5961 | 0.56768 | 0.49106 | 0.45608
1340 | 2004-02-25 | 20:00 | 0.75772 | 0.63676 | 0.75772 | 0.75462 | 0.72848 | 0.76914 | 0.76617 | 0.63191 | 0.60966 | 0.61326 | 0.55304 | 0.48222 | 0.43285
1341 | 2004-02-25 | 21:00 | 0.74855 | 0.63191 | 0.74855 | 0.75772 | 0.76914 | 0.75922 | 0.74146 | 0.61051 | 0.59752 | 0.60966 | 0.54807 | 0.48027 | 0.42249
1342 | 2004-02-25 | 22:00 | 0.72246 | 0.61051 | 0.72246 | 0.74855 | 0.75922 | 0.73865 | 0.69531 | 0.57328 | 0.56784 | 0.59752 | 0.55374 | 0.48399 | 0.418
1343 | 2004-02-25 | 23:00 | 0.67431 | 0.57328 | 0.67431 | 0.72246 | 0.73865 | 0.70172 | 0.62867 | 0.5321 | 0.53314 | 0.56784 | 0.57889 | 0.5011 | 0.42906
1344 | 2004-02-26 | 00:00 | 0.62653 | 0.5321 | 0.62653 | 0.67431 | 0.70172 | 0.64858 | 0.57248 | 0.51194 | 0.51042 | 0.53314 | 0.64686 | 0.54184 | 0.46419
1345 | 2004-02-26 | 01:00 | 0.59417 | 0.51194 | 0.59417 | 0.62653 | 0.64858 | 0.5941 | 0.53454 | 0.50532 | 0.50045 | 0.51042 | 0.73925 | 0.59861 | 0.53727
1346 | 2004-02-26 | 02:00 | 0.58207 | 0.50532 | 0.58207 | 0.59417 | 0.5941 | 0.55502 | 0.518 | 0.50573 | 0.49831 | 0.50045 | 0.77811 | 0.61519 | 0.58487
1347 | 2004-02-26 | 03:00 | 0.57916 | 0.50573 | 0.57916 | 0.58207 | 0.55502 | 0.5348 | 0.51091 | 0.51348 | 0.49999 | 0.49831 | 0.76262 | 0.60735 | 0.61206
1348 | 2004-02-26 | 04:00 | 0.58265 | 0.51348 | 0.58265 | 0.57916 | 0.5348 | 0.52471 | 0.51165 | 0.53351 | 0.51271 | 0.49999 | 0.74156 | 0.59935 | 0.6269
1349 | 2004-02-26 | 05:00 | 0.59763 | 0.53351 | 0.59763 | 0.58265 | 0.52471 | 0.52228 | 0.52563 | 0.58132 | 0.54146 | 0.51271 | 0.72841 | 0.59686 | 0.63768
1350 | 2004-02-26 | 06:00 | 0.6441 | 0.58132 | 0.6441 | 0.59763 | 0.52228 | 0.53037 | 0.57825 | 0.65717 | 0.59482 | 0.54146 | 0.71282 | 0.58872 | 0.64053
1351 | 2004-02-26 | 07:00 | 0.71649 | 0.65717 | 0.71649 | 0.6441 | 0.53037 | 0.56656 | 0.66408 | 0.66608 | 0.62498 | 0.59482 | 0.69946 | 0.57905 | 0.63262
1352 | 2004-02-26 | 08:00 | 0.7466 | 0.66608 | 0.7466 | 0.71649 | 0.56656 | 0.63609 | 0.71334 | 0.62587 | 0.6197 | 0.62498 | 0.68796 | 0.57494 | 0.62838
1353 | 2004-02-26 | 09:00 | 0.73792 | 0.62587 | 0.73792 | 0.7466 | 0.63609 | 0.68136 | 0.71969 | 0.59559 | 0.60546 | 0.6197 | 0.67952 | 0.56849 | 0.62009
1354 | 2004-02-26 | 10:00 | 0.72555 | 0.59559 | 0.72555 | 0.73792 | 0.68136 | 0.69936 | 0.7172 | 0.5675 | 0.58936 | 0.60546 | 0.68479 | 0.56747 | 0.61312
1355 | 2004-02-26 | 11:00 | 0.72214 | 0.5675 | 0.72214 | 0.72555 | 0.69936 | 0.70861 | 0.71326 | 0.54167 | 0.57282 | 0.58936 | 0.70449 | 0.57121 | 0.60834
1356 | 2004-02-26 | 12:00 | 0.70753 | 0.54167 | 0.70753 | 0.72214 | 0.70861 | 0.7109 | 0.70488 | 0.5195 | 0.55501 | 0.57282 | 0.74356 | 0.59193 | 0.63294
1357 | 2004-02-26 | 13:00 | 0.6925 | 0.5195 | 0.6925 | 0.70753 | 0.7109 | 0.70749 | 0.69045 | 0.50569 | 0.54334 | 0.55501 | 0.77079 | 0.62839 | 0.68186
1358 | 2004-02-26 | 14:00 | 0.68551 | 0.50569 | 0.68551 | 0.6925 | 0.70749 | 0.6995 | 0.68386 | 0.49089 | 0.53126 | 0.54334 | 0.7623 | 0.63198 | 0.67478
1359 | 2004-02-26 | 15:00 | 0.67844 | 0.49089 | 0.67844 | 0.68551 | 0.6995 | 0.69549 | 0.6732 | 0.48205 | 0.52173 | 0.53126 | 0.7364 | 0.61861 | 0.65146
1360 | 2004-02-26 | 16:00 | 0.67428 | 0.48205 | 0.67428 | 0.67844 | 0.69549 | 0.68793 | 0.6691 | 0.47977 | 0.52055 | 0.52173 | 0.69472 | 0.58964 | 0.61135
1361 | 2004-02-26 | 17:00 | 0.68777 | 0.47977 | 0.68777 | 0.67428 | 0.68793 | 0.68617 | 0.6815 | 0.48371 | 0.52351 | 0.52055 | 0.63829 | 0.54483 | 0.55138
1362 | 2004-02-26 | 18:00 | 0.71724 | 0.48371 | 0.71724 | 0.68777 | 0.68617 | 0.6976 | 0.73064 | 0.51779 | 0.55213 | 0.52351 | 0.58695 | 0.50294 | 0.49609
1363 | 2004-02-26 | 19:00 | 0.75517 | 0.51779 | 0.75517 | 0.71724 | 0.6976 | 0.72659 | 0.77094 | 0.55019 | 0.57506 | 0.55213 | 0.55666 | 0.48117 | 0.45553
1364 | 2004-02-26 | 20:00 | 0.75546 | 0.55019 | 0.75546 | 0.75517 | 0.72659 | 0.76471 | 0.76157 | 0.55401 | 0.57967 | 0.57506 | 0.54466 | 0.47128 | 0.43275
1365 | 2004-02-26 | 21:00 | 0.73963 | 0.55401 | 0.73963 | 0.75546 | 0.76471 | 0.755 | 0.73283 | 0.54476 | 0.56859 | 0.57967 | 0.5407 | 0.46643 | 0.42185
1366 | 2004-02-26 | 22:00 | 0.7093 | 0.54476 | 0.7093 | 0.73963 | 0.755 | 0.73176 | 0.68817 | 0.51872 | 0.54497 | 0.56859 | 0.54594 | 0.46877 | 0.41858
1367 | 2004-02-26 | 23:00 | 0.66213 | 0.51872 | 0.66213 | 0.7093 | 0.73176 | 0.69564 | 0.62651 | 0.48492 | 0.51377 | 0.54497 | 0.57066 | 0.48496 | 0.42848
1368 | 2004-02-27 | 00:00 | 0.61324 | 0.48492 | 0.61324 | 0.66213 | 0.69564 | 0.64534 | 0.56879 | 0.46765 | 0.49326 | 0.51377 | 0.63444 | 0.51978 | 0.46805
1369 | 2004-02-27 | 01:00 | 0.58091 | 0.46765 | 0.58091 | 0.61324 | 0.64534 | 0.59245 | 0.52969 | 0.46659 | 0.48471 | 0.49326 | 0.72583 | 0.57123 | 0.53449
1370 | 2004-02-27 | 02:00 | 0.56505 | 0.46659 | 0.56505 | 0.58091 | 0.59245 | 0.55383 | 0.51468 | 0.46739 | 0.48224 | 0.48471 | 0.76482 | 0.59263 | 0.58018
1371 | 2004-02-27 | 03:00 | 0.55933 | 0.46739 | 0.55933 | 0.56505 | 0.55383 | 0.53304 | 0.50854 | 0.47468 | 0.48584 | 0.48224 | 0.7557 | 0.59308 | 0.60397
1372 | 2004-02-27 | 04:00 | 0.5611 | 0.47468 | 0.5611 | 0.55933 | 0.53304 | 0.52351 | 0.50879 | 0.49308 | 0.49672 | 0.48584 | 0.74098 | 0.59567 | 0.61997
1373 | 2004-02-27 | 05:00 | 0.5753 | 0.49308 | 0.5753 | 0.5611 | 0.52351 | 0.52123 | 0.52422 | 0.54089 | 0.5248 | 0.49672 | 0.72283 | 0.59848 | 0.62777
1374 | 2004-02-27 | 06:00 | 0.62067 | 0.54089 | 0.62067 | 0.5753 | 0.52123 | 0.52882 | 0.57609 | 0.61655 | 0.57939 | 0.5248 | 0.70643 | 0.59357 | 0.6274
1375 | 2004-02-27 | 07:00 | 0.69693 | 0.61655 | 0.69693 | 0.62067 | 0.52882 | 0.56631 | 0.6611 | 0.62819 | 0.60811 | 0.57939 | 0.69259 | 0.58834 | 0.61996
1376 | 2004-02-27 | 08:00 | 0.72752 | 0.62819 | 0.72752 | 0.69693 | 0.56631 | 0.63662 | 0.71185 | 0.5912 | 0.60048 | 0.60811 | 0.67992 | 0.58496 | 0.61521
1377 | 2004-02-27 | 09:00 | 0.72254 | 0.5912 | 0.72254 | 0.72752 | 0.63662 | 0.68424 | 0.72068 | 0.56352 | 0.58521 | 0.60048 | 0.66983 | 0.57818 | 0.60444
1378 | 2004-02-27 | 10:00 | 0.71331 | 0.56352 | 0.71331 | 0.72254 | 0.68424 | 0.70394 | 0.7184 | 0.5406 | 0.56893 | 0.58521 | 0.66747 | 0.57467 | 0.59405
1379 | 2004-02-27 | 11:00 | 0.7034 | 0.5406 | 0.7034 | 0.71331 | 0.70394 | 0.71477 | 0.71401 | 0.51791 | 0.55321 | 0.56893 | 0.67928 | 0.58159 | 0.59063
1380 | 2004-02-27 | 12:00 | 0.68829 | 0.51791 | 0.68829 | 0.7034 | 0.71477 | 0.71617 | 0.70207 | 0.49931 | 0.53616 | 0.55321 | 0.70638 | 0.60506 | 0.60796
1381 | 2004-02-27 | 13:00 | 0.67202 | 0.49931 | 0.67202 | 0.68829 | 0.71617 | 0.71055 | 0.68639 | 0.48958 | 0.52374 | 0.53616 | 0.73632 | 0.62999 | 0.6552
1382 | 2004-02-27 | 14:00 | 0.65928 | 0.48958 | 0.65928 | 0.67202 | 0.71055 | 0.70024 | 0.67582 | 0.47746 | 0.51186 | 0.52374 | 0.72783 | 0.62645 | 0.64725
1383 | 2004-02-27 | 15:00 | 0.64776 | 0.47746 | 0.64776 | 0.65928 | 0.70024 | 0.69275 | 0.663 | 0.46937 | 0.50228 | 0.51186 | 0.70252 | 0.61499 | 0.62475
1384 | 2004-02-27 | 16:00 | 0.63628 | 0.46937 | 0.63628 | 0.64776 | 0.69275 | 0.68463 | 0.65367 | 0.46522 | 0.49697 | 0.50228 | 0.67055 | 0.59479 | 0.59091
1385 | 2004-02-27 | 17:00 | 0.63596 | 0.46522 | 0.63596 | 0.63628 | 0.68463 | 0.67977 | 0.65948 | 0.46575 | 0.49679 | 0.49697 | 0.62818 | 0.56227 | 0.54263
1386 | 2004-02-27 | 18:00 | 0.65556 | 0.46575 | 0.65556 | 0.63596 | 0.67977 | 0.68396 | 0.6975 | 0.49083 | 0.51745 | 0.49679 | 0.58706 | 0.52692 | 0.49426
1387 | 2004-02-27 | 19:00 | 0.69844 | 0.49083 | 0.69844 | 0.65556 | 0.68396 | 0.70292 | 0.73234 | 0.51177 | 0.5327 | 0.51745 | 0.55456 | 0.50804 | 0.45497
1388 | 2004-02-27 | 20:00 | 0.70315 | 0.51177 | 0.70315 | 0.69844 | 0.70292 | 0.74051 | 0.71782 | 0.50777 | 0.53245 | 0.5327 | 0.54264 | 0.4991 | 0.43113
1389 | 2004-02-27 | 21:00 | 0.6924 | 0.50777 | 0.6924 | 0.70315 | 0.74051 | 0.72739 | 0.69373 | 0.49817 | 0.52338 | 0.53245 | 0.53487 | 0.49208 | 0.41733
1390 | 2004-02-27 | 22:00 | 0.67017 | 0.49817 | 0.67017 | 0.6924 | 0.72739 | 0.70654 | 0.65799 | 0.47773 | 0.50529 | 0.52338 | 0.53423 | 0.492 | 0.41107
1391 | 2004-02-27 | 23:00 | 0.63573 | 0.47773 | 0.63573 | 0.67017 | 0.70654 | 0.67689 | 0.60831 | 0.45165 | 0.48118 | 0.50529 | 0.54434 | 0.499 | 0.41453
1392 | 2004-02-28 | 00:00 | 0.5974 | 0.45165 | 0.5974 | 0.63573 | 0.67689 | 0.63669 | 0.55859 | 0.43232 | 0.46047 | 0.48118 | 0.57269 | 0.51823 | 0.43138
1393 | 2004-02-28 | 01:00 | 0.56745 | 0.43232 | 0.56745 | 0.5974 | 0.63669 | 0.59079 | 0.51891 | 0.42409 | 0.44911 | 0.46047 | 0.61461 | 0.53619 | 0.45227
1394 | 2004-02-28 | 02:00 | 0.55027 | 0.42409 | 0.55027 | 0.56745 | 0.59079 | 0.55203 | 0.49718 | 0.42003 | 0.4455 | 0.44911 | 0.65924 | 0.55527 | 0.47652
1395 | 2004-02-28 | 03:00 | 0.54482 | 0.42003 | 0.54482 | 0.55027 | 0.55203 | 0.52931 | 0.48839 | 0.42039 | 0.44481 | 0.4455 | 0.69105 | 0.57584 | 0.50999
1396 | 2004-02-28 | 04:00 | 0.54372 | 0.42039 | 0.54372 | 0.54482 | 0.52931 | 0.51715 | 0.48702 | 0.42716 | 0.44844 | 0.44481 | 0.70023 | 0.58341 | 0.54461
1397 | 2004-02-28 | 05:00 | 0.55146 | 0.42716 | 0.55146 | 0.54372 | 0.51715 | 0.51092 | 0.491 | 0.44153 | 0.4633 | 0.44844 | 0.69288 | 0.58194 | 0.54252
1398 | 2004-02-28 | 06:00 | 0.56749 | 0.44153 | 0.56749 | 0.55146 | 0.51092 | 0.51152 | 0.51082 | 0.46524 | 0.48417 | 0.4633 | 0.67654 | 0.57587 | 0.54056
1399 | 2004-02-28 | 07:00 | 0.59318 | 0.46524 | 0.59318 | 0.56749 | 0.51152 | 0.5227 | 0.53852 | 0.48594 | 0.50176 | 0.48417 | 0.65711 | 0.56242 | 0.53309
1400 | 2004-02-28 | 08:00 | 0.61497 | 0.48594 | 0.61497 | 0.59318 | 0.5227 | 0.54335 | 0.58219 | 0.50817 | 0.5198 | 0.50176 | 0.63771 | 0.55342 | 0.52048
1401 | 2004-02-28 | 09:00 | 0.63648 | 0.50817 | 0.63648 | 0.61497 | 0.54335 | 0.56976 | 0.61897 | 0.51723 | 0.52681 | 0.5198 | 0.62547 | 0.54852 | 0.5101
1402 | 2004-02-28 | 10:00 | 0.64061 | 0.51723 | 0.64061 | 0.63648 | 0.56976 | 0.60511 | 0.63738 | 0.51481 | 0.5215 | 0.52681 | 0.6231 | 0.55163 | 0.50247
1403 | 2004-02-28 | 11:00 | 0.63339 | 0.51481 | 0.63339 | 0.64061 | 0.60511 | 0.62769 | 0.63912 | 0.50122 | 0.51307 | 0.5215 | 0.63941 | 0.5606 | 0.50511
1404 | 2004-02-28 | 12:00 | 0.61461 | 0.50122 | 0.61461 | 0.63339 | 0.62769 | 0.63479 | 0.62759 | 0.48267 | 0.49924 | 0.51307 | 0.67175 | 0.58742 | 0.5339
1405 | 2004-02-28 | 13:00 | 0.59325 | 0.48267 | 0.59325 | 0.61461 | 0.63479 | 0.62962 | 0.60918 | 0.46717 | 0.48613 | 0.49924 | 0.70481 | 0.61714 | 0.58741
1406 | 2004-02-28 | 14:00 | 0.57501 | 0.46717 | 0.57501 | 0.59325 | 0.62962 | 0.61903 | 0.59069 | 0.45662 | 0.47598 | 0.48613 | 0.69584 | 0.6195 | 0.58608
1407 | 2004-02-28 | 15:00 | 0.55819 | 0.45662 | 0.55819 | 0.57501 | 0.61903 | 0.60641 | 0.5763 | 0.4507 | 0.4683 | 0.47598 | 0.67899 | 0.60936 | 0.56768
1408 | 2004-02-28 | 16:00 | 0.54831 | 0.4507 | 0.54831 | 0.55819 | 0.60641 | 0.5941 | 0.5697 | 0.45225 | 0.46977 | 0.4683 | 0.65376 | 0.59138 | 0.54326
1409 | 2004-02-28 | 17:00 | 0.54968 | 0.45225 | 0.54968 | 0.54831 | 0.5941 | 0.5858 | 0.57858 | 0.46265 | 0.4785 | 0.46977 | 0.60984 | 0.56142 | 0.50728
1410 | 2004-02-28 | 18:00 | 0.56862 | 0.46265 | 0.56862 | 0.54968 | 0.5858 | 0.59121 | 0.62295 | 0.48856 | 0.50558 | 0.4785 | 0.57357 | 0.53133 | 0.46941
1411 | 2004-02-28 | 19:00 | 0.61978 | 0.48856 | 0.61978 | 0.56862 | 0.59121 | 0.61657 | 0.66292 | 0.49697 | 0.51647 | 0.50558 | 0.54788 | 0.51325 | 0.43993
1412 | 2004-02-28 | 20:00 | 0.6268 | 0.49697 | 0.6268 | 0.61978 | 0.61657 | 0.66651 | 0.64886 | 0.48787 | 0.51343 | 0.51647 | 0.53375 | 0.50329 | 0.41791
1413 | 2004-02-28 | 21:00 | 0.61988 | 0.48787 | 0.61988 | 0.6268 | 0.66651 | 0.66314 | 0.62987 | 0.47239 | 0.50117 | 0.51343 | 0.51576 | 0.49923 | 0.40693
1414 | 2004-02-28 | 22:00 | 0.60575 | 0.47239 | 0.60575 | 0.61988 | 0.66314 | 0.64707 | 0.60114 | 0.45037 | 0.48257 | 0.50117 | 0.54554 | 0.49995 | 0.40076
1415 | 2004-02-28 | 23:00 | 0.58155 | 0.45037 | 0.58155 | 0.60575 | 0.64707 | 0.62536 | 0.55984 | 0.42032 | 0.45619 | 0.48257 | 0.54208 | 0.5055 | 0.40099
1416 | 2004-02-29 | 00:00 | 0.55057 | 0.42032 | 0.55057 | 0.58155 | 0.62536 | 0.59399 | 0.52007 | 0.39811 | 0.43489 | 0.45619 | 0.56217 | 0.51699 | 0.41167
1417 | 2004-02-29 | 01:00 | 0.52235 | 0.39811 | 0.52235 | 0.55057 | 0.59399 | 0.55738 | 0.48495 | 0.38516 | 0.42275 | 0.43489 | 0.59787 | 0.53258 | 0.42359
1418 | 2004-02-29 | 02:00 | 0.50861 | 0.38516 | 0.50861 | 0.52235 | 0.55738 | 0.52414 | 0.4682 | 0.37726 | 0.41539 | 0.42275 | 0.63747 | 0.54451 | 0.44134
1419 | 2004-02-29 | 03:00 | 0.50356 | 0.37726 | 0.50356 | 0.50861 | 0.52414 | 0.50223 | 0.45924 | 0.37208 | 0.41314 | 0.41539 | 0.66813 | 0.56259 | 0.46974
1420 | 2004-02-29 | 04:00 | 0.50463 | 0.37208 | 0.50463 | 0.50356 | 0.50223 | 0.48824 | 0.45924 | 0.3729 | 0.4126 | 0.41314 | 0.67313 | 0.56859 | 0.48997
1421 | 2004-02-29 | 05:00 | 0.51036 | 0.3729 | 0.51036 | 0.50463 | 0.48824 | 0.47997 | 0.46081 | 0.37925 | 0.42036 | 0.4126 | 0.66113 | 0.5656 | 0.50437
1422 | 2004-02-29 | 06:00 | 0.52277 | 0.37925 | 0.52277 | 0.51036 | 0.47997 | 0.47909 | 0.47354 | 0.39395 | 0.4337 | 0.42036 | 0.64742 | 0.56254 | 0.50417
1423 | 2004-02-29 | 07:00 | 0.54245 | 0.39395 | 0.54245 | 0.52277 | 0.47909 | 0.48774 | 0.49001 | 0.40825 | 0.44908 | 0.4337 | 0.6343 | 0.55714 | 0.50216
1424 | 2004-02-29 | 08:00 | 0.55776 | 0.40825 | 0.55776 | 0.54245 | 0.48774 | 0.49843 | 0.51841 | 0.43394 | 0.46897 | 0.44908 | 0.62656 | 0.55098 | 0.49643
1425 | 2004-02-29 | 09:00 | 0.57332 | 0.43394 | 0.57332 | 0.55776 | 0.49843 | 0.51535 | 0.55573 | 0.45556 | 0.48409 | 0.46897 | 0.61876 | 0.54491 | 0.49437
1426 | 2004-02-29 | 10:00 | 0.57658 | 0.45556 | 0.57658 | 0.57332 | 0.51535 | 0.5462 | 0.58297 | 0.46162 | 0.48517 | 0.48409 | 0.62445 | 0.54595 | 0.49369
1427 | 2004-02-29 | 11:00 | 0.57178 | 0.46162 | 0.57178 | 0.57658 | 0.5462 | 0.57159 | 0.59193 | 0.46167 | 0.48566 | 0.48517 | 0.6454 | 0.55918 | 0.50344
1428 | 2004-02-29 | 12:00 | 0.56053 | 0.46167 | 0.56053 | 0.57178 | 0.57159 | 0.58344 | 0.59085 | 0.45877 | 0.48644 | 0.48566 | 0.6841 | 0.59016 | 0.53683
1429 | 2004-02-29 | 13:00 | 0.5496 | 0.45877 | 0.5496 | 0.56053 | 0.58344 | 0.58699 | 0.58409 | 0.45022 | 0.48373 | 0.48644 | 0.71947 | 0.62526 | 0.59558
1430 | 2004-02-29 | 14:00 | 0.53646 | 0.45022 | 0.53646 | 0.5496 | 0.58699 | 0.58404 | 0.57493 | 0.44261 | 0.48054 | 0.48373 | 0.71231 | 0.63335 | 0.59653
1431 | 2004-02-29 | 15:00 | 0.52618 | 0.44261 | 0.52618 | 0.53646 | 0.58404 | 0.57785 | 0.56469 | 0.43706 | 0.47698 | 0.48054 | 0.699 | 0.62095 | 0.57909
1432 | 2004-02-29 | 16:00 | 0.52103 | 0.43706 | 0.52103 | 0.52618 | 0.57785 | 0.57103 | 0.56315 | 0.43546 | 0.47703 | 0.47698 | 0.6643 | 0.59758 | 0.54961
1433 | 2004-02-29 | 17:00 | 0.53163 | 0.43546 | 0.53163 | 0.52103 | 0.57103 | 0.56856 | 0.5838 | 0.44771 | 0.48597 | 0.47703 | 0.61171 | 0.56085 | 0.501
1434 | 2004-02-29 | 18:00 | 0.56182 | 0.44771 | 0.56182 | 0.53163 | 0.56856 | 0.57876 | 0.63676 | 0.47883 | 0.51199 | 0.48597 | 0.5672 | 0.51908 | 0.4585
1435 | 2004-02-29 | 19:00 | 0.61811 | 0.47883 | 0.61811 | 0.56182 | 0.57876 | 0.61109 | 0.68171 | 0.5017 | 0.53039 | 0.51199 | 0.547 | 0.50184 | 0.42578
1436 | 2004-02-29 | 20:00 | 0.62528 | 0.5017 | 0.62528 | 0.61811 | 0.61109 | 0.66258 | 0.66922 | 0.49825 | 0.53051 | 0.53039 | 0.53548 | 0.49313 | 0.41101
1437 | 2004-02-29 | 21:00 | 0.6167 | 0.49825 | 0.6167 | 0.62528 | 0.66258 | 0.65906 | 0.64045 | 0.48202 | 0.5173 | 0.53051 | 0.533 | 0.49198 | 0.40449
1438 | 2004-02-29 | 22:00 | 0.59529 | 0.48202 | 0.59529 | 0.6167 | 0.65906 | 0.64351 | 0.59687 | 0.45251 | 0.49131 | 0.5173 | 0.5403 | 0.49781 | 0.40478
1439 | 2004-02-29 | 23:00 | 0.56184 | 0.45251 | 0.56184 | 0.59529 | 0.64351 | 0.61773 | 0.54122 | 0.42051 | 0.45776 | 0.49131 | 0.56893 | 0.51806 | 0.41663
1440 | 2004-03-01 | 00:00 | 0.52755 | 0.42051 | 0.52755 | 0.56184 | 0.61773 | 0.57824 | 0.49892 | 0.39647 | 0.43759 | 0.45776 | 0.63598 | 0.55786 | 0.45817
1441 | 2004-03-01 | 01:00 | 0.50217 | 0.39647 | 0.50217 | 0.52755 | 0.57824 | 0.5398 | 0.46703 | 0.38506 | 0.42538 | 0.43759 | 0.73025 | 0.6128 | 0.52816
1442 | 2004-03-01 | 02:00 | 0.49224 | 0.38506 | 0.49224 | 0.50217 | 0.5398 | 0.50413 | 0.45157 | 0.38241 | 0.42139 | 0.42538 | 0.76983 | 0.63233 | 0.57743
1443 | 2004-03-01 | 03:00 | 0.49024 | 0.38241 | 0.49024 | 0.49224 | 0.50413 | 0.48317 | 0.44547 | 0.38545 | 0.42183 | 0.42139 | 0.75628 | 0.62389 | 0.60356
1444 | 2004-03-01 | 04:00 | 0.49582 | 0.38545 | 0.49582 | 0.49024 | 0.48317 | 0.47477 | 0.44709 | 0.39931 | 0.43097 | 0.42183 | 0.7376 | 0.61417 | 0.62016
1445 | 2004-03-01 | 05:00 | 0.51195 | 0.39931 | 0.51195 | 0.49582 | 0.47477 | 0.47297 | 0.46272 | 0.43933 | 0.45964 | 0.43097 | 0.71678 | 0.60391 | 0.6303
1446 | 2004-03-01 | 06:00 | 0.55905 | 0.43933 | 0.55905 | 0.51195 | 0.47297 | 0.48166 | 0.51655 | 0.50786 | 0.5124 | 0.45964 | 0.69919 | 0.59753 | 0.62899
1447 | 2004-03-01 | 07:00 | 0.63463 | 0.50786 | 0.63463 | 0.55905 | 0.48166 | 0.52038 | 0.60487 | 0.52162 | 0.54641 | 0.5124 | 0.68394 | 0.58822 | 0.62656
1448 | 2004-03-01 | 08:00 | 0.67216 | 0.52162 | 0.67216 | 0.63463 | 0.52038 | 0.59023 | 0.65595 | 0.50709 | 0.55133 | 0.54641 | 0.67058 | 0.58137 | 0.62498
1449 | 2004-03-01 | 09:00 | 0.67053 | 0.50709 | 0.67053 | 0.67216 | 0.59023 | 0.64165 | 0.66669 | 0.50311 | 0.5504 | 0.55133 | 0.65727 | 0.57462 | 0.61782
1450 | 2004-03-01 | 10:00 | 0.65845 | 0.50311 | 0.65845 | 0.67053 | 0.64165 | 0.66511 | 0.66757 | 0.50125 | 0.54922 | 0.5504 | 0.65272 | 0.57308 | 0.61104
1451 | 2004-03-01 | 11:00 | 0.65291 | 0.50125 | 0.65291 | 0.65845 | 0.66511 | 0.67281 | 0.66889 | 0.49711 | 0.54456 | 0.54922 | 0.66765 | 0.58214 | 0.61301
1452 | 2004-03-01 | 12:00 | 0.64345 | 0.49711 | 0.64345 | 0.65291 | 0.67281 | 0.67453 | 0.66313 | 0.49258 | 0.53871 | 0.54456 | 0.701 | 0.60712 | 0.63806
1453 | 2004-03-01 | 13:00 | 0.63452 | 0.49258 | 0.63452 | 0.64345 | 0.67453 | 0.67337 | 0.65372 | 0.49006 | 0.53082 | 0.53871 | 0.74952 | 0.64757 | 0.67469
1454 | 2004-03-01 | 14:00 | 0.62745 | 0.49006 | 0.62745 | 0.63452 | 0.67337 | 0.66665 | 0.64712 | 0.48644 | 0.525 | 0.53082 | 0.75479 | 0.65255 | 0.66887
1455 | 2004-03-01 | 15:00 | 0.61766 | 0.48644 | 0.61766 | 0.62745 | 0.66665 | 0.66444 | 0.63862 | 0.48478 | 0.51732 | 0.525 | 0.73345 | 0.64062 | 0.64265
1456 | 2004-03-01 | 16:00 | 0.61298 | 0.48478 | 0.61298 | 0.61766 | 0.66444 | 0.66096 | 0.6334 | 0.48521 | 0.51495 | 0.51732 | 0.69251 | 0.61046 | 0.60259
1457 | 2004-03-01 | 17:00 | 0.61769 | 0.48521 | 0.61769 | 0.61298 | 0.66096 | 0.65783 | 0.64671 | 0.48758 | 0.5191 | 0.51495 | 0.63505 | 0.56329 | 0.54503
1458 | 2004-03-01 | 18:00 | 0.63959 | 0.48758 | 0.63959 | 0.61769 | 0.65783 | 0.67088 | 0.6946 | 0.50774 | 0.54177 | 0.5191 | 0.59001 | 0.52331 | 0.49287
1459 | 2004-03-01 | 19:00 | 0.68275 | 0.50774 | 0.68275 | 0.63959 | 0.67088 | 0.70066 | 0.73379 | 0.52445 | 0.55872 | 0.54177 | 0.56188 | 0.50473 | 0.45486
1460 | 2004-03-01 | 20:00 | 0.68344 | 0.52445 | 0.68344 | 0.68275 | 0.70066 | 0.72989 | 0.71791 | 0.51726 | 0.55615 | 0.55872 | 0.55294 | 0.49422 | 0.43465
1461 | 2004-03-01 | 21:00 | 0.6652 | 0.51726 | 0.6652 | 0.68344 | 0.72989 | 0.7179 | 0.68544 | 0.49221 | 0.53987 | 0.55615 | 0.55286 | 0.49011 | 0.42362
1462 | 2004-03-01 | 22:00 | 0.63521 | 0.49221 | 0.63521 | 0.6652 | 0.7179 | 0.69317 | 0.63676 | 0.45367 | 0.50908 | 0.53987 | 0.563 | 0.49412 | 0.42138
1463 | 2004-03-01 | 23:00 | 0.58437 | 0.45367 | 0.58437 | 0.63521 | 0.69317 | 0.65649 | 0.56829 | 0.41269 | 0.47471 | 0.50908 | 0.59472 | 0.50981 | 0.43092
1464 | 2004-03-02 | 00:00 | 0.53497 | 0.41269 | 0.53497 | 0.58437 | 0.65649 | 0.60085 | 0.51319 | 0.38837 | 0.44991 | 0.47471 | 0.66637 | 0.54946 | 0.47
1465 | 2004-03-02 | 01:00 | 0.5014 | 0.38837 | 0.5014 | 0.53497 | 0.60085 | 0.54497 | 0.47694 | 0.37855 | 0.43999 | 0.44991 | 0.76243 | 0.60144 | 0.54039
1466 | 2004-03-02 | 02:00 | 0.48213 | 0.37855 | 0.48213 | 0.5014 | 0.54497 | 0.50304 | 0.45795 | 0.37403 | 0.43587 | 0.43999 | 0.80081 | 0.62117 | 0.58187
1467 | 2004-03-02 | 03:00 | 0.47309 | 0.37403 | 0.47309 | 0.48213 | 0.50304 | 0.48138 | 0.45078 | 0.37509 | 0.43672 | 0.43587 | 0.7789 | 0.61863 | 0.59886
1468 | 2004-03-02 | 04:00 | 0.47297 | 0.37509 | 0.47297 | 0.47309 | 0.48138 | 0.47023 | 0.44879 | 0.38948 | 0.44638 | 0.43672 | 0.74646 | 0.61945 | 0.60903
1469 | 2004-03-02 | 05:00 | 0.48564 | 0.38948 | 0.48564 | 0.47297 | 0.47023 | 0.46576 | 0.46202 | 0.42836 | 0.47425 | 0.44638 | 0.71463 | 0.61577 | 0.6217
1470 | 2004-03-02 | 06:00 | 0.52493 | 0.42836 | 0.52493 | 0.48564 | 0.46576 | 0.47181 | 0.5114 | 0.49637 | 0.52822 | 0.47425 | 0.68612 | 0.60545 | 0.62198
1471 | 2004-03-02 | 07:00 | 0.59671 | 0.49637 | 0.59671 | 0.52493 | 0.47181 | 0.50853 | 0.60313 | 0.51382 | 0.56045 | 0.52822 | 0.67021 | 0.59661 | 0.61849
1472 | 2004-03-02 | 08:00 | 0.63367 | 0.51382 | 0.63367 | 0.59671 | 0.50853 | 0.58527 | 0.66072 | 0.50279 | 0.56254 | 0.56045 | 0.65831 | 0.58899 | 0.61577
1473 | 2004-03-02 | 09:00 | 0.64237 | 0.50279 | 0.64237 | 0.63367 | 0.58527 | 0.64126 | 0.67685 | 0.5012 | 0.55937 | 0.56254 | 0.64729 | 0.58092 | 0.60797
1474 | 2004-03-02 | 10:00 | 0.64059 | 0.5012 | 0.64059 | 0.64237 | 0.64126 | 0.66648 | 0.68054 | 0.50243 | 0.55594 | 0.55937 | 0.64372 | 0.581 | 0.60109
1475 | 2004-03-02 | 11:00 | 0.64041 | 0.50243 | 0.64041 | 0.64059 | 0.66648 | 0.67756 | 0.68121 | 0.50443 | 0.54741 | 0.55594 | 0.65142 | 0.58949 | 0.60479
1476 | 2004-03-02 | 12:00 | 0.63361 | 0.50443 | 0.63361 | 0.64041 | 0.67756 | 0.68399 | 0.67511 | 0.50392 | 0.53948 | 0.54741 | 0.68783 | 0.61542 | 0.62248
1477 | 2004-03-02 | 13:00 | 0.62628 | 0.50392 | 0.62628 | 0.63361 | 0.68399 | 0.68245 | 0.66603 | 0.50608 | 0.5335 | 0.53948 | 0.74287 | 0.65402 | 0.65803
1478 | 2004-03-02 | 14:00 | 0.62344 | 0.50608 | 0.62344 | 0.62628 | 0.68245 | 0.67654 | 0.65894 | 0.50617 | 0.52665 | 0.5335 | 0.75458 | 0.65644 | 0.65921
1479 | 2004-03-02 | 15:00 | 0.61657 | 0.50617 | 0.61657 | 0.62344 | 0.67654 | 0.6746 | 0.64882 | 0.50579 | 0.52359 | 0.52665 | 0.73778 | 0.64379 | 0.63481
1480 | 2004-03-02 | 16:00 | 0.61369 | 0.50579 | 0.61369 | 0.61657 | 0.6746 | 0.6714 | 0.64497 | 0.5088 | 0.5251 | 0.52359 | 0.69722 | 0.61205 | 0.59534
1481 | 2004-03-02 | 17:00 | 0.61522 | 0.5088 | 0.61522 | 0.61369 | 0.6714 | 0.67239 | 0.65807 | 0.5137 | 0.53507 | 0.5251 | 0.64154 | 0.56212 | 0.5378
1482 | 2004-03-02 | 18:00 | 0.62493 | 0.5137 | 0.62493 | 0.61522 | 0.67239 | 0.68466 | 0.69999 | 0.53578 | 0.56112 | 0.53507 | 0.59693 | 0.52177 | 0.48587
1483 | 2004-03-02 | 19:00 | 0.66856 | 0.53578 | 0.66856 | 0.62493 | 0.68466 | 0.70214 | 0.73109 | 0.54276 | 0.57405 | 0.56112 | 0.57082 | 0.50276 | 0.45054
1484 | 2004-03-02 | 20:00 | 0.67129 | 0.54276 | 0.67129 | 0.66856 | 0.70214 | 0.73158 | 0.71484 | 0.53467 | 0.56823 | 0.57405 | 0.56393 | 0.49328 | 0.42966
1485 | 2004-03-02 | 21:00 | 0.65519 | 0.53467 | 0.65519 | 0.67129 | 0.73158 | 0.71762 | 0.68059 | 0.50946 | 0.55012 | 0.56823 | 0.56063 | 0.48919 | 0.41979
1486 | 2004-03-02 | 22:00 | 0.62271 | 0.50946 | 0.62271 | 0.65519 | 0.71762 | 0.69134 | 0.63132 | 0.46915 | 0.51529 | 0.55012 | 0.5655 | 0.49213 | 0.41769
1487 | 2004-03-02 | 23:00 | 0.57294 | 0.46915 | 0.57294 | 0.62271 | 0.69134 | 0.6541 | 0.56315 | 0.42412 | 0.47688 | 0.51529 | 0.59276 | 0.5068 | 0.42988
1488 | 2004-03-03 | 00:00 | 0.52188 | 0.42412 | 0.52188 | 0.57294 | 0.6541 | 0.59691 | 0.5078 | 0.39707 | 0.45127 | 0.47688 | 0.65937 | 0.54488 | 0.46957
1489 | 2004-03-03 | 01:00 | 0.48853 | 0.39707 | 0.48853 | 0.52188 | 0.59691 | 0.53705 | 0.47081 | 0.3849 | 0.43896 | 0.45127 | 0.75248 | 0.59208 | 0.5341
1490 | 2004-03-03 | 02:00 | 0.47471 | 0.3849 | 0.47471 | 0.48853 | 0.53705 | 0.49443 | 0.45368 | 0.37695 | 0.43391 | 0.43896 | 0.79636 | 0.61061 | 0.57638
1491 | 2004-03-03 | 03:00 | 0.4686 | 0.37695 | 0.4686 | 0.47471 | 0.49443 | 0.47139 | 0.44543 | 0.37469 | 0.43154 | 0.43391 | 0.79056 | 0.60608 | 0.59837
1492 | 2004-03-03 | 04:00 | 0.47048 | 0.37469 | 0.47048 | 0.4686 | 0.47139 | 0.45567 | 0.44514 | 0.38133 | 0.43821 | 0.43154 | 0.78146 | 0.6012 | 0.61328
1493 | 2004-03-03 | 05:00 | 0.48403 | 0.38133 | 0.48403 | 0.47048 | 0.45567 | 0.45124 | 0.45824 | 0.41404 | 0.46286 | 0.43821 | 0.77092 | 0.59469 | 0.62469
1494 | 2004-03-03 | 06:00 | 0.52763 | 0.41404 | 0.52763 | 0.48403 | 0.45124 | 0.45816 | 0.50717 | 0.47565 | 0.51194 | 0.46286 | 0.74989 | 0.58889 | 0.62872
1495 | 2004-03-03 | 07:00 | 0.60398 | 0.47565 | 0.60398 | 0.52763 | 0.45816 | 0.49478 | 0.59359 | 0.49735 | 0.54703 | 0.51194 | 0.74013 | 0.58139 | 0.6264
1496 | 2004-03-03 | 08:00 | 0.63909 | 0.49735 | 0.63909 | 0.60398 | 0.49478 | 0.56688 | 0.64654 | 0.4959 | 0.55517 | 0.54703 | 0.73068 | 0.5729 | 0.62623
1497 | 2004-03-03 | 09:00 | 0.63911 | 0.4959 | 0.63911 | 0.63909 | 0.56688 | 0.62895 | 0.65935 | 0.49774 | 0.55885 | 0.55517 | 0.7232 | 0.56667 | 0.62177
1498 | 2004-03-03 | 10:00 | 0.63245 | 0.49774 | 0.63245 | 0.63911 | 0.62895 | 0.65923 | 0.66408 | 0.51448 | 0.56151 | 0.55885 | 0.7207 | 0.56692 | 0.61794
1499 | 2004-03-03 | 11:00 | 0.63339 | 0.51448 | 0.63339 | 0.63245 | 0.65923 | 0.67154 | 0.66462 | 0.52044 | 0.56117 | 0.56151 | 0.73387 | 0.57305 | 0.61011
1500 | 2004-03-03 | 12:00 | 0.62782 | 0.52044 | 0.62782 | 0.63339 | 0.67154 | 0.67886 | 0.66068 | 0.52189 | 0.55751 | 0.56117 | 0.76509 | 0.59552 | 0.61816
1501 | 2004-03-03 | 13:00 | 0.62135 | 0.52189 | 0.62135 | 0.62782 | 0.67886 | 0.67724 | 0.65434 | 0.5229 | 0.55896 | 0.55751 | 0.7978 | 0.63467 | 0.65938
1502 | 2004-03-03 | 14:00 | 0.61697 | 0.5229 | 0.61697 | 0.62135 | 0.67724 | 0.67126 | 0.64824 | 0.51436 | 0.55367 | 0.55896 | 0.78676 | 0.64416 | 0.65569
1503 | 2004-03-03 | 15:00 | 0.61251 | 0.51436 | 0.61251 | 0.61697 | 0.67126 | 0.6688 | 0.63796 | 0.51187 | 0.55282 | 0.55367 | 0.76067 | 0.63205 | 0.6329
1504 | 2004-03-03 | 16:00 | 0.6094 | 0.51187 | 0.6094 | 0.61251 | 0.6688 | 0.66426 | 0.63477 | 0.51598 | 0.55514 | 0.55282 | 0.7141 | 0.60189 | 0.59416
1505 | 2004-03-03 | 17:00 | 0.61821 | 0.51598 | 0.61821 | 0.6094 | 0.66426 | 0.66476 | 0.64808 | 0.51952 | 0.56058 | 0.55514 | 0.65259 | 0.54655 | 0.53621
1506 | 2004-03-03 | 18:00 | 0.63638 | 0.51952 | 0.63638 | 0.61821 | 0.66476 | 0.67636 | 0.6929 | 0.53986 | 0.57521 | 0.56058 | 0.6017 | 0.51539 | 0.48246
1507 | 2004-03-03 | 19:00 | 0.67515 | 0.53986 | 0.67515 | 0.63638 | 0.67636 | 0.69884 | 0.7301 | 0.54715 | 0.57928 | 0.57521 | 0.57013 | 0.49427 | 0.44523
1508 | 2004-03-03 | 20:00 | 0.67339 | 0.54715 | 0.67339 | 0.67515 | 0.69884 | 0.7281 | 0.71596 | 0.53802 | 0.57011 | 0.57928 | 0.55632 | 0.4864 | 0.42638
1509 | 2004-03-03 | 21:00 | 0.6586 | 0.53802 | 0.6586 | 0.67339 | 0.7281 | 0.71568 | 0.68797 | 0.51262 | 0.55105 | 0.57011 | 0.55233 | 0.48199 | 0.41437
1510 | 2004-03-03 | 22:00 | 0.62754 | 0.51262 | 0.62754 | 0.6586 | 0.71568 | 0.69219 | 0.63883 | 0.47447 | 0.51601 | 0.55105 | 0.55754 | 0.48431 | 0.41012
1511 | 2004-03-03 | 23:00 | 0.57543 | 0.47447 | 0.57543 | 0.62754 | 0.69219 | 0.65297 | 0.57277 | 0.43003 | 0.47572 | 0.51601 | 0.58304 | 0.49861 | 0.42019
1512 | 2004-03-04 | 00:00 | 0.52588 | 0.43003 | 0.52588 | 0.57543 | 0.65297 | 0.59828 | 0.51588 | 0.40035 | 0.44918 | 0.47572 | 0.65115 | 0.53484 | 0.46011
1513 | 2004-03-04 | 01:00 | 0.49283 | 0.40035 | 0.49283 | 0.52588 | 0.59828 | 0.54201 | 0.47719 | 0.38521 | 0.43571 | 0.44918 | 0.74132 | 0.58795 | 0.52524
1514 | 2004-03-04 | 02:00 | 0.47514 | 0.38521 | 0.47514 | 0.49283 | 0.54201 | 0.50086 | 0.46185 | 0.37719 | 0.427 | 0.43571 | 0.77414 | 0.61196 | 0.56802
1515 | 2004-03-04 | 03:00 | 0.46725 | 0.37719 | 0.46725 | 0.47514 | 0.50086 | 0.47828 | 0.45252 | 0.37396 | 0.42621 | 0.427 | 0.76525 | 0.6125 | 0.58193
1516 | 2004-03-04 | 04:00 | 0.4658 | 0.37396 | 0.4658 | 0.46725 | 0.47828 | 0.46819 | 0.45103 | 0.37924 | 0.43074 | 0.42621 | 0.74537 | 0.61656 | 0.59894
1517 | 2004-03-04 | 05:00 | 0.47803 | 0.37924 | 0.47803 | 0.4658 | 0.46819 | 0.46471 | 0.46289 | 0.40738 | 0.45441 | 0.43074 | 0.73257 | 0.61614 | 0.62345
1518 | 2004-03-04 | 06:00 | 0.52168 | 0.40738 | 0.52168 | 0.47803 | 0.46471 | 0.47083 | 0.51426 | 0.47123 | 0.50287 | 0.45441 | 0.70768 | 0.60932 | 0.61431
1519 | 2004-03-04 | 07:00 | 0.5988 | 0.47123 | 0.5988 | 0.52168 | 0.47083 | 0.50677 | 0.60673 | 0.49601 | 0.54046 | 0.50287 | 0.69184 | 0.60436 | 0.61038
1520 | 2004-03-04 | 08:00 | 0.64158 | 0.49601 | 0.64158 | 0.5988 | 0.50677 | 0.58253 | 0.66533 | 0.49714 | 0.54901 | 0.54046 | 0.68093 | 0.59674 | 0.60935
1521 | 2004-03-04 | 09:00 | 0.65316 | 0.49714 | 0.65316 | 0.64158 | 0.58253 | 0.64309 | 0.68046 | 0.50608 | 0.55504 | 0.54901 | 0.67005 | 0.59751 | 0.60379
1522 | 2004-03-04 | 10:00 | 0.65479 | 0.50608 | 0.65479 | 0.65316 | 0.64309 | 0.67267 | 0.68606 | 0.51418 | 0.5612 | 0.55504 | 0.66401 | 0.59193 | 0.59553
1523 | 2004-03-04 | 11:00 | 0.65691 | 0.51418 | 0.65691 | 0.65479 | 0.67267 | 0.68807 | 0.68834 | 0.51668 | 0.55901 | 0.5612 | 0.68357 | 0.60391 | 0.58739
1524 | 2004-03-04 | 12:00 | 0.65143 | 0.51668 | 0.65143 | 0.65691 | 0.68807 | 0.69669 | 0.68394 | 0.5159 | 0.55669 | 0.55901 | 0.71764 | 0.63044 | 0.5966
1525 | 2004-03-04 | 13:00 | 0.64176 | 0.5159 | 0.64176 | 0.65143 | 0.69669 | 0.69465 | 0.67553 | 0.51718 | 0.55316 | 0.55669 | 0.76211 | 0.66179 | 0.63945
1526 | 2004-03-04 | 14:00 | 0.63528 | 0.51718 | 0.63528 | 0.64176 | 0.69465 | 0.68811 | 0.66885 | 0.51477 | 0.54997 | 0.55316 | 0.76325 | 0.66199 | 0.64016
1527 | 2004-03-04 | 15:00 | 0.62777 | 0.51477 | 0.62777 | 0.63528 | 0.68811 | 0.68315 | 0.65931 | 0.50559 | 0.54713 | 0.54997 | 0.74111 | 0.64912 | 0.61901
1528 | 2004-03-04 | 16:00 | 0.6249 | 0.50559 | 0.6249 | 0.62777 | 0.68315 | 0.67974 | 0.65666 | 0.50414 | 0.54649 | 0.54713 | 0.70268 | 0.62067 | 0.58171
1529 | 2004-03-04 | 17:00 | 0.63175 | 0.50414 | 0.63175 | 0.6249 | 0.67974 | 0.67749 | 0.66985 | 0.50815 | 0.55043 | 0.54649 | 0.6495 | 0.572 | 0.52263
1530 | 2004-03-04 | 18:00 | 0.65201 | 0.50815 | 0.65201 | 0.63175 | 0.67749 | 0.68748 | 0.706 | 0.52267 | 0.56295 | 0.55043 | 0.59797 | 0.53086 | 0.46967
1531 | 2004-03-04 | 19:00 | 0.68336 | 0.52267 | 0.68336 | 0.65201 | 0.68748 | 0.70555 | 0.73793 | 0.53515 | 0.56931 | 0.56295 | 0.57122 | 0.51081 | 0.43537
1532 | 2004-03-04 | 20:00 | 0.68436 | 0.53515 | 0.68436 | 0.68336 | 0.70555 | 0.73151 | 0.72413 | 0.52689 | 0.56058 | 0.56931 | 0.55839 | 0.50137 | 0.41637
1533 | 2004-03-04 | 21:00 | 0.66589 | 0.52689 | 0.66589 | 0.68436 | 0.73151 | 0.71878 | 0.6934 | 0.5046 | 0.54193 | 0.56058 | 0.55416 | 0.49517 | 0.40552
1534 | 2004-03-04 | 22:00 | 0.63371 | 0.5046 | 0.63371 | 0.66589 | 0.71878 | 0.69293 | 0.64542 | 0.46657 | 0.50784 | 0.54193 | 0.55925 | 0.49589 | 0.40246
1535 | 2004-03-04 | 23:00 | 0.58519 | 0.46657 | 0.58519 | 0.63371 | 0.69293 | 0.65501 | 0.57966 | 0.42447 | 0.46967 | 0.50784 | 0.58413 | 0.51113 | 0.41196
1536 | 2004-03-05 | 00:00 | 0.53604 | 0.42447 | 0.53604 | 0.58519 | 0.65501 | 0.60275 | 0.52053 | 0.39647 | 0.44341 | 0.46967 | 0.65197 | 0.546 | 0.44861
1537 | 2004-03-05 | 01:00 | 0.49868 | 0.39647 | 0.49868 | 0.53604 | 0.60275 | 0.54641 | 0.48312 | 0.38166 | 0.42968 | 0.44341 | 0.73669 | 0.59156 | 0.50795
1538 | 2004-03-05 | 02:00 | 0.48225 | 0.38166 | 0.48225 | 0.49868 | 0.54641 | 0.5061 | 0.46538 | 0.37272 | 0.42327 | 0.42968 | 0.77576 | 0.61592 | 0.55028
1539 | 2004-03-05 | 03:00 | 0.47394 | 0.37272 | 0.47394 | 0.48225 | 0.5061 | 0.48264 | 0.45721 | 0.37198 | 0.42319 | 0.42327 | 0.77347 | 0.61524 | 0.57643
1540 | 2004-03-05 | 04:00 | 0.4717 | 0.37198 | 0.4717 | 0.47394 | 0.48264 | 0.47037 | 0.45505 | 0.38185 | 0.42961 | 0.42319 | 0.76256 | 0.612 | 0.59594
1541 | 2004-03-05 | 05:00 | 0.48221 | 0.38185 | 0.48221 | 0.4717 | 0.47037 | 0.46647 | 0.46637 | 0.4166 | 0.4557 | 0.42961 | 0.75482 | 0.60912 | 0.60936
1542 | 2004-03-05 | 06:00 | 0.52155 | 0.4166 | 0.52155 | 0.48221 | 0.46647 | 0.47269 | 0.51319 | 0.48207 | 0.50349 | 0.4557 | 0.73555 | 0.59938 | 0.61362
1543 | 2004-03-05 | 07:00 | 0.59581 | 0.48207 | 0.59581 | 0.52155 | 0.47269 | 0.50684 | 0.60479 | 0.50282 | 0.53886 | 0.50349 | 0.72147 | 0.59066 | 0.61262
1544 | 2004-03-05 | 08:00 | 0.6379 | 0.50282 | 0.6379 | 0.59581 | 0.50684 | 0.58066 | 0.66383 | 0.49755 | 0.54623 | 0.53886 | 0.70614 | 0.58269 | 0.61198
1545 | 2004-03-05 | 09:00 | 0.64949 | 0.49755 | 0.64949 | 0.6379 | 0.58066 | 0.6394 | 0.68303 | 0.49851 | 0.54968 | 0.54623 | 0.69483 | 0.5742 | 0.60847
1546 | 2004-03-05 | 10:00 | 0.65527 | 0.49851 | 0.65527 | 0.64949 | 0.6394 | 0.66933 | 0.69211 | 0.49927 | 0.55143 | 0.54968 | 0.68876 | 0.56797 | 0.59788
1547 | 2004-03-05 | 11:00 | 0.65619 | 0.49927 | 0.65619 | 0.65527 | 0.66933 | 0.68709 | 0.69987 | 0.49729 | 0.5452 | 0.55143 | 0.69051 | 0.56879 | 0.58957
1548 | 2004-03-05 | 12:00 | 0.65064 | 0.49729 | 0.65064 | 0.65619 | 0.68709 | 0.69623 | 0.69912 | 0.49566 | 0.53763 | 0.5452 | 0.71521 | 0.58351 | 0.58818
1549 | 2004-03-05 | 13:00 | 0.64108 | 0.49566 | 0.64108 | 0.65064 | 0.69623 | 0.69673 | 0.69116 | 0.49852 | 0.5324 | 0.53763 | 0.74774 | 0.61709 | 0.62495
1550 | 2004-03-05 | 14:00 | 0.6335 | 0.49852 | 0.6335 | 0.64108 | 0.69673 | 0.69254 | 0.68859 | 0.49712 | 0.52714 | 0.5324 | 0.74422 | 0.62555 | 0.62011
1551 | 2004-03-05 | 15:00 | 0.62553 | 0.49712 | 0.62553 | 0.6335 | 0.69254 | 0.69008 | 0.68191 | 0.4962 | 0.52596 | 0.52714 | 0.72456 | 0.61557 | 0.59524
1552 | 2004-03-05 | 16:00 | 0.61622 | 0.4962 | 0.61622 | 0.62553 | 0.69008 | 0.68304 | 0.68175 | 0.4939 | 0.52209 | 0.52596 | 0.69312 | 0.59382 | 0.56355
1553 | 2004-03-05 | 17:00 | 0.61466 | 0.4939 | 0.61466 | 0.61622 | 0.68304 | 0.67717 | 0.69182 | 0.48758 | 0.52395 | 0.52209 | 0.64926 | 0.5602 | 0.52192
1554 | 2004-03-05 | 18:00 | 0.62152 | 0.48758 | 0.62152 | 0.61466 | 0.67717 | 0.68266 | 0.7133 | 0.49415 | 0.53515 | 0.52395 | 0.61032 | 0.52506 | 0.47389
1555 | 2004-03-05 | 19:00 | 0.65024 | 0.49415 | 0.65024 | 0.62152 | 0.68266 | 0.68948 | 0.71902 | 0.50702 | 0.54463 | 0.53515 | 0.5775 | 0.50914 | 0.43713
1556 | 2004-03-05 | 20:00 | 0.64827 | 0.50702 | 0.64827 | 0.65024 | 0.68948 | 0.70622 | 0.69804 | 0.49245 | 0.53987 | 0.54463 | 0.56183 | 0.49611 | 0.41597
1557 | 2004-03-05 | 21:00 | 0.62881 | 0.49245 | 0.62881 | 0.64827 | 0.70622 | 0.69047 | 0.66736 | 0.47377 | 0.52565 | 0.53987 | 0.55762 | 0.49178 | 0.405
1558 | 2004-03-05 | 22:00 | 0.59977 | 0.47377 | 0.59977 | 0.62881 | 0.69047 | 0.66655 | 0.62751 | 0.44662 | 0.50509 | 0.52565 | 0.55847 | 0.49323 | 0.39798
1559 | 2004-03-05 | 23:00 | 0.56159 | 0.44662 | 0.56159 | 0.59977 | 0.66655 | 0.6357 | 0.57406 | 0.41335 | 0.47577 | 0.50509 | 0.56896 | 0.49915 | 0.40042
1560 | 2004-03-06 | 00:00 | 0.51612 | 0.41335 | 0.51612 | 0.56159 | 0.6357 | 0.59143 | 0.51924 | 0.38816 | 0.45253 | 0.47577 | 0.59725 | 0.51308 | 0.41412
1561 | 2004-03-06 | 01:00 | 0.47763 | 0.38816 | 0.47763 | 0.51612 | 0.59143 | 0.54219 | 0.4791 | 0.37341 | 0.4386 | 0.45253 | 0.63422 | 0.52667 | 0.4323
1562 | 2004-03-06 | 02:00 | 0.45627 | 0.37341 | 0.45627 | 0.47763 | 0.54219 | 0.50227 | 0.45559 | 0.36649 | 0.43221 | 0.4386 | 0.67601 | 0.54249 | 0.45654
1563 | 2004-03-06 | 03:00 | 0.4453 | 0.36649 | 0.4453 | 0.45627 | 0.50227 | 0.47885 | 0.44128 | 0.36454 | 0.43004 | 0.43221 | 0.70462 | 0.55778 | 0.49317
1564 | 2004-03-06 | 04:00 | 0.43801 | 0.36454 | 0.43801 | 0.4453 | 0.47885 | 0.46467 | 0.43618 | 0.36821 | 0.43259 | 0.43004 | 0.7023 | 0.56822 | 0.51645
1565 | 2004-03-06 | 05:00 | 0.43602 | 0.36821 | 0.43602 | 0.43801 | 0.46467 | 0.45546 | 0.43834 | 0.38162 | 0.44545 | 0.43259 | 0.68902 | 0.57034 | 0.53016
1566 | 2004-03-06 | 06:00 | 0.44823 | 0.38162 | 0.44823 | 0.43602 | 0.45546 | 0.45405 | 0.45414 | 0.40687 | 0.46487 | 0.44545 | 0.66856 | 0.56269 | 0.53535
1567 | 2004-03-06 | 07:00 | 0.47178 | 0.40687 | 0.47178 | 0.44823 | 0.45405 | 0.46478 | 0.48611 | 0.42586 | 0.47835 | 0.46487 | 0.64766 | 0.55061 | 0.53454
1568 | 2004-03-06 | 08:00 | 0.50074 | 0.42586 | 0.50074 | 0.47178 | 0.46478 | 0.48627 | 0.53027 | 0.44532 | 0.49303 | 0.47835 | 0.63286 | 0.54122 | 0.52541
1569 | 2004-03-06 | 09:00 | 0.54298 | 0.44532 | 0.54298 | 0.50074 | 0.48627 | 0.51852 | 0.58505 | 0.45703 | 0.50256 | 0.49303 | 0.62057 | 0.53193 | 0.5184
1570 | 2004-03-06 | 10:00 | 0.57571 | 0.45703 | 0.57571 | 0.54298 | 0.51852 | 0.56575 | 0.62158 | 0.45905 | 0.50112 | 0.50256 | 0.6199 | 0.53009 | 0.51287
1571 | 2004-03-06 | 11:00 | 0.59328 | 0.45905 | 0.59328 | 0.57571 | 0.56575 | 0.60507 | 0.63858 | 0.45905 | 0.49401 | 0.50112 | 0.63143 | 0.5333 | 0.51369
1572 | 2004-03-06 | 12:00 | 0.59444 | 0.45905 | 0.59444 | 0.59328 | 0.60507 | 0.62702 | 0.63821 | 0.45519 | 0.48322 | 0.49401 | 0.65953 | 0.5522 | 0.52516
1573 | 2004-03-06 | 13:00 | 0.58561 | 0.45519 | 0.58561 | 0.59444 | 0.62702 | 0.63089 | 0.62738 | 0.45353 | 0.47167 | 0.48322 | 0.6911 | 0.5868 | 0.57588
1574 | 2004-03-06 | 14:00 | 0.5711 | 0.45353 | 0.5711 | 0.58561 | 0.63089 | 0.62392 | 0.61374 | 0.45312 | 0.46289 | 0.47167 | 0.68721 | 0.59856 | 0.57984
1575 | 2004-03-06 | 15:00 | 0.55706 | 0.45312 | 0.55706 | 0.5711 | 0.62392 | 0.61703 | 0.59774 | 0.4541 | 0.45673 | 0.46289 | 0.67098 | 0.58934 | 0.5606
1576 | 2004-03-06 | 16:00 | 0.54805 | 0.4541 | 0.54805 | 0.55706 | 0.61703 | 0.60887 | 0.58841 | 0.45524 | 0.45663 | 0.45673 | 0.64159 | 0.56959 | 0.53184
1577 | 2004-03-06 | 17:00 | 0.54714 | 0.45524 | 0.54714 | 0.54805 | 0.60887 | 0.60187 | 0.58654 | 0.45606 | 0.45967 | 0.45663 | 0.60737 | 0.53579 | 0.49537
1578 | 2004-03-06 | 18:00 | 0.55517 | 0.45606 | 0.55517 | 0.54714 | 0.60187 | 0.60711 | 0.61022 | 0.46418 | 0.47696 | 0.45967 | 0.56582 | 0.5063 | 0.45628
1579 | 2004-03-06 | 19:00 | 0.5941 | 0.46418 | 0.5941 | 0.55517 | 0.60711 | 0.62227 | 0.64986 | 0.48101 | 0.49594 | 0.47696 | 0.54003 | 0.48727 | 0.42375
1580 | 2004-03-06 | 20:00 | 0.59984 | 0.48101 | 0.59984 | 0.5941 | 0.62227 | 0.65716 | 0.63742 | 0.46865 | 0.49375 | 0.49594 | 0.52411 | 0.47529 | 0.40375
1581 | 2004-03-06 | 21:00 | 0.59104 | 0.46865 | 0.59104 | 0.59984 | 0.65716 | 0.65181 | 0.61901 | 0.4513 | 0.48195 | 0.49375 | 0.51453 | 0.46892 | 0.39169
1582 | 2004-03-06 | 22:00 | 0.57453 | 0.4513 | 0.57453 | 0.59104 | 0.65181 | 0.63651 | 0.59218 | 0.43172 | 0.46418 | 0.48195 | 0.51554 | 0.46936 | 0.38646
1583 | 2004-03-06 | 23:00 | 0.54552 | 0.43172 | 0.54552 | 0.57453 | 0.63651 | 0.61439 | 0.55291 | 0.40615 | 0.44019 | 0.46418 | 0.52326 | 0.47034 | 0.38625
1584 | 2004-03-07 | 00:00 | 0.51349 | 0.40615 | 0.51349 | 0.54552 | 0.61439 | 0.58218 | 0.5112 | 0.38374 | 0.41853 | 0.44019 | 0.54272 | 0.48217 | 0.39648
1585 | 2004-03-07 | 01:00 | 0.48246 | 0.38374 | 0.48246 | 0.51349 | 0.58218 | 0.5463 | 0.47334 | 0.37022 | 0.40717 | 0.41853 | 0.56816 | 0.49654 | 0.40326
1586 | 2004-03-07 | 02:00 | 0.46367 | 0.37022 | 0.46367 | 0.48246 | 0.5463 | 0.51307 | 0.45231 | 0.36215 | 0.40098 | 0.40717 | 0.60268 | 0.51059 | 0.42308
1587 | 2004-03-07 | 03:00 | 0.45485 | 0.36215 | 0.45485 | 0.46367 | 0.51307 | 0.48697 | 0.44269 | 0.35809 | 0.40147 | 0.40098 | 0.63537 | 0.52508 | 0.45367
1588 | 2004-03-07 | 04:00 | 0.45048 | 0.35809 | 0.45048 | 0.45485 | 0.48697 | 0.47237 | 0.4378 | 0.35817 | 0.40366 | 0.40147 | 0.64386 | 0.53579 | 0.47966
1589 | 2004-03-07 | 05:00 | 0.45192 | 0.35817 | 0.45192 | 0.45048 | 0.47237 | 0.46421 | 0.43925 | 0.36486 | 0.41255 | 0.40366 | 0.63957 | 0.53746 | 0.49831
1590 | 2004-03-07 | 06:00 | 0.46344 | 0.36486 | 0.46344 | 0.45192 | 0.46421 | 0.46193 | 0.45024 | 0.38002 | 0.42626 | 0.41255 | 0.62115 | 0.5346 | 0.50914
1591 | 2004-03-07 | 07:00 | 0.47701 | 0.38002 | 0.47701 | 0.46344 | 0.46193 | 0.46854 | 0.46533 | 0.3921 | 0.44138 | 0.42626 | 0.61163 | 0.53141 | 0.51532
1592 | 2004-03-07 | 08:00 | 0.49679 | 0.3921 | 0.49679 | 0.47701 | 0.46854 | 0.478 | 0.49784 | 0.41428 | 0.45952 | 0.44138 | 0.59635 | 0.52518 | 0.51778
1593 | 2004-03-07 | 09:00 | 0.52513 | 0.41428 | 0.52513 | 0.49679 | 0.478 | 0.4971 | 0.53931 | 0.42535 | 0.46863 | 0.45952 | 0.58815 | 0.52065 | 0.5191
1594 | 2004-03-07 | 10:00 | 0.54229 | 0.42535 | 0.54229 | 0.52513 | 0.4971 | 0.5315 | 0.56755 | 0.43078 | 0.46673 | 0.46863 | 0.58293 | 0.52067 | 0.52108
1595 | 2004-03-07 | 11:00 | 0.54579 | 0.43078 | 0.54579 | 0.54229 | 0.5315 | 0.55386 | 0.57941 | 0.43547 | 0.46253 | 0.46673 | 0.59017 | 0.52767 | 0.52604
1596 | 2004-03-07 | 12:00 | 0.54415 | 0.43547 | 0.54415 | 0.54579 | 0.55386 | 0.56751 | 0.58202 | 0.44205 | 0.45933 | 0.46253 | 0.61873 | 0.54829 | 0.53991
1597 | 2004-03-07 | 13:00 | 0.53761 | 0.44205 | 0.53761 | 0.54415 | 0.56751 | 0.57834 | 0.57514 | 0.44708 | 0.45694 | 0.45933 | 0.66055 | 0.58349 | 0.59569
1598 | 2004-03-07 | 14:00 | 0.52725 | 0.44708 | 0.52725 | 0.53761 | 0.57834 | 0.57929 | 0.56137 | 0.45119 | 0.45171 | 0.45694 | 0.66739 | 0.59853 | 0.60324
1599 | 2004-03-07 | 15:00 | 0.52026 | 0.45119 | 0.52026 | 0.52725 | 0.57929 | 0.57391 | 0.54881 | 0.45454 | 0.44898 | 0.45171 | 0.65155 | 0.58832 | 0.58136
1600 | 2004-03-07 | 16:00 | 0.51929 | 0.45454 | 0.51929 | 0.52026 | 0.57391 | 0.56976 | 0.54483 | 0.45654 | 0.45109 | 0.44898 | 0.61296 | 0.56174 | 0.54362
1601 | 2004-03-07 | 17:00 | 0.5288 | 0.45654 | 0.5288 | 0.51929 | 0.56976 | 0.5692 | 0.56191 | 0.45758 | 0.45823 | 0.45109 | 0.56539 | 0.52067 | 0.49533
1602 | 2004-03-07 | 18:00 | 0.55714 | 0.45758 | 0.55714 | 0.5288 | 0.5692 | 0.58189 | 0.61312 | 0.47453 | 0.48414 | 0.45823 | 0.52425 | 0.48262 | 0.44877
1603 | 2004-03-07 | 19:00 | 0.60677 | 0.47453 | 0.60677 | 0.55714 | 0.58189 | 0.61263 | 0.66947 | 0.49992 | 0.51114 | 0.48414 | 0.50125 | 0.46394 | 0.41561
1604 | 2004-03-07 | 20:00 | 0.61898 | 0.49992 | 0.61898 | 0.60677 | 0.61263 | 0.65807 | 0.66338 | 0.49045 | 0.51647 | 0.51114 | 0.48895 | 0.45445 | 0.39713
1605 | 2004-03-07 | 21:00 | 0.61161 | 0.49045 | 0.61161 | 0.61898 | 0.65807 | 0.6599 | 0.63999 | 0.47261 | 0.50589 | 0.51647 | 0.49015 | 0.44994 | 0.38944
1606 | 2004-03-07 | 22:00 | 0.58628 | 0.47261 | 0.58628 | 0.61161 | 0.6599 | 0.64425 | 0.59363 | 0.44066 | 0.4817 | 0.50589 | 0.49787 | 0.4522 | 0.38791
1607 | 2004-03-07 | 23:00 | 0.55348 | 0.44066 | 0.55348 | 0.58628 | 0.64425 | 0.61552 | 0.5413 | 0.40458 | 0.45349 | 0.4817 | 0.52465 | 0.46777 | 0.39903
1608 | 2004-03-08 | 00:00 | 0.51678 | 0.40458 | 0.51678 | 0.55348 | 0.61552 | 0.57803 | 0.49303 | 0.38273 | 0.4327 | 0.45349 | 0.59063 | 0.50169 | 0.43726
1609 | 2004-03-08 | 01:00 | 0.4899 | 0.38273 | 0.4899 | 0.51678 | 0.57803 | 0.53557 | 0.46314 | 0.37203 | 0.42561 | 0.4327 | 0.67713 | 0.55156 | 0.49326
1610 | 2004-03-08 | 02:00 | 0.47838 | 0.37203 | 0.47838 | 0.4899 | 0.53557 | 0.49949 | 0.45012 | 0.36833 | 0.4252 | 0.42561 | 0.71133 | 0.57397 | 0.54576
1611 | 2004-03-08 | 03:00 | 0.4764 | 0.36833 | 0.4764 | 0.47838 | 0.49949 | 0.48145 | 0.44452 | 0.36978 | 0.42876 | 0.4252 | 0.69757 | 0.57753 | 0.58693
1612 | 2004-03-08 | 04:00 | 0.48047 | 0.36978 | 0.48047 | 0.4764 | 0.48145 | 0.47181 | 0.44448 | 0.38335 | 0.44035 | 0.42876 | 0.67859 | 0.58543 | 0.62315
1613 | 2004-03-08 | 05:00 | 0.49512 | 0.38335 | 0.49512 | 0.48047 | 0.47181 | 0.469 | 0.46098 | 0.42102 | 0.46856 | 0.44035 | 0.65716 | 0.59143 | 0.65153
1614 | 2004-03-08 | 06:00 | 0.53979 | 0.42102 | 0.53979 | 0.49512 | 0.469 | 0.47768 | 0.51153 | 0.48335 | 0.5232 | 0.46856 | 0.63452 | 0.59205 | 0.66993
1615 | 2004-03-08 | 07:00 | 0.61809 | 0.48335 | 0.61809 | 0.53979 | 0.47768 | 0.51729 | 0.60806 | 0.50255 | 0.55424 | 0.5232 | 0.62672 | 0.59303 | 0.68213
1616 | 2004-03-08 | 08:00 | 0.66075 | 0.50255 | 0.66075 | 0.61809 | 0.51729 | 0.59118 | 0.67196 | 0.49456 | 0.55535 | 0.55424 | 0.62163 | 0.5937 | 0.69606
1617 | 2004-03-08 | 09:00 | 0.67073 | 0.49456 | 0.67073 | 0.66075 | 0.59118 | 0.64633 | 0.68996 | 0.49185 | 0.54538 | 0.55535 | 0.61139 | 0.59265 | 0.69925
1618 | 2004-03-08 | 10:00 | 0.67689 | 0.49185 | 0.67689 | 0.67073 | 0.64633 | 0.67605 | 0.70231 | 0.49096 | 0.54079 | 0.54538 | 0.61093 | 0.5921 | 0.69772
1619 | 2004-03-08 | 11:00 | 0.68209 | 0.49096 | 0.68209 | 0.67689 | 0.67605 | 0.69479 | 0.71243 | 0.49004 | 0.53003 | 0.54079 | 0.61163 | 0.5943 | 0.68858
1620 | 2004-03-08 | 12:00 | 0.68175 | 0.49004 | 0.68175 | 0.68209 | 0.69479 | 0.70369 | 0.71339 | 0.48907 | 0.52397 | 0.53003 | 0.62983 | 0.60012 | 0.67506
1621 | 2004-03-08 | 13:00 | 0.67642 | 0.48907 | 0.67642 | 0.68175 | 0.70369 | 0.70798 | 0.71015 | 0.49083 | 0.5172 | 0.52397 | 0.67622 | 0.62446 | 0.69925
1622 | 2004-03-08 | 14:00 | 0.6763 | 0.49083 | 0.6763 | 0.67642 | 0.70798 | 0.70527 | 0.70891 | 0.49209 | 0.51336 | 0.5172 | 0.68796 | 0.63724 | 0.69248
1623 | 2004-03-08 | 15:00 | 0.66861 | 0.49209 | 0.66861 | 0.6763 | 0.70527 | 0.70896 | 0.70016 | 0.49296 | 0.50795 | 0.51336 | 0.66776 | 0.62306 | 0.65702
1624 | 2004-03-08 | 16:00 | 0.66395 | 0.49296 | 0.66395 | 0.66861 | 0.70896 | 0.70914 | 0.69962 | 0.49299 | 0.50462 | 0.50795 | 0.62416 | 0.58897 | 0.60639
1625 | 2004-03-08 | 17:00 | 0.67279 | 0.49299 | 0.67279 | 0.66395 | 0.70914 | 0.70422 | 0.71666 | 0.48978 | 0.5037 | 0.50462 | 0.56523 | 0.54002 | 0.53907
1626 | 2004-03-08 | 18:00 | 0.69778 | 0.48978 | 0.69778 | 0.67279 | 0.70422 | 0.71551 | 0.7534 | 0.50286 | 0.51967 | 0.5037 | 0.52403 | 0.49467 | 0.48085
1627 | 2004-03-08 | 19:00 | 0.73195 | 0.50286 | 0.73195 | 0.69778 | 0.71551 | 0.73622 | 0.7799 | 0.52116 | 0.542 | 0.51967 | 0.49609 | 0.47171 | 0.44304
1628 | 2004-03-08 | 20:00 | 0.73453 | 0.52116 | 0.73453 | 0.73195 | 0.73622 | 0.75901 | 0.76182 | 0.51175 | 0.54072 | 0.542 | 0.48424 | 0.4602 | 0.42016
1629 | 2004-03-08 | 21:00 | 0.72095 | 0.51175 | 0.72095 | 0.73453 | 0.75901 | 0.74649 | 0.73005 | 0.48509 | 0.52194 | 0.54072 | 0.48001 | 0.45479 | 0.40853
1630 | 2004-03-08 | 22:00 | 0.68764 | 0.48509 | 0.68764 | 0.72095 | 0.74649 | 0.71962 | 0.67789 | 0.44471 | 0.48932 | 0.52194 | 0.48459 | 0.45557 | 0.40347
1631 | 2004-03-08 | 23:00 | 0.63576 | 0.44471 | 0.63576 | 0.68764 | 0.71962 | 0.68093 | 0.60864 | 0.40388 | 0.45408 | 0.48932 | 0.50602 | 0.46966 | 0.41248
1632 | 2004-03-09 | 00:00 | 0.58541 | 0.40388 | 0.58541 | 0.63576 | 0.68093 | 0.62547 | 0.54619 | 0.37848 | 0.43128 | 0.45408 | 0.56654 | 0.50184 | 0.44725
1633 | 2004-03-09 | 01:00 | 0.55353 | 0.37848 | 0.55353 | 0.58541 | 0.62547 | 0.56965 | 0.51078 | 0.36853 | 0.42118 | 0.43128 | 0.6516 | 0.54907 | 0.50231
1634 | 2004-03-09 | 02:00 | 0.53842 | 0.36853 | 0.53842 | 0.55353 | 0.56965 | 0.53083 | 0.49237 | 0.36512 | 0.41654 | 0.42118 | 0.68953 | 0.57118 | 0.55327
1635 | 2004-03-09 | 03:00 | 0.53343 | 0.36512 | 0.53343 | 0.53842 | 0.53083 | 0.5099 | 0.48416 | 0.36582 | 0.41693 | 0.41654 | 0.67987 | 0.57611 | 0.59258
1636 | 2004-03-09 | 04:00 | 0.53481 | 0.36582 | 0.53481 | 0.53343 | 0.5099 | 0.49763 | 0.48279 | 0.37449 | 0.42597 | 0.41693 | 0.67494 | 0.58087 | 0.62725
1637 | 2004-03-09 | 05:00 | 0.54835 | 0.37449 | 0.54835 | 0.53481 | 0.49763 | 0.49281 | 0.49565 | 0.41148 | 0.45423 | 0.42597 | 0.66331 | 0.58929 | 0.66114
1638 | 2004-03-09 | 06:00 | 0.5941 | 0.41148 | 0.5941 | 0.54835 | 0.49281 | 0.49801 | 0.54429 | 0.47693 | 0.50413 | 0.45423 | 0.65895 | 0.592 | 0.67862
1639 | 2004-03-09 | 07:00 | 0.66644 | 0.47693 | 0.66644 | 0.5941 | 0.49801 | 0.53473 | 0.63265 | 0.49037 | 0.5327 | 0.50413 | 0.64777 | 0.59357 | 0.69099
1640 | 2004-03-09 | 08:00 | 0.69635 | 0.49037 | 0.69635 | 0.66644 | 0.53473 | 0.60099 | 0.68676 | 0.48255 | 0.53577 | 0.5327 | 0.63856 | 0.59733 | 0.70555
1641 | 2004-03-09 | 09:00 | 0.69255 | 0.48255 | 0.69255 | 0.69635 | 0.60099 | 0.65164 | 0.699 | 0.48296 | 0.53317 | 0.53577 | 0.62818 | 0.5995 | 0.71199
1642 | 2004-03-09 | 10:00 | 0.68135 | 0.48296 | 0.68135 | 0.69255 | 0.65164 | 0.67485 | 0.70161 | 0.48603 | 0.53185 | 0.53317 | 0.62406 | 0.59973 | 0.70692
1643 | 2004-03-09 | 11:00 | 0.67913 | 0.48603 | 0.67913 | 0.68135 | 0.67485 | 0.68642 | 0.70683 | 0.49074 | 0.52693 | 0.53185 | 0.62821 | 0.60152 | 0.69532
1644 | 2004-03-09 | 12:00 | 0.67287 | 0.49074 | 0.67287 | 0.67913 | 0.68642 | 0.69145 | 0.70667 | 0.49284 | 0.52212 | 0.52693 | 0.65245 | 0.6065 | 0.67617
1645 | 2004-03-09 | 13:00 | 0.66731 | 0.49284 | 0.66731 | 0.67287 | 0.69145 | 0.695 | 0.70095 | 0.4984 | 0.5174 | 0.52212 | 0.69778 | 0.62904 | 0.69655
1646 | 2004-03-09 | 14:00 | 0.66299 | 0.4984 | 0.66299 | 0.66731 | 0.695 | 0.69166 | 0.69925 | 0.50091 | 0.51176 | 0.5174 | 0.70912 | 0.6388 | 0.68791
1647 | 2004-03-09 | 15:00 | 0.65447 | 0.50091 | 0.65447 | 0.66299 | 0.69166 | 0.69032 | 0.69423 | 0.50521 | 0.50666 | 0.51176 | 0.69089 | 0.62423 | 0.65253
1648 | 2004-03-09 | 16:00 | 0.65128 | 0.50521 | 0.65128 | 0.65447 | 0.69032 | 0.68674 | 0.69385 | 0.50549 | 0.50421 | 0.50666 | 0.65163 | 0.59136 | 0.60454
1649 | 2004-03-09 | 17:00 | 0.65972 | 0.50549 | 0.65972 | 0.65128 | 0.68674 | 0.68681 | 0.70758 | 0.50021 | 0.50529 | 0.50421 | 0.59888 | 0.53711 | 0.53833
1650 | 2004-03-09 | 18:00 | 0.68551 | 0.50021 | 0.68551 | 0.65972 | 0.68681 | 0.70024 | 0.74063 | 0.50535 | 0.52137 | 0.50529 | 0.54793 | 0.49059 | 0.4806
1651 | 2004-03-09 | 19:00 | 0.72726 | 0.50535 | 0.72726 | 0.68551 | 0.70024 | 0.72096 | 0.77492 | 0.52711 | 0.54798 | 0.52137 | 0.5255 | 0.4672 | 0.4423
1652 | 2004-03-09 | 20:00 | 0.73302 | 0.52711 | 0.73302 | 0.72726 | 0.72096 | 0.74885 | 0.75999 | 0.51557 | 0.54919 | 0.54798 | 0.51405 | 0.45447 | 0.42013
1653 | 2004-03-09 | 21:00 | 0.71921 | 0.51557 | 0.71921 | 0.73302 | 0.74885 | 0.73925 | 0.72856 | 0.489 | 0.53497 | 0.54919 | 0.51397 | 0.4479 | 0.40886
1654 | 2004-03-09 | 22:00 | 0.68807 | 0.489 | 0.68807 | 0.71921 | 0.73925 | 0.71494 | 0.67876 | 0.44937 | 0.50545 | 0.53497 | 0.52025 | 0.44981 | 0.40543
1655 | 2004-03-09 | 23:00 | 0.63824 | 0.44937 | 0.63824 | 0.68807 | 0.71494 | 0.67728 | 0.60955 | 0.41008 | 0.47242 | 0.50545 | 0.54676 | 0.46281 | 0.4128
1656 | 2004-03-10 | 00:00 | 0.59191 | 0.41008 | 0.59191 | 0.63824 | 0.67728 | 0.62399 | 0.55125 | 0.38564 | 0.45112 | 0.47242 | 0.61706 | 0.49699 | 0.44888
1657 | 2004-03-10 | 01:00 | 0.56085 | 0.38564 | 0.56085 | 0.59191 | 0.62399 | 0.56864 | 0.51344 | 0.3763 | 0.44444 | 0.45112 | 0.70832 | 0.5462 | 0.50876
1658 | 2004-03-10 | 02:00 | 0.54666 | 0.3763 | 0.54666 | 0.56085 | 0.56864 | 0.53157 | 0.49565 | 0.37512 | 0.44055 | 0.44444 | 0.73824 | 0.56643 | 0.555
1659 | 2004-03-10 | 03:00 | 0.54117 | 0.37512 | 0.54117 | 0.54666 | 0.53157 | 0.51138 | 0.48756 | 0.37777 | 0.44272 | 0.44055 | 0.72163 | 0.57624 | 0.59381
1660 | 2004-03-10 | 04:00 | 0.54235 | 0.37777 | 0.54235 | 0.54117 | 0.51138 | 0.50086 | 0.48727 | 0.39074 | 0.45462 | 0.44272 | 0.69637 | 0.58508 | 0.62747
1661 | 2004-03-10 | 05:00 | 0.55757 | 0.39074 | 0.55757 | 0.54235 | 0.50086 | 0.4958 | 0.50075 | 0.42919 | 0.48363 | 0.45462 | 0.67207 | 0.59158 | 0.65209
1662 | 2004-03-10 | 06:00 | 0.59994 | 0.42919 | 0.59994 | 0.55757 | 0.4958 | 0.50213 | 0.55163 | 0.49682 | 0.53392 | 0.48363 | 0.65288 | 0.59736 | 0.66806
1663 | 2004-03-10 | 07:00 | 0.67134 | 0.49682 | 0.67134 | 0.59994 | 0.50213 | 0.5386 | 0.6341 | 0.50837 | 0.56189 | 0.53392 | 0.63755 | 0.59851 | 0.6753
1664 | 2004-03-10 | 08:00 | 0.70579 | 0.50837 | 0.70579 | 0.67134 | 0.5386 | 0.60268 | 0.68581 | 0.49752 | 0.56066 | 0.56189 | 0.62318 | 0.60379 | 0.68198
1665 | 2004-03-10 | 09:00 | 0.71039 | 0.49752 | 0.71039 | 0.70579 | 0.60268 | 0.65336 | 0.69381 | 0.4933 | 0.55365 | 0.56066 | 0.61708 | 0.60598 | 0.68632
1666 | 2004-03-10 | 10:00 | 0.70664 | 0.4933 | 0.70664 | 0.71039 | 0.65336 | 0.67981 | 0.69493 | 0.49219 | 0.54739 | 0.55365 | 0.60971 | 0.6056 | 0.6854
1667 | 2004-03-10 | 11:00 | 0.70442 | 0.49219 | 0.70442 | 0.70664 | 0.67981 | 0.69208 | 0.6968 | 0.48842 | 0.53724 | 0.54739 | 0.61509 | 0.61235 | 0.67691
1668 | 2004-03-10 | 12:00 | 0.69571 | 0.48842 | 0.69571 | 0.70442 | 0.69208 | 0.69592 | 0.69016 | 0.48513 | 0.52802 | 0.53724 | 0.63776 | 0.62458 | 0.67002
1669 | 2004-03-10 | 13:00 | 0.68396 | 0.48513 | 0.68396 | 0.69571 | 0.69592 | 0.69268 | 0.67681 | 0.48681 | 0.52178 | 0.52802 | 0.69153 | 0.64401 | 0.69442
1670 | 2004-03-10 | 14:00 | 0.67784 | 0.48681 | 0.67784 | 0.68396 | 0.69268 | 0.68466 | 0.67146 | 0.4867 | 0.51568 | 0.52178 | 0.70244 | 0.65611 | 0.68837
1671 | 2004-03-10 | 15:00 | 0.66873 | 0.4867 | 0.66873 | 0.67784 | 0.68466 | 0.68181 | 0.66462 | 0.48709 | 0.51052 | 0.51568 | 0.69075 | 0.64002 | 0.65704
1672 | 2004-03-10 | 16:00 | 0.66152 | 0.48709 | 0.66152 | 0.66873 | 0.68181 | 0.67481 | 0.66222 | 0.48769 | 0.51078 | 0.51052 | 0.65307 | 0.6054 | 0.61127
1673 | 2004-03-10 | 17:00 | 0.6656 | 0.48769 | 0.6656 | 0.66152 | 0.67481 | 0.67299 | 0.67349 | 0.48518 | 0.51343 | 0.51078 | 0.59962 | 0.55631 | 0.54806
1674 | 2004-03-10 | 18:00 | 0.68153 | 0.48518 | 0.68153 | 0.6656 | 0.67299 | 0.67703 | 0.70758 | 0.49549 | 0.52992 | 0.51343 | 0.55669 | 0.51293 | 0.48865
1675 | 2004-03-10 | 19:00 | 0.72396 | 0.49549 | 0.72396 | 0.68153 | 0.67703 | 0.69356 | 0.75581 | 0.51981 | 0.5476 | 0.52992 | 0.52952 | 0.48827 | 0.45093
1676 | 2004-03-10 | 20:00 | 0.73259 | 0.51981 | 0.73259 | 0.72396 | 0.69356 | 0.73288 | 0.74652 | 0.50933 | 0.54705 | 0.5476 | 0.52084 | 0.47559 | 0.4287
1677 | 2004-03-10 | 21:00 | 0.72054 | 0.50933 | 0.72054 | 0.73259 | 0.73288 | 0.732 | 0.71977 | 0.48646 | 0.53147 | 0.54705 | 0.52033 | 0.46887 | 0.41677
1678 | 2004-03-10 | 22:00 | 0.6913 | 0.48646 | 0.6913 | 0.72054 | 0.732 | 0.71157 | 0.67109 | 0.44722 | 0.50086 | 0.53147 | 0.52744 | 0.46902 | 0.41328
1679 | 2004-03-10 | 23:00 | 0.64434 | 0.44722 | 0.64434 | 0.6913 | 0.71157 | 0.67503 | 0.6042 | 0.40741 | 0.46472 | 0.50086 | 0.55754 | 0.47955 | 0.42194
1680 | 2004-03-11 | 00:00 | 0.59467 | 0.40741 | 0.59467 | 0.64434 | 0.67503 | 0.62424 | 0.54391 | 0.38222 | 0.44295 | 0.46472 | 0.62725 | 0.51108 | 0.45581
1681 | 2004-03-11 | 01:00 | 0.56269 | 0.38222 | 0.56269 | 0.59467 | 0.62424 | 0.5692 | 0.50751 | 0.37079 | 0.43383 | 0.44295 | 0.715 | 0.55738 | 0.51691
1682 | 2004-03-11 | 02:00 | 0.54925 | 0.37079 | 0.54925 | 0.56269 | 0.5692 | 0.53135 | 0.49179 | 0.36478 | 0.42961 | 0.43383 | 0.74582 | 0.57918 | 0.56786
1683 | 2004-03-11 | 03:00 | 0.54487 | 0.36478 | 0.54487 | 0.54925 | 0.53135 | 0.51134 | 0.48242 | 0.3664 | 0.43064 | 0.42961 | 0.72195 | 0.58682 | 0.60312
1684 | 2004-03-11 | 04:00 | 0.54756 | 0.3664 | 0.54756 | 0.54487 | 0.51134 | 0.50069 | 0.48246 | 0.37536 | 0.44027 | 0.43064 | 0.68961 | 0.59417 | 0.63553
1685 | 2004-03-11 | 05:00 | 0.56282 | 0.37536 | 0.56282 | 0.54756 | 0.50069 | 0.49843 | 0.4978 | 0.41035 | 0.47003 | 0.44027 | 0.66667 | 0.60067 | 0.66015
1686 | 2004-03-11 | 06:00 | 0.60821 | 0.41035 | 0.60821 | 0.56282 | 0.49843 | 0.50547 | 0.54735 | 0.46741 | 0.52181 | 0.47003 | 0.64146 | 0.59993 | 0.67578
1687 | 2004-03-11 | 07:00 | 0.67719 | 0.46741 | 0.67719 | 0.60821 | 0.50547 | 0.54539 | 0.63477 | 0.4874 | 0.54904 | 0.52181 | 0.62863 | 0.59696 | 0.68522
1688 | 2004-03-11 | 08:00 | 0.70021 | 0.4874 | 0.70021 | 0.67719 | 0.54539 | 0.60831 | 0.68987 | 0.48704 | 0.55228 | 0.54904 | 0.62083 | 0.59773 | 0.70032
1689 | 2004-03-11 | 09:00 | 0.69116 | 0.48704 | 0.69116 | 0.70021 | 0.60831 | 0.65329 | 0.70107 | 0.49048 | 0.54914 | 0.55228 | 0.61101 | 0.59624 | 0.70136
1690 | 2004-03-11 | 10:00 | 0.67964 | 0.49048 | 0.67964 | 0.69116 | 0.65329 | 0.67228 | 0.70016 | 0.49366 | 0.54383 | 0.54914 | 0.60691 | 0.59636 | 0.69343
1691 | 2004-03-11 | 11:00 | 0.67065 | 0.49366 | 0.67065 | 0.67964 | 0.67228 | 0.68301 | 0.69842 | 0.49446 | 0.53634 | 0.54383 | 0.61006 | 0.59594 | 0.68164
1692 | 2004-03-11 | 12:00 | 0.65805 | 0.49446 | 0.65805 | 0.67065 | 0.68301 | 0.68681 | 0.69228 | 0.49345 | 0.52843 | 0.53634 | 0.63651 | 0.60421 | 0.66831
1693 | 2004-03-11 | 13:00 | 0.64514 | 0.49345 | 0.64514 | 0.65805 | 0.68681 | 0.6834 | 0.68282 | 0.49528 | 0.52088 | 0.52843 | 0.68325 | 0.63088 | 0.68751
1694 | 2004-03-11 | 14:00 | 0.6369 | 0.49528 | 0.6369 | 0.64514 | 0.6834 | 0.67485 | 0.67665 | 0.49444 | 0.51385 | 0.52088 | 0.692 | 0.6398 | 0.68073
1695 | 2004-03-11 | 15:00 | 0.62605 | 0.49444 | 0.62605 | 0.6369 | 0.67485 | 0.6707 | 0.66201 | 0.49173 | 0.50802 | 0.51385 | 0.67617 | 0.62623 | 0.65224
1696 | 2004-03-11 | 16:00 | 0.62 | 0.49173 | 0.62 | 0.62605 | 0.6707 | 0.66159 | 0.65272 | 0.49142 | 0.50661 | 0.50802 | 0.63718 | 0.59597 | 0.6097
1697 | 2004-03-11 | 17:00 | 0.62125 | 0.49142 | 0.62125 | 0.62 | 0.66159 | 0.65825 | 0.65666 | 0.48832 | 0.50599 | 0.50661 | 0.58586 | 0.55171 | 0.54976
1698 | 2004-03-11 | 18:00 | 0.63954 | 0.48832 | 0.63954 | 0.62125 | 0.65825 | 0.66476 | 0.68407 | 0.50125 | 0.52624 | 0.50599 | 0.54517 | 0.50795 | 0.49044
1699 | 2004-03-11 | 19:00 | 0.68031 | 0.50125 | 0.68031 | 0.63954 | 0.66476 | 0.68048 | 0.73113 | 0.52023 | 0.55082 | 0.52624 | 0.51906 | 0.48513 | 0.45261
1700 | 2004-03-11 | 20:00 | 0.69073 | 0.52023 | 0.69073 | 0.68031 | 0.68048 | 0.71667 | 0.72748 | 0.51134 | 0.55241 | 0.55082 | 0.50668 | 0.47203 | 0.43125
1701 | 2004-03-11 | 21:00 | 0.67821 | 0.51134 | 0.67821 | 0.69073 | 0.71667 | 0.71354 | 0.7014 | 0.48931 | 0.53698 | 0.55241 | 0.50311 | 0.4667 | 0.41932
1702 | 2004-03-11 | 22:00 | 0.64771 | 0.48931 | 0.64771 | 0.67821 | 0.71354 | 0.69177 | 0.65562 | 0.45017 | 0.50818 | 0.53698 | 0.50868 | 0.4663 | 0.41861
1703 | 2004-03-11 | 23:00 | 0.60196 | 0.45017 | 0.60196 | 0.64771 | 0.69177 | 0.65551 | 0.59048 | 0.41066 | 0.4743 | 0.50818 | 0.53487 | 0.47806 | 0.43038
1704 | 2004-03-12 | 00:00 | 0.55313 | 0.41066 | 0.55313 | 0.60196 | 0.65551 | 0.60384 | 0.53214 | 0.38558 | 0.45166 | 0.4743 | 0.59744 | 0.50608 | 0.46429
1705 | 2004-03-12 | 01:00 | 0.52086 | 0.38558 | 0.52086 | 0.55313 | 0.60384 | 0.5489 | 0.49424 | 0.37388 | 0.44035 | 0.45166 | 0.67627 | 0.55233 | 0.51884
1706 | 2004-03-12 | 02:00 | 0.50923 | 0.37388 | 0.50923 | 0.52086 | 0.5489 | 0.51025 | 0.47558 | 0.36876 | 0.43721 | 0.44035 | 0.70984 | 0.57592 | 0.56598
1707 | 2004-03-12 | 03:00 | 0.50155 | 0.36876 | 0.50155 | 0.50923 | 0.51025 | 0.48866 | 0.46633 | 0.36956 | 0.4379 | 0.43721 | 0.70276 | 0.58508 | 0.59618
1708 | 2004-03-12 | 04:00 | 0.50456 | 0.36956 | 0.50456 | 0.50155 | 0.48866 | 0.47842 | 0.46708 | 0.3806 | 0.44764 | 0.4379 | 0.68586 | 0.59128 | 0.61892
1709 | 2004-03-12 | 05:00 | 0.51928 | 0.3806 | 0.51928 | 0.50456 | 0.47842 | 0.47726 | 0.47831 | 0.41392 | 0.47433 | 0.44764 | 0.66997 | 0.59537 | 0.63845
1710 | 2004-03-12 | 06:00 | 0.562 | 0.41392 | 0.562 | 0.51928 | 0.47726 | 0.48588 | 0.52803 | 0.47287 | 0.52165 | 0.47433 | 0.65804 | 0.59529 | 0.64908
1711 | 2004-03-12 | 07:00 | 0.63257 | 0.47287 | 0.63257 | 0.562 | 0.48588 | 0.52309 | 0.60628 | 0.49473 | 0.54919 | 0.52165 | 0.64804 | 0.59392 | 0.64705
1712 | 2004-03-12 | 08:00 | 0.67012 | 0.49473 | 0.67012 | 0.63257 | 0.52309 | 0.5859 | 0.66147 | 0.49598 | 0.55465 | 0.54919 | 0.63912 | 0.59469 | 0.64577
1713 | 2004-03-12 | 09:00 | 0.67893 | 0.49598 | 0.67893 | 0.67012 | 0.5859 | 0.63968 | 0.67437 | 0.50366 | 0.55082 | 0.55465 | 0.62933 | 0.59253 | 0.64032
1714 | 2004-03-12 | 10:00 | 0.68252 | 0.50366 | 0.68252 | 0.67893 | 0.63968 | 0.66947 | 0.67752 | 0.5066 | 0.54474 | 0.55082 | 0.62563 | 0.58707 | 0.62529
1715 | 2004-03-12 | 11:00 | 0.68377 | 0.5066 | 0.68377 | 0.68252 | 0.66947 | 0.68934 | 0.68606 | 0.50458 | 0.53711 | 0.54474 | 0.62227 | 0.58441 | 0.61245
1716 | 2004-03-12 | 12:00 | 0.67831 | 0.50458 | 0.67831 | 0.68377 | 0.68934 | 0.69792 | 0.68917 | 0.49832 | 0.52907 | 0.53711 | 0.63811 | 0.59001 | 0.63119
1717 | 2004-03-12 | 13:00 | 0.66784 | 0.49832 | 0.66784 | 0.67831 | 0.69792 | 0.69884 | 0.68585 | 0.49869 | 0.52137 | 0.52907 | 0.67601 | 0.60986 | 0.65317
1718 | 2004-03-12 | 14:00 | 0.65855 | 0.49869 | 0.65855 | 0.66784 | 0.69884 | 0.69391 | 0.68212 | 0.49598 | 0.5148 | 0.52137 | 0.68 | 0.61524 | 0.6476
1719 | 2004-03-12 | 15:00 | 0.65019 | 0.49598 | 0.65019 | 0.65855 | 0.69391 | 0.69134 | 0.67524 | 0.4913 | 0.50656 | 0.5148 | 0.66406 | 0.60354 | 0.63312
1720 | 2004-03-12 | 16:00 | 0.64059 | 0.4913 | 0.64059 | 0.65019 | 0.69134 | 0.68558 | 0.66839 | 0.49171 | 0.50393 | 0.50656 | 0.63438 | 0.57883 | 0.58294
1721 | 2004-03-12 | 17:00 | 0.6441 | 0.49171 | 0.6441 | 0.64059 | 0.68558 | 0.6841 | 0.67391 | 0.4933 | 0.49818 | 0.50393 | 0.59363 | 0.53945 | 0.53282
1722 | 2004-03-12 | 18:00 | 0.65674 | 0.4933 | 0.65674 | 0.6441 | 0.6841 | 0.68846 | 0.69452 | 0.50798 | 0.51328 | 0.49818 | 0.55315 | 0.50374 | 0.48292
1723 | 2004-03-12 | 19:00 | 0.69663 | 0.50798 | 0.69663 | 0.65674 | 0.68846 | 0.69817 | 0.73101 | 0.51709 | 0.53116 | 0.51328 | 0.52936 | 0.4788 | 0.44529
1724 | 2004-03-12 | 20:00 | 0.70524 | 0.51709 | 0.70524 | 0.69663 | 0.69817 | 0.72528 | 0.71608 | 0.50544 | 0.52784 | 0.53116 | 0.51879 | 0.46384 | 0.421
1725 | 2004-03-12 | 21:00 | 0.6929 | 0.50544 | 0.6929 | 0.70524 | 0.72528 | 0.71818 | 0.6912 | 0.48699 | 0.51436 | 0.52784 | 0.51621 | 0.45504 | 0.40991
1726 | 2004-03-12 | 22:00 | 0.67139 | 0.48699 | 0.67139 | 0.6929 | 0.71818 | 0.69405 | 0.65629 | 0.45732 | 0.49213 | 0.51436 | 0.5197 | 0.45285 | 0.40368
1727 | 2004-03-12 | 23:00 | 0.63491 | 0.45732 | 0.63491 | 0.67139 | 0.69405 | 0.66521 | 0.60263 | 0.42677 | 0.46359 | 0.49213 | 0.53191 | 0.4595 | 0.40739
1728 | 2004-03-13 | 00:00 | 0.59494 | 0.42677 | 0.59494 | 0.63491 | 0.66521 | 0.62434 | 0.54918 | 0.40351 | 0.44171 | 0.46359 | 0.56098 | 0.46658 | 0.41792
1729 | 2004-03-13 | 01:00 | 0.56217 | 0.40351 | 0.56217 | 0.59494 | 0.62434 | 0.57799 | 0.51269 | 0.38934 | 0.42677 | 0.44171 | 0.60146 | 0.48027 | 0.42975
1730 | 2004-03-13 | 02:00 | 0.54691 | 0.38934 | 0.54691 | 0.56217 | 0.57799 | 0.54176 | 0.49237 | 0.38239 | 0.41964 | 0.42677 | 0.64455 | 0.50565 | 0.45654
1731 | 2004-03-13 | 03:00 | 0.54039 | 0.38239 | 0.54039 | 0.54691 | 0.54176 | 0.51883 | 0.48151 | 0.3786 | 0.41636 | 0.41964 | 0.67018 | 0.53474 | 0.49561
1732 | 2004-03-13 | 04:00 | 0.5376 | 0.3786 | 0.5376 | 0.54039 | 0.51883 | 0.50652 | 0.48026 | 0.38205 | 0.41848 | 0.41636 | 0.66848 | 0.553 | 0.52594
1733 | 2004-03-13 | 05:00 | 0.54263 | 0.38205 | 0.54263 | 0.5376 | 0.50652 | 0.50174 | 0.48503 | 0.39414 | 0.42783 | 0.41848 | 0.64559 | 0.56177 | 0.54501
1734 | 2004-03-13 | 06:00 | 0.55726 | 0.39414 | 0.55726 | 0.54263 | 0.50174 | 0.50273 | 0.5046 | 0.41359 | 0.44625 | 0.42783 | 0.61918 | 0.5598 | 0.553
1735 | 2004-03-13 | 07:00 | 0.58041 | 0.41359 | 0.58041 | 0.55726 | 0.50273 | 0.51493 | 0.53127 | 0.43302 | 0.46498 | 0.44625 | 0.59874 | 0.55494 | 0.55628
1736 | 2004-03-13 | 08:00 | 0.61224 | 0.43302 | 0.61224 | 0.58041 | 0.51493 | 0.52917 | 0.57323 | 0.45937 | 0.48754 | 0.46498 | 0.5782 | 0.54964 | 0.559
1737 | 2004-03-13 | 09:00 | 0.64277 | 0.45937 | 0.64277 | 0.61224 | 0.52917 | 0.56209 | 0.61789 | 0.47744 | 0.50638 | 0.48754 | 0.5642 | 0.54384 | 0.56028
1738 | 2004-03-13 | 10:00 | 0.65706 | 0.47744 | 0.65706 | 0.64277 | 0.56209 | 0.60381 | 0.64555 | 0.48219 | 0.51336 | 0.50638 | 0.55831 | 0.54294 | 0.55513
1739 | 2004-03-13 | 11:00 | 0.65315 | 0.48219 | 0.65315 | 0.65706 | 0.60381 | 0.62864 | 0.64936 | 0.47895 | 0.51202 | 0.51336 | 0.56321 | 0.54361 | 0.55315
1740 | 2004-03-13 | 12:00 | 0.63979 | 0.47895 | 0.63979 | 0.65315 | 0.62864 | 0.6408 | 0.63933 | 0.47084 | 0.50542 | 0.51202 | 0.59441 | 0.55736 | 0.55733
1741 | 2004-03-13 | 13:00 | 0.62123 | 0.47084 | 0.62123 | 0.63979 | 0.6408 | 0.63926 | 0.62208 | 0.45966 | 0.49489 | 0.50542 | 0.63201 | 0.58471 | 0.59845
1742 | 2004-03-13 | 14:00 | 0.59868 | 0.45966 | 0.59868 | 0.62123 | 0.63926 | 0.63032 | 0.60412 | 0.45285 | 0.48703 | 0.49489 | 0.63875 | 0.59462 | 0.60287
1743 | 2004-03-13 | 15:00 | 0.5812 | 0.45285 | 0.5812 | 0.59868 | 0.63032 | 0.61604 | 0.58895 | 0.44802 | 0.48327 | 0.48703 | 0.62052 | 0.58157 | 0.5821
1744 | 2004-03-13 | 16:00 | 0.56974 | 0.44802 | 0.56974 | 0.5812 | 0.61604 | 0.60504 | 0.57937 | 0.44799 | 0.48438 | 0.48327 | 0.59257 | 0.56157 | 0.55087
1745 | 2004-03-13 | 17:00 | 0.5712 | 0.44799 | 0.5712 | 0.56974 | 0.60504 | 0.59811 | 0.5865 | 0.45551 | 0.49141 | 0.48438 | 0.55869 | 0.52899 | 0.50795
1746 | 2004-03-13 | 18:00 | 0.58686 | 0.45551 | 0.58686 | 0.5712 | 0.59811 | 0.60106 | 0.62013 | 0.47389 | 0.50584 | 0.49141 | 0.52465 | 0.49457 | 0.46573
1747 | 2004-03-13 | 19:00 | 0.63369 | 0.47389 | 0.63369 | 0.58686 | 0.60106 | 0.61787 | 0.67329 | 0.48582 | 0.51578 | 0.50584 | 0.50083 | 0.4743 | 0.43319
1748 | 2004-03-13 | 20:00 | 0.65161 | 0.48582 | 0.65161 | 0.63369 | 0.61787 | 0.66665 | 0.66956 | 0.47739 | 0.5114 | 0.51578 | 0.48701 | 0.46012 | 0.41146
1749 | 2004-03-13 | 21:00 | 0.64494 | 0.47739 | 0.64494 | 0.65161 | 0.66665 | 0.67295 | 0.65152 | 0.46295 | 0.49867 | 0.5114 | 0.4811 | 0.45263 | 0.40018
1750 | 2004-03-13 | 22:00 | 0.63008 | 0.46295 | 0.63008 | 0.64494 | 0.67295 | 0.65772 | 0.62515 | 0.441 | 0.47711 | 0.49867 | 0.48073 | 0.45106 | 0.3927
1751 | 2004-03-13 | 23:00 | 0.6031 | 0.441 | 0.6031 | 0.63008 | 0.65772 | 0.63725 | 0.58322 | 0.41448 | 0.44826 | 0.47711 | 0.48869 | 0.4535 | 0.39226
1752 | 2004-03-14 | 00:00 | 0.5725 | 0.41448 | 0.5725 | 0.6031 | 0.63725 | 0.60655 | 0.54225 | 0.39332 | 0.42597 | 0.44826 | 0.50567 | 0.45875 | 0.39951
1753 | 2004-03-14 | 01:00 | 0.5446 | 0.39332 | 0.5446 | 0.5725 | 0.60655 | 0.56983 | 0.50904 | 0.37925 | 0.41258 | 0.42597 | 0.53854 | 0.46984 | 0.4031
1754 | 2004-03-14 | 02:00 | 0.52966 | 0.37925 | 0.52966 | 0.5446 | 0.56983 | 0.53941 | 0.49026 | 0.3705 | 0.40544 | 0.41258 | 0.57742 | 0.4854 | 0.42325
1755 | 2004-03-14 | 03:00 | 0.52232 | 0.3705 | 0.52232 | 0.52966 | 0.53941 | 0.51672 | 0.48146 | 0.36678 | 0.40173 | 0.40544 | 0.60668 | 0.51128 | 0.45807
1756 | 2004-03-14 | 04:00 | 0.52207 | 0.36678 | 0.52207 | 0.52232 | 0.51672 | 0.50498 | 0.47798 | 0.36616 | 0.40374 | 0.40173 | 0.61522 | 0.52894 | 0.48594
1757 | 2004-03-14 | 05:00 | 0.52628 | 0.36616 | 0.52628 | 0.52207 | 0.50498 | 0.49763 | 0.48142 | 0.37213 | 0.4107 | 0.40374 | 0.60984 | 0.53661 | 0.50555
1758 | 2004-03-14 | 06:00 | 0.53893 | 0.37213 | 0.53893 | 0.52628 | 0.49763 | 0.49657 | 0.49278 | 0.3826 | 0.42185 | 0.4107 | 0.60015 | 0.54052 | 0.51951
1759 | 2004-03-14 | 07:00 | 0.5505 | 0.3826 | 0.5505 | 0.53893 | 0.49657 | 0.5036 | 0.50697 | 0.39345 | 0.4352 | 0.42185 | 0.58554 | 0.54279 | 0.52783
1760 | 2004-03-14 | 08:00 | 0.56911 | 0.39345 | 0.56911 | 0.5505 | 0.5036 | 0.50835 | 0.53525 | 0.41853 | 0.454 | 0.4352 | 0.57237 | 0.54184 | 0.5313
1761 | 2004-03-14 | 09:00 | 0.59185 | 0.41853 | 0.59185 | 0.56911 | 0.50835 | 0.52738 | 0.56883 | 0.43908 | 0.46462 | 0.454 | 0.56122 | 0.54182 | 0.53191
1762 | 2004-03-14 | 10:00 | 0.60326 | 0.43908 | 0.60326 | 0.59185 | 0.52738 | 0.55756 | 0.59143 | 0.44857 | 0.46531 | 0.46462 | 0.55656 | 0.54453 | 0.53341
1763 | 2004-03-14 | 11:00 | 0.6033 | 0.44857 | 0.6033 | 0.60326 | 0.55756 | 0.5808 | 0.60018 | 0.45299 | 0.46109 | 0.46531 | 0.56361 | 0.553 | 0.53769
1764 | 2004-03-14 | 12:00 | 0.60064 | 0.45299 | 0.60064 | 0.6033 | 0.5808 | 0.5954 | 0.60288 | 0.45285 | 0.4574 | 0.46109 | 0.60388 | 0.57056 | 0.5513
1765 | 2004-03-14 | 13:00 | 0.59295 | 0.45285 | 0.59295 | 0.60064 | 0.5954 | 0.60148 | 0.59915 | 0.4471 | 0.45135 | 0.4574 | 0.64497 | 0.60451 | 0.59968
1766 | 2004-03-14 | 14:00 | 0.58218 | 0.4471 | 0.58218 | 0.59295 | 0.60148 | 0.60022 | 0.58836 | 0.43969 | 0.44385 | 0.45135 | 0.65903 | 0.60914 | 0.60929
1767 | 2004-03-14 | 15:00 | 0.57316 | 0.43969 | 0.57316 | 0.58218 | 0.60022 | 0.59399 | 0.58198 | 0.43626 | 0.4404 | 0.44385 | 0.64434 | 0.59654 | 0.58747
1768 | 2004-03-14 | 16:00 | 0.57264 | 0.43626 | 0.57264 | 0.57316 | 0.59399 | 0.59083 | 0.58422 | 0.43744 | 0.43942 | 0.4404 | 0.61 | 0.56904 | 0.5498
1769 | 2004-03-14 | 17:00 | 0.58218 | 0.43744 | 0.58218 | 0.57264 | 0.59083 | 0.59649 | 0.60906 | 0.44508 | 0.45096 | 0.43942 | 0.56058 | 0.52658 | 0.50139
1770 | 2004-03-14 | 18:00 | 0.60477 | 0.44508 | 0.60477 | 0.58218 | 0.59649 | 0.61527 | 0.65413 | 0.46568 | 0.47093 | 0.45096 | 0.51818 | 0.48722 | 0.45601
1771 | 2004-03-14 | 19:00 | 0.64521 | 0.46568 | 0.64521 | 0.60477 | 0.61527 | 0.64038 | 0.69477 | 0.48565 | 0.4961 | 0.47093 | 0.49838 | 0.4658 | 0.42692
1772 | 2004-03-14 | 20:00 | 0.65225 | 0.48565 | 0.65225 | 0.64521 | 0.64038 | 0.67355 | 0.68668 | 0.47616 | 0.49903 | 0.4961 | 0.49228 | 0.45357 | 0.40707
1773 | 2004-03-14 | 21:00 | 0.6384 | 0.47616 | 0.6384 | 0.65225 | 0.67355 | 0.67337 | 0.66056 | 0.46149 | 0.48901 | 0.49903 | 0.48917 | 0.44887 | 0.39779
1774 | 2004-03-14 | 22:00 | 0.60878 | 0.46149 | 0.60878 | 0.6384 | 0.67337 | 0.65477 | 0.61196 | 0.43483 | 0.46629 | 0.48901 | 0.49806 | 0.45011 | 0.39722
1775 | 2004-03-14 | 23:00 | 0.5716 | 0.43483 | 0.5716 | 0.60878 | 0.65477 | 0.62174 | 0.55785 | 0.40226 | 0.4394 | 0.46629 | 0.52598 | 0.46374 | 0.40876
1776 | 2004-03-15 | 00:00 | 0.53252 | 0.40226 | 0.53252 | 0.5716 | 0.62174 | 0.58386 | 0.5102 | 0.38038 | 0.42025 | 0.4394 | 0.59177 | 0.4943 | 0.44747
1777 | 2004-03-15 | 01:00 | 0.50361 | 0.38038 | 0.50361 | 0.53252 | 0.58386 | 0.54176 | 0.47968 | 0.37002 | 0.41149 | 0.42025 | 0.678 | 0.53502 | 0.50571
1778 | 2004-03-15 | 02:00 | 0.48736 | 0.37002 | 0.48736 | 0.50361 | 0.54176 | 0.50892 | 0.46376 | 0.3662 | 0.40789 | 0.41149 | 0.71665 | 0.55993 | 0.56119
1779 | 2004-03-15 | 03:00 | 0.48256 | 0.3662 | 0.48256 | 0.48736 | 0.50892 | 0.49137 | 0.45658 | 0.36601 | 0.40902 | 0.40789 | 0.70981 | 0.57691 | 0.59894
1780 | 2004-03-15 | 04:00 | 0.48505 | 0.36601 | 0.48505 | 0.48256 | 0.49137 | 0.48264 | 0.45571 | 0.3748 | 0.41737 | 0.40902 | 0.6935 | 0.58959 | 0.62873
1781 | 2004-03-15 | 05:00 | 0.49965 | 0.3748 | 0.49965 | 0.48505 | 0.48264 | 0.47853 | 0.47068 | 0.40315 | 0.44213 | 0.41737 | 0.68447 | 0.60134 | 0.65123
1782 | 2004-03-15 | 06:00 | 0.54281 | 0.40315 | 0.54281 | 0.49965 | 0.47853 | 0.48496 | 0.51895 | 0.44804 | 0.48497 | 0.44213 | 0.66547 | 0.60199 | 0.66554
1783 | 2004-03-15 | 07:00 | 0.61262 | 0.44804 | 0.61262 | 0.54281 | 0.48496 | 0.52115 | 0.59774 | 0.46871 | 0.51611 | 0.48497 | 0.65868 | 0.60339 | 0.67497
1784 | 2004-03-15 | 08:00 | 0.64894 | 0.46871 | 0.64894 | 0.61262 | 0.52115 | 0.58158 | 0.65106 | 0.48171 | 0.53355 | 0.51611 | 0.6482 | 0.60732 | 0.68512
1785 | 2004-03-15 | 09:00 | 0.64987 | 0.48171 | 0.64987 | 0.64894 | 0.58158 | 0.63289 | 0.6635 | 0.49199 | 0.54288 | 0.53355 | 0.63766 | 0.60648 | 0.68835
1786 | 2004-03-15 | 10:00 | 0.64887 | 0.49199 | 0.64887 | 0.64987 | 0.63289 | 0.66068 | 0.67097 | 0.49885 | 0.54589 | 0.54288 | 0.63518 | 0.6056 | 0.68289
1787 | 2004-03-15 | 11:00 | 0.64741 | 0.49885 | 0.64741 | 0.64887 | 0.66068 | 0.67689 | 0.67656 | 0.5023 | 0.54602 | 0.54589 | 0.64042 | 0.60508 | 0.66961
1788 | 2004-03-15 | 12:00 | 0.64059 | 0.5023 | 0.64059 | 0.64741 | 0.67689 | 0.68406 | 0.67238 | 0.50242 | 0.54128 | 0.54602 | 0.6627 | 0.61614 | 0.66347
1789 | 2004-03-15 | 13:00 | 0.62964 | 0.50242 | 0.62964 | 0.64059 | 0.68406 | 0.68248 | 0.66392 | 0.5046 | 0.53556 | 0.54128 | 0.70193 | 0.63776 | 0.68174
1790 | 2004-03-15 | 14:00 | 0.62471 | 0.5046 | 0.62471 | 0.62964 | 0.68248 | 0.67619 | 0.6577 | 0.50352 | 0.53077 | 0.53556 | 0.71428 | 0.64725 | 0.68137
1791 | 2004-03-15 | 15:00 | 0.61393 | 0.50352 | 0.61393 | 0.62471 | 0.67619 | 0.67221 | 0.64795 | 0.50257 | 0.52474 | 0.53077 | 0.69206 | 0.63208 | 0.65573
1792 | 2004-03-15 | 16:00 | 0.60681 | 0.50257 | 0.60681 | 0.61393 | 0.67221 | 0.66409 | 0.64264 | 0.50202 | 0.52284 | 0.52474 | 0.64846 | 0.59878 | 0.60754
1793 | 2004-03-15 | 17:00 | 0.60771 | 0.50202 | 0.60771 | 0.60681 | 0.66409 | 0.66145 | 0.64998 | 0.50301 | 0.52214 | 0.52284 | 0.59164 | 0.5467 | 0.5438
1794 | 2004-03-15 | 18:00 | 0.62077 | 0.50301 | 0.62077 | 0.60771 | 0.66145 | 0.66887 | 0.68042 | 0.51315 | 0.53402 | 0.52214 | 0.54714 | 0.50189 | 0.4861
1795 | 2004-03-15 | 19:00 | 0.66403 | 0.51315 | 0.66403 | 0.62077 | 0.66887 | 0.68241 | 0.73022 | 0.52998 | 0.55074 | 0.53402 | 0.51698 | 0.48025 | 0.44432
1796 | 2004-03-15 | 20:00 | 0.68339 | 0.52998 | 0.68339 | 0.66403 | 0.68241 | 0.72029 | 0.72479 | 0.51733 | 0.54878 | 0.55074 | 0.50495 | 0.4661 | 0.42402
1797 | 2004-03-15 | 21:00 | 0.67104 | 0.51733 | 0.67104 | 0.68339 | 0.72029 | 0.72166 | 0.69734 | 0.49322 | 0.52995 | 0.54878 | 0.50216 | 0.46107 | 0.41332
1798 | 2004-03-15 | 22:00 | 0.64016 | 0.49322 | 0.64016 | 0.67104 | 0.72166 | 0.69768 | 0.64874 | 0.45879 | 0.50135 | 0.52995 | 0.50921 | 0.45918 | 0.40654
1799 | 2004-03-15 | 23:00 | 0.59128 | 0.45879 | 0.59128 | 0.64016 | 0.69768 | 0.66103 | 0.58252 | 0.41757 | 0.46838 | 0.50135 | 0.53428 | 0.47253 | 0.41608
1800 | 2004-03-16 | 00:00 | 0.54647 | 0.41757 | 0.54647 | 0.59128 | 0.66103 | 0.60799 | 0.52662 | 0.38999 | 0.44599 | 0.46838 | 0.60141 | 0.49955 | 0.45466
1801 | 2004-03-16 | 01:00 | 0.51558 | 0.38999 | 0.51558 | 0.54647 | 0.60799 | 0.55429 | 0.49113 | 0.37674 | 0.43538 | 0.44599 | 0.68532 | 0.54075 | 0.51789
1802 | 2004-03-16 | 02:00 | 0.50272 | 0.37674 | 0.50272 | 0.51558 | 0.55429 | 0.51936 | 0.47591 | 0.37033 | 0.43151 | 0.43538 | 0.71537 | 0.56406 | 0.56926
1803 | 2004-03-16 | 03:00 | 0.49754 | 0.37033 | 0.49754 | 0.50272 | 0.51936 | 0.49956 | 0.47089 | 0.36939 | 0.43172 | 0.43151 | 0.70531 | 0.57537 | 0.60861
1804 | 2004-03-16 | 04:00 | 0.49963 | 0.36939 | 0.49963 | 0.49754 | 0.49956 | 0.49056 | 0.47346 | 0.37756 | 0.44189 | 0.43172 | 0.68676 | 0.58533 | 0.641
1805 | 2004-03-16 | 05:00 | 0.51458 | 0.37756 | 0.51458 | 0.49963 | 0.49056 | 0.48788 | 0.48615 | 0.40828 | 0.46539 | 0.44189 | 0.66906 | 0.59492 | 0.66852
1806 | 2004-03-16 | 06:00 | 0.56002 | 0.40828 | 0.56002 | 0.51458 | 0.48788 | 0.49513 | 0.53608 | 0.45404 | 0.50854 | 0.46539 | 0.65804 | 0.60032 | 0.68634
1807 | 2004-03-16 | 07:00 | 0.63822 | 0.45404 | 0.63822 | 0.56002 | 0.49513 | 0.53062 | 0.61772 | 0.47152 | 0.53719 | 0.50854 | 0.64692 | 0.60394 | 0.69553
1808 | 2004-03-16 | 08:00 | 0.68906 | 0.47152 | 0.68906 | 0.63822 | 0.53062 | 0.59783 | 0.67561 | 0.47954 | 0.54883 | 0.53719 | 0.63811 | 0.60782 | 0.70658
1809 | 2004-03-16 | 09:00 | 0.70613 | 0.47954 | 0.70613 | 0.68906 | 0.59783 | 0.65674 | 0.69286 | 0.4885 | 0.55154 | 0.54883 | 0.63098 | 0.61223 | 0.71108
1810 | 2004-03-16 | 10:00 | 0.71761 | 0.4885 | 0.71761 | 0.70613 | 0.65674 | 0.6866 | 0.69622 | 0.49728 | 0.55069 | 0.55154 | 0.62698 | 0.61405 | 0.70767
1811 | 2004-03-16 | 11:00 | 0.72818 | 0.49728 | 0.72818 | 0.71761 | 0.6866 | 0.70524 | 0.70269 | 0.50067 | 0.54427 | 0.55069 | 0.63209 | 0.61582 | 0.69852
1812 | 2004-03-16 | 12:00 | 0.73033 | 0.50067 | 0.73033 | 0.72818 | 0.70524 | 0.71906 | 0.70165 | 0.5046 | 0.53446 | 0.54427 | 0.65051 | 0.61656 | 0.68431
1813 | 2004-03-16 | 13:00 | 0.72792 | 0.5046 | 0.72792 | 0.73033 | 0.71906 | 0.72321 | 0.70538 | 0.51057 | 0.53072 | 0.53446 | 0.69081 | 0.6329 | 0.70246
1814 | 2004-03-16 | 14:00 | 0.73115 | 0.51057 | 0.73115 | 0.72792 | 0.72321 | 0.723 | 0.70596 | 0.51515 | 0.52438 | 0.53072 | 0.69954 | 0.64346 | 0.6997
1815 | 2004-03-16 | 15:00 | 0.72941 | 0.51515 | 0.72941 | 0.73115 | 0.723 | 0.72546 | 0.70849 | 0.51844 | 0.52044 | 0.52438 | 0.68192 | 0.62635 | 0.66739
1816 | 2004-03-16 | 16:00 | 0.72971 | 0.51844 | 0.72971 | 0.72941 | 0.72546 | 0.72335 | 0.71521 | 0.51752 | 0.51998 | 0.52044 | 0.63646 | 0.59564 | 0.61554
1817 | 2004-03-16 | 17:00 | 0.73926 | 0.51752 | 0.73926 | 0.72971 | 0.72335 | 0.72363 | 0.73536 | 0.51438 | 0.519 | 0.51998 | 0.5819 | 0.54339 | 0.55055
1818 | 2004-03-16 | 18:00 | 0.75711 | 0.51438 | 0.75711 | 0.73926 | 0.72363 | 0.73552 | 0.77189 | 0.51761 | 0.5342 | 0.519 | 0.53497 | 0.4997 | 0.49429
1819 | 2004-03-16 | 19:00 | 0.78259 | 0.51761 | 0.78259 | 0.75711 | 0.73552 | 0.75437 | 0.79806 | 0.53703 | 0.55386 | 0.5342 | 0.50953 | 0.47387 | 0.45392
1820 | 2004-03-16 | 20:00 | 0.77691 | 0.53703 | 0.77691 | 0.78259 | 0.75437 | 0.77867 | 0.78131 | 0.52358 | 0.55221 | 0.55386 | 0.49747 | 0.46102 | 0.43179
1821 | 2004-03-16 | 21:00 | 0.75412 | 0.52358 | 0.75412 | 0.77691 | 0.77867 | 0.76907 | 0.74386 | 0.49948 | 0.536 | 0.55221 | 0.49066 | 0.4537 | 0.41664
1822 | 2004-03-16 | 22:00 | 0.71475 | 0.49948 | 0.71475 | 0.75412 | 0.76907 | 0.73788 | 0.68739 | 0.4626 | 0.50535 | 0.536 | 0.49691 | 0.45208 | 0.41299
1823 | 2004-03-16 | 23:00 | 0.66022 | 0.4626 | 0.66022 | 0.71475 | 0.73788 | 0.69771 | 0.62079 | 0.41632 | 0.47095 | 0.50535 | 0.52143 | 0.46304 | 0.42053
1824 | 2004-03-17 | 00:00 | 0.60801 | 0.41632 | 0.60801 | 0.66022 | 0.69771 | 0.64214 | 0.56514 | 0.3884 | 0.44882 | 0.47095 | 0.58498 | 0.49255 | 0.45759
1825 | 2004-03-17 | 01:00 | 0.57451 | 0.3884 | 0.57451 | 0.60801 | 0.64214 | 0.58643 | 0.52849 | 0.3758 | 0.43625 | 0.44882 | 0.66595 | 0.53161 | 0.51568
1826 | 2004-03-17 | 02:00 | 0.55958 | 0.3758 | 0.55958 | 0.57451 | 0.58643 | 0.55007 | 0.51261 | 0.3687 | 0.43257 | 0.43625 | 0.70435 | 0.55736 | 0.56733
1827 | 2004-03-17 | 03:00 | 0.55345 | 0.3687 | 0.55345 | 0.55958 | 0.55007 | 0.52995 | 0.5063 | 0.36761 | 0.43329 | 0.43257 | 0.69592 | 0.57016 | 0.60544
1828 | 2004-03-17 | 04:00 | 0.55326 | 0.36761 | 0.55326 | 0.55345 | 0.52995 | 0.51862 | 0.50547 | 0.37504 | 0.44462 | 0.43329 | 0.67808 | 0.58197 | 0.64232
1829 | 2004-03-17 | 05:00 | 0.56772 | 0.37504 | 0.56772 | 0.55326 | 0.51862 | 0.5157 | 0.51696 | 0.40374 | 0.46629 | 0.44462 | 0.66885 | 0.59706 | 0.67206
1830 | 2004-03-17 | 06:00 | 0.60679 | 0.40374 | 0.60679 | 0.56772 | 0.5157 | 0.52207 | 0.56195 | 0.44879 | 0.5096 | 0.46629 | 0.65533 | 0.60182 | 0.69416
1831 | 2004-03-17 | 07:00 | 0.67349 | 0.44879 | 0.67349 | 0.60679 | 0.52207 | 0.55411 | 0.63186 | 0.46555 | 0.53397 | 0.5096 | 0.6474 | 0.60702 | 0.70352
1832 | 2004-03-17 | 08:00 | 0.71407 | 0.46555 | 0.71407 | 0.67349 | 0.55411 | 0.61298 | 0.69518 | 0.47386 | 0.53982 | 0.53397 | 0.63941 | 0.61213 | 0.71365
1833 | 2004-03-17 | 09:00 | 0.71898 | 0.47386 | 0.71898 | 0.71407 | 0.61298 | 0.66792 | 0.72653 | 0.48466 | 0.53613 | 0.53982 | 0.63539 | 0.61589 | 0.71637
1834 | 2004-03-17 | 10:00 | 0.71606 | 0.48466 | 0.71606 | 0.71898 | 0.66792 | 0.69525 | 0.73586 | 0.49948 | 0.53175 | 0.53613 | 0.62802 | 0.61913 | 0.71305
1835 | 2004-03-17 | 11:00 | 0.71497 | 0.49948 | 0.71497 | 0.71606 | 0.69525 | 0.71044 | 0.74013 | 0.51293 | 0.5259 | 0.53175 | 0.6294 | 0.61935 | 0.70197
1836 | 2004-03-17 | 12:00 | 0.70596 | 0.51293 | 0.70596 | 0.71497 | 0.71044 | 0.7185 | 0.741 | 0.5239 | 0.52052 | 0.5259 | 0.64346 | 0.61846 | 0.68489
1837 | 2004-03-17 | 13:00 | 0.69954 | 0.5239 | 0.69954 | 0.70596 | 0.7185 | 0.71741 | 0.73623 | 0.53754 | 0.51995 | 0.52052 | 0.68312 | 0.634 | 0.69885
1838 | 2004-03-17 | 14:00 | 0.69569 | 0.53754 | 0.69569 | 0.69954 | 0.71741 | 0.71143 | 0.73296 | 0.54797 | 0.51988 | 0.51995 | 0.69137 | 0.64137 | 0.69465
1839 | 2004-03-17 | 15:00 | 0.69068 | 0.54797 | 0.69068 | 0.69569 | 0.71143 | 0.70872 | 0.72632 | 0.55558 | 0.51946 | 0.51988 | 0.67156 | 0.62456 | 0.66369
1840 | 2004-03-17 | 16:00 | 0.69297 | 0.55558 | 0.69297 | 0.69068 | 0.70872 | 0.7046 | 0.72321 | 0.55773 | 0.51745 | 0.51946 | 0.63076 | 0.59634 | 0.61496
1841 | 2004-03-17 | 17:00 | 0.70218 | 0.55773 | 0.70218 | 0.69297 | 0.7046 | 0.70569 | 0.73159 | 0.54797 | 0.51477 | 0.51745 | 0.57415 | 0.54413 | 0.55222
1842 | 2004-03-17 | 18:00 | 0.72214 | 0.54797 | 0.72214 | 0.70218 | 0.70569 | 0.71523 | 0.75199 | 0.54268 | 0.52268 | 0.51477 | 0.5289 | 0.49888 | 0.49523
1843 | 2004-03-17 | 19:00 | 0.75474 | 0.54268 | 0.75474 | 0.72214 | 0.71523 | 0.72722 | 0.78624 | 0.55662 | 0.53997 | 0.52268 | 0.50269 | 0.47868 | 0.45681
1844 | 2004-03-17 | 20:00 | 0.75917 | 0.55662 | 0.75917 | 0.75474 | 0.72722 | 0.75472 | 0.77393 | 0.54217 | 0.53827 | 0.53997 | 0.49231 | 0.46279 | 0.43641
1845 | 2004-03-17 | 21:00 | 0.74162 | 0.54217 | 0.74162 | 0.75917 | 0.75472 | 0.75075 | 0.73997 | 0.51749 | 0.52003 | 0.53827 | 0.4851 | 0.45694 | 0.42389
1846 | 2004-03-17 | 22:00 | 0.70738 | 0.51749 | 0.70738 | 0.74162 | 0.75075 | 0.72486 | 0.68896 | 0.4826 | 0.48754 | 0.52003 | 0.48919 | 0.45609 | 0.41899
1847 | 2004-03-17 | 23:00 | 0.65855 | 0.4826 | 0.65855 | 0.70738 | 0.72486 | 0.68825 | 0.62407 | 0.44005 | 0.45356 | 0.48754 | 0.51065 | 0.4675 | 0.42827
1848 | 2004-03-18 | 00:00 | 0.60753 | 0.44005 | 0.60753 | 0.65855 | 0.68825 | 0.63623 | 0.56365 | 0.40828 | 0.42778 | 0.45356 | 0.57373 | 0.49469 | 0.46348
1849 | 2004-03-18 | 01:00 | 0.5767 | 0.40828 | 0.5767 | 0.60753 | 0.63623 | 0.57933 | 0.52986 | 0.39151 | 0.41405 | 0.42778 | 0.64801 | 0.53255 | 0.51586
1850 | 2004-03-18 | 02:00 | 0.56147 | 0.39151 | 0.56147 | 0.5767 | 0.57933 | 0.54254 | 0.51335 | 0.38104 | 0.40526 | 0.41405 | 0.68769 | 0.55761 | 0.56892
1851 | 2004-03-18 | 03:00 | 0.56516 | 0.38104 | 0.56516 | 0.56147 | 0.54254 | 0.52161 | 0.50585 | 0.37577 | 0.40503 | 0.40526 | 0.68543 | 0.57093 | 0.60724
1852 | 2004-03-18 | 04:00 | 0.56097 | 0.37577 | 0.56097 | 0.56516 | 0.52161 | 0.51011 | 0.50506 | 0.37847 | 0.41036 | 0.40503 | 0.67979 | 0.58371 | 0.6363
1853 | 2004-03-18 | 05:00 | 0.58277 | 0.37847 | 0.58277 | 0.56097 | 0.51011 | 0.50631 | 0.51791 | 0.39932 | 0.43107 | 0.41036 | 0.67425 | 0.59377 | 0.66312
1854 | 2004-03-18 | 06:00 | 0.61552 | 0.39932 | 0.61552 | 0.58277 | 0.50631 | 0.51257 | 0.56556 | 0.43996 | 0.46884 | 0.43107 | 0.66182 | 0.60139 | 0.68207
1855 | 2004-03-18 | 07:00 | 0.67657 | 0.43996 | 0.67657 | 0.61552 | 0.51257 | 0.54641 | 0.6421 | 0.46157 | 0.49409 | 0.46884 | 0.6552 | 0.60762 | 0.68968
1856 | 2004-03-18 | 08:00 | 0.72279 | 0.46157 | 0.72279 | 0.67657 | 0.54641 | 0.60641 | 0.69813 | 0.48086 | 0.50859 | 0.49409 | 0.65094 | 0.61701 | 0.70064
1857 | 2004-03-18 | 09:00 | 0.72189 | 0.48086 | 0.72189 | 0.72279 | 0.60641 | 0.6592 | 0.71156 | 0.50102 | 0.51557 | 0.50859 | 0.64255 | 0.62072 | 0.70432
1858 | 2004-03-18 | 10:00 | 0.71268 | 0.50102 | 0.71268 | 0.72189 | 0.6592 | 0.68554 | 0.71496 | 0.52192 | 0.52176 | 0.51557 | 0.64117 | 0.62207 | 0.69624
1859 | 2004-03-18 | 11:00 | 0.70362 | 0.52192 | 0.70362 | 0.71268 | 0.68554 | 0.6994 | 0.7145 | 0.53906 | 0.52531 | 0.52176 | 0.64575 | 0.62219 | 0.6788
1860 | 2004-03-18 | 12:00 | 0.6919 | 0.53906 | 0.6919 | 0.70362 | 0.6994 | 0.70538 | 0.7099 | 0.55157 | 0.52557 | 0.52531 | 0.66731 | 0.62037 | 0.66307
1861 | 2004-03-18 | 13:00 | 0.68093 | 0.55157 | 0.68093 | 0.6919 | 0.70538 | 0.7027 | 0.6997 | 0.56616 | 0.52786 | 0.52557 | 0.71088 | 0.63686 | 0.68315
1862 | 2004-03-18 | 14:00 | 0.67284 | 0.56616 | 0.67284 | 0.68093 | 0.7027 | 0.69609 | 0.69526 | 0.57571 | 0.53028 | 0.52786 | 0.72495 | 0.64471 | 0.68202
1863 | 2004-03-18 | 15:00 | 0.66231 | 0.57571 | 0.66231 | 0.67284 | 0.69609 | 0.69243 | 0.6854 | 0.58342 | 0.53206 | 0.53028 | 0.70909 | 0.62829 | 0.65073
1864 | 2004-03-18 | 16:00 | 0.65303 | 0.58342 | 0.65303 | 0.66231 | 0.69243 | 0.68695 | 0.68229 | 0.58345 | 0.53108 | 0.53206 | 0.66816 | 0.59786 | 0.60537
1865 | 2004-03-18 | 17:00 | 0.65123 | 0.58345 | 0.65123 | 0.65303 | 0.68695 | 0.68484 | 0.68992 | 0.57243 | 0.52621 | 0.53108 | 0.61045 | 0.54717 | 0.54444
1866 | 2004-03-18 | 18:00 | 0.67297 | 0.57243 | 0.67297 | 0.65123 | 0.68484 | 0.69078 | 0.71745 | 0.56775 | 0.5316 | 0.52621 | 0.56776 | 0.4999 | 0.48887
1867 | 2004-03-18 | 19:00 | 0.71236 | 0.56775 | 0.71236 | 0.67297 | 0.69078 | 0.70218 | 0.76418 | 0.58475 | 0.55015 | 0.5316 | 0.53598 | 0.47763 | 0.45099
1868 | 2004-03-18 | 20:00 | 0.72411 | 0.58475 | 0.72411 | 0.71236 | 0.70218 | 0.73506 | 0.75987 | 0.57011 | 0.54821 | 0.55015 | 0.52257 | 0.46224 | 0.43077
1869 | 2004-03-18 | 21:00 | 0.71226 | 0.57011 | 0.71226 | 0.72411 | 0.73506 | 0.73949 | 0.73258 | 0.54351 | 0.52717 | 0.54821 | 0.51855 | 0.45445 | 0.41952
1870 | 2004-03-18 | 22:00 | 0.67918 | 0.54351 | 0.67918 | 0.71226 | 0.73949 | 0.71843 | 0.68486 | 0.50107 | 0.49502 | 0.52717 | 0.52507 | 0.45238 | 0.41501
1871 | 2004-03-18 | 23:00 | 0.63215 | 0.50107 | 0.63215 | 0.67918 | 0.71843 | 0.68188 | 0.61743 | 0.45626 | 0.4581 | 0.49502 | 0.55142 | 0.46254 | 0.42282
1872 | 2004-03-19 | 00:00 | 0.58464 | 0.45626 | 0.58464 | 0.63215 | 0.68188 | 0.62955 | 0.55946 | 0.42242 | 0.43298 | 0.4581 | 0.61202 | 0.488 | 0.45654
1873 | 2004-03-19 | 01:00 | 0.55318 | 0.42242 | 0.55318 | 0.58464 | 0.62955 | 0.57679 | 0.52194 | 0.40171 | 0.4158 | 0.43298 | 0.69403 | 0.52598 | 0.50879
1874 | 2004-03-19 | 02:00 | 0.53639 | 0.40171 | 0.53639 | 0.55318 | 0.57679 | 0.53878 | 0.50319 | 0.39144 | 0.40853 | 0.4158 | 0.72823 | 0.55151 | 0.55945
1875 | 2004-03-19 | 03:00 | 0.53017 | 0.39144 | 0.53017 | 0.53639 | 0.53878 | 0.51746 | 0.49681 | 0.38664 | 0.40516 | 0.40853 | 0.7178 | 0.57176 | 0.59488
1876 | 2004-03-19 | 04:00 | 0.52992 | 0.38664 | 0.52992 | 0.53017 | 0.51746 | 0.50691 | 0.49299 | 0.38978 | 0.4101 | 0.40516 | 0.70188 | 0.58827 | 0.62386
1877 | 2004-03-19 | 05:00 | 0.5435 | 0.38978 | 0.5435 | 0.52992 | 0.50691 | 0.50375 | 0.50452 | 0.41364 | 0.43174 | 0.4101 | 0.68924 | 0.60055 | 0.64849
1878 | 2004-03-19 | 06:00 | 0.58377 | 0.41364 | 0.58377 | 0.5435 | 0.50375 | 0.51148 | 0.55299 | 0.45507 | 0.46629 | 0.43174 | 0.67087 | 0.60902 | 0.66143
1879 | 2004-03-19 | 07:00 | 0.64638 | 0.45507 | 0.64638 | 0.58377 | 0.51148 | 0.54486 | 0.62709 | 0.47907 | 0.49218 | 0.46629 | 0.65794 | 0.61606 | 0.66764
1880 | 2004-03-19 | 08:00 | 0.68942 | 0.47907 | 0.68942 | 0.64638 | 0.54486 | 0.60162 | 0.68676 | 0.49636 | 0.50802 | 0.49218 | 0.64639 | 0.62408 | 0.67434
1881 | 2004-03-19 | 09:00 | 0.7046 | 0.49636 | 0.7046 | 0.68942 | 0.60162 | 0.65758 | 0.70978 | 0.51622 | 0.51815 | 0.50802 | 0.6331 | 0.62827 | 0.67609
1882 | 2004-03-19 | 10:00 | 0.70656 | 0.51622 | 0.70656 | 0.7046 | 0.65758 | 0.68642 | 0.71832 | 0.53532 | 0.52603 | 0.51815 | 0.62387 | 0.62857 | 0.66826
1883 | 2004-03-19 | 11:00 | 0.70203 | 0.53532 | 0.70203 | 0.70656 | 0.68642 | 0.70042 | 0.72222 | 0.5459 | 0.52936 | 0.52603 | 0.62499 | 0.62653 | 0.65447
1884 | 2004-03-19 | 12:00 | 0.69409 | 0.5459 | 0.69409 | 0.70203 | 0.70042 | 0.7064 | 0.71753 | 0.53496 | 0.53008 | 0.52936 | 0.63577 | 0.62252 | 0.63781
1885 | 2004-03-19 | 13:00 | 0.68225 | 0.53496 | 0.68225 | 0.69409 | 0.7064 | 0.70418 | 0.70795 | 0.55638 | 0.53183 | 0.53008 | 0.67497 | 0.63078 | 0.65603
1886 | 2004-03-19 | 14:00 | 0.67329 | 0.55638 | 0.67329 | 0.68225 | 0.70418 | 0.69391 | 0.69738 | 0.56139 | 0.53289 | 0.53183 | 0.69131 | 0.63357 | 0.65596
1887 | 2004-03-19 | 15:00 | 0.66045 | 0.56139 | 0.66045 | 0.67329 | 0.69391 | 0.68361 | 0.68664 | 0.56395 | 0.53088 | 0.53289 | 0.67886 | 0.61519 | 0.62684
1888 | 2004-03-19 | 16:00 | 0.65081 | 0.56395 | 0.65081 | 0.66045 | 0.68361 | 0.67376 | 0.67565 | 0.56238 | 0.52773 | 0.53088 | 0.6516 | 0.58879 | 0.58795
1889 | 2004-03-19 | 17:00 | 0.65011 | 0.56238 | 0.65011 | 0.65081 | 0.67376 | 0.66838 | 0.67665 | 0.55266 | 0.52052 | 0.52773 | 0.60912 | 0.54722 | 0.54156
1890 | 2004-03-19 | 18:00 | 0.65918 | 0.55266 | 0.65918 | 0.65011 | 0.66838 | 0.66971 | 0.69182 | 0.54997 | 0.52297 | 0.52052 | 0.56808 | 0.50807 | 0.49187
1891 | 2004-03-19 | 19:00 | 0.69294 | 0.54997 | 0.69294 | 0.65918 | 0.66971 | 0.67724 | 0.73097 | 0.5614 | 0.53541 | 0.52297 | 0.54136 | 0.48139 | 0.45614
1892 | 2004-03-19 | 20:00 | 0.70532 | 0.5614 | 0.70532 | 0.69294 | 0.67724 | 0.70759 | 0.72242 | 0.5465 | 0.52997 | 0.53541 | 0.52952 | 0.46376 | 0.43279
1893 | 2004-03-19 | 21:00 | 0.69367 | 0.5465 | 0.69367 | 0.70532 | 0.70759 | 0.70766 | 0.69974 | 0.52411 | 0.51277 | 0.52997 | 0.52582 | 0.45355 | 0.41934
1894 | 2004-03-19 | 22:00 | 0.67137 | 0.52411 | 0.67137 | 0.69367 | 0.70766 | 0.68786 | 0.66305 | 0.4925 | 0.48669 | 0.51277 | 0.52936 | 0.44867 | 0.41249
1895 | 2004-03-19 | 23:00 | 0.63626 | 0.4925 | 0.63626 | 0.67137 | 0.68786 | 0.65895 | 0.61246 | 0.45671 | 0.45225 | 0.48669 | 0.5428 | 0.4521 | 0.41285
1896 | 2004-03-20 | 00:00 | 0.60168 | 0.45671 | 0.60168 | 0.63626 | 0.65895 | 0.61784 | 0.56212 | 0.4247 | 0.42525 | 0.45225 | 0.57192 | 0.45856 | 0.42351
1897 | 2004-03-20 | 01:00 | 0.56831 | 0.4247 | 0.56831 | 0.60168 | 0.61784 | 0.57528 | 0.52546 | 0.40296 | 0.40786 | 0.42525 | 0.61208 | 0.46829 | 0.43822
1898 | 2004-03-20 | 02:00 | 0.551 | 0.40296 | 0.551 | 0.56831 | 0.57528 | 0.53874 | 0.50684 | 0.38951 | 0.39658 | 0.40786 | 0.65174 | 0.49519 | 0.4691
1899 | 2004-03-20 | 03:00 | 0.5451 | 0.38951 | 0.5451 | 0.551 | 0.53874 | 0.51437 | 0.49689 | 0.38132 | 0.39078 | 0.39658 | 0.66877 | 0.52675 | 0.50795
1900 | 2004-03-20 | 04:00 | 0.54425 | 0.38132 | 0.54425 | 0.5451 | 0.51437 | 0.50139 | 0.49407 | 0.38004 | 0.38903 | 0.39078 | 0.66262 | 0.55056 | 0.54089
1901 | 2004-03-20 | 05:00 | 0.55233 | 0.38004 | 0.55233 | 0.54425 | 0.50139 | 0.49383 | 0.49946 | 0.38685 | 0.39575 | 0.38903 | 0.63856 | 0.56575 | 0.56569
1902 | 2004-03-20 | 06:00 | 0.56971 | 0.38685 | 0.56971 | 0.55233 | 0.49383 | 0.49312 | 0.51766 | 0.39917 | 0.40652 | 0.39575 | 0.61564 | 0.57445 | 0.58014
1903 | 2004-03-20 | 07:00 | 0.58594 | 0.39917 | 0.58594 | 0.56971 | 0.49312 | 0.50487 | 0.54346 | 0.41704 | 0.42018 | 0.40652 | 0.59864 | 0.58025 | 0.58431
1904 | 2004-03-20 | 08:00 | 0.60712 | 0.41704 | 0.60712 | 0.58594 | 0.50487 | 0.51992 | 0.58422 | 0.44911 | 0.44365 | 0.42018 | 0.58096 | 0.5875 | 0.58473
1905 | 2004-03-20 | 09:00 | 0.62174 | 0.44911 | 0.62174 | 0.60712 | 0.51992 | 0.55239 | 0.61992 | 0.48239 | 0.46693 | 0.44365 | 0.56923 | 0.59076 | 0.5824
1906 | 2004-03-20 | 10:00 | 0.62856 | 0.48239 | 0.62856 | 0.62174 | 0.55239 | 0.58988 | 0.64136 | 0.50672 | 0.4801 | 0.46693 | 0.56446 | 0.59285 | 0.57927
1907 | 2004-03-20 | 11:00 | 0.62294 | 0.50672 | 0.62294 | 0.62856 | 0.58988 | 0.61478 | 0.64322 | 0.52513 | 0.4859 | 0.4801 | 0.56925 | 0.59609 | 0.5751
1908 | 2004-03-20 | 12:00 | 0.6104 | 0.52513 | 0.6104 | 0.62294 | 0.61478 | 0.62533 | 0.63468 | 0.53918 | 0.48685 | 0.4859 | 0.58482 | 0.59748 | 0.57642
1909 | 2004-03-20 | 13:00 | 0.59397 | 0.53918 | 0.59397 | 0.6104 | 0.62533 | 0.62329 | 0.61693 | 0.54746 | 0.4859 | 0.48685 | 0.62254 | 0.61223 | 0.61336
1910 | 2004-03-20 | 14:00 | 0.5767 | 0.54746 | 0.5767 | 0.59397 | 0.62329 | 0.61597 | 0.6013 | 0.55437 | 0.4834 | 0.4859 | 0.6338 | 0.62157 | 0.61753
1911 | 2004-03-20 | 15:00 | 0.56152 | 0.55437 | 0.56152 | 0.5767 | 0.61597 | 0.60774 | 0.58861 | 0.56311 | 0.48466 | 0.4834 | 0.61868 | 0.60399 | 0.59395
1912 | 2004-03-20 | 16:00 | 0.55632 | 0.56311 | 0.55632 | 0.56152 | 0.60774 | 0.60046 | 0.58658 | 0.56565 | 0.48407 | 0.48466 | 0.58919 | 0.58047 | 0.56066
1913 | 2004-03-20 | 17:00 | 0.56227 | 0.56565 | 0.56227 | 0.55632 | 0.60046 | 0.60022 | 0.60105 | 0.56034 | 0.48523 | 0.48407 | 0.55387 | 0.54304 | 0.51923
1914 | 2004-03-20 | 18:00 | 0.57996 | 0.56034 | 0.57996 | 0.56227 | 0.60022 | 0.60926 | 0.63717 | 0.55377 | 0.48901 | 0.48523 | 0.51464 | 0.50473 | 0.47657
1915 | 2004-03-20 | 19:00 | 0.61436 | 0.55377 | 0.61436 | 0.57996 | 0.60926 | 0.62857 | 0.67437 | 0.56505 | 0.50535 | 0.48901 | 0.49385 | 0.47945 | 0.44207
1916 | 2004-03-20 | 20:00 | 0.62204 | 0.56505 | 0.62204 | 0.61436 | 0.62857 | 0.66208 | 0.66458 | 0.5471 | 0.5005 | 0.50535 | 0.48291 | 0.46369 | 0.42136
1917 | 2004-03-20 | 21:00 | 0.61095 | 0.5471 | 0.61095 | 0.62204 | 0.66208 | 0.65916 | 0.64447 | 0.521 | 0.48355 | 0.5005 | 0.4778 | 0.45422 | 0.40862
1918 | 2004-03-20 | 22:00 | 0.59061 | 0.521 | 0.59061 | 0.61095 | 0.65916 | 0.6414 | 0.61312 | 0.48741 | 0.4597 | 0.48355 | 0.47855 | 0.44899 | 0.40175
1919 | 2004-03-20 | 23:00 | 0.55707 | 0.48741 | 0.55707 | 0.59061 | 0.6414 | 0.61721 | 0.56933 | 0.44723 | 0.43058 | 0.4597 | 0.48757 | 0.44959 | 0.39855
1920 | 2004-03-21 | 00:00 | 0.52133 | 0.44723 | 0.52133 | 0.55707 | 0.61721 | 0.58429 | 0.52488 | 0.41337 | 0.40882 | 0.43058 | 0.50857 | 0.45178 | 0.40368
1921 | 2004-03-21 | 01:00 | 0.48858 | 0.41337 | 0.48858 | 0.52133 | 0.58429 | 0.54584 | 0.48748 | 0.39048 | 0.39328 | 0.40882 | 0.53881 | 0.45985 | 0.4103
1922 | 2004-03-21 | 02:00 | 0.47079 | 0.39048 | 0.47079 | 0.48858 | 0.54584 | 0.51103 | 0.4665 | 0.3749 | 0.3862 | 0.39328 | 0.57476 | 0.47811 | 0.431
1923 | 2004-03-21 | 03:00 | 0.45837 | 0.3749 | 0.45837 | 0.47079 | 0.51103 | 0.4875 | 0.45476 | 0.3644 | 0.38241 | 0.3862 | 0.59422 | 0.50847 | 0.46399
1924 | 2004-03-21 | 04:00 | 0.45361 | 0.3644 | 0.45361 | 0.45837 | 0.4875 | 0.47304 | 0.4475 | 0.35993 | 0.38517 | 0.38241 | 0.5981 | 0.53375 | 0.49078
1925 | 2004-03-21 | 05:00 | 0.45505 | 0.35993 | 0.45505 | 0.45361 | 0.47304 | 0.46457 | 0.44738 | 0.36234 | 0.39282 | 0.38517 | 0.58695 | 0.55325 | 0.51115
1926 | 2004-03-21 | 06:00 | 0.46347 | 0.36234 | 0.46347 | 0.45505 | 0.46457 | 0.46428 | 0.45625 | 0.36742 | 0.40088 | 0.39282 | 0.57516 | 0.57026 | 0.52491
1927 | 2004-03-21 | 07:00 | 0.477 | 0.36742 | 0.477 | 0.46347 | 0.46428 | 0.47033 | 0.47255 | 0.37826 | 0.41518 | 0.40088 | 0.56457 | 0.58336 | 0.53202
1928 | 2004-03-21 | 08:00 | 0.50286 | 0.37826 | 0.50286 | 0.477 | 0.47033 | 0.47846 | 0.50485 | 0.40636 | 0.43625 | 0.41518 | 0.55557 | 0.59258 | 0.53638
1929 | 2004-03-21 | 09:00 | 0.5381 | 0.40636 | 0.5381 | 0.50286 | 0.47846 | 0.50178 | 0.5452 | 0.42761 | 0.45006 | 0.43625 | 0.54823 | 0.59783 | 0.53989
1930 | 2004-03-21 | 10:00 | 0.56147 | 0.42761 | 0.56147 | 0.5381 | 0.50178 | 0.53797 | 0.57248 | 0.44145 | 0.45333 | 0.45006 | 0.54884 | 0.60531 | 0.54002
1931 | 2004-03-21 | 11:00 | 0.57254 | 0.44145 | 0.57254 | 0.56147 | 0.53797 | 0.56744 | 0.58662 | 0.45026 | 0.47611 | 0.45333 | 0.56199 | 0.60882 | 0.54431
1932 | 2004-03-21 | 12:00 | 0.57695 | 0.45026 | 0.57695 | 0.57254 | 0.56744 | 0.58615 | 0.59085 | 0.45934 | 0.45292 | 0.47611 | 0.5844 | 0.61412 | 0.55475
1933 | 2004-03-21 | 13:00 | 0.57548 | 0.45934 | 0.57548 | 0.57695 | 0.58615 | 0.59501 | 0.59123 | 0.46181 | 0.45083 | 0.45292 | 0.6215 | 0.62989 | 0.60079
1934 | 2004-03-21 | 14:00 | 0.57105 | 0.46181 | 0.57105 | 0.57548 | 0.59501 | 0.59726 | 0.58214 | 0.46331 | 0.44651 | 0.45083 | 0.63268 | 0.64271 | 0.61613
1935 | 2004-03-21 | 15:00 | 0.56583 | 0.46331 | 0.56583 | 0.57105 | 0.59726 | 0.59547 | 0.57153 | 0.46411 | 0.44256 | 0.44651 | 0.61506 | 0.63141 | 0.59516
1936 | 2004-03-21 | 16:00 | 0.56563 | 0.46411 | 0.56563 | 0.56583 | 0.59547 | 0.59297 | 0.57427 | 0.46773 | 0.44475 | 0.44256 | 0.57841 | 0.59763 | 0.55432
1937 | 2004-03-21 | 17:00 | 0.5775 | 0.46773 | 0.5775 | 0.56563 | 0.59297 | 0.59371 | 0.59023 | 0.47057 | 0.45429 | 0.44475 | 0.53008 | 0.54874 | 0.50542
1938 | 2004-03-21 | 18:00 | 0.60199 | 0.47057 | 0.60199 | 0.5775 | 0.59371 | 0.60461 | 0.62324 | 0.47919 | 0.47312 | 0.45429 | 0.48957 | 0.50428 | 0.46067
1939 | 2004-03-21 | 19:00 | 0.64964 | 0.47919 | 0.64964 | 0.60199 | 0.60461 | 0.62544 | 0.67573 | 0.50726 | 0.50292 | 0.47312 | 0.46881 | 0.48062 | 0.42913
1940 | 2004-03-21 | 20:00 | 0.6761 | 0.50726 | 0.6761 | 0.64964 | 0.62544 | 0.66753 | 0.67918 | 0.49875 | 0.50985 | 0.50292 | 0.45742 | 0.46416 | 0.41341
1941 | 2004-03-21 | 21:00 | 0.67152 | 0.49875 | 0.67152 | 0.6761 | 0.66753 | 0.68069 | 0.6596 | 0.47652 | 0.49682 | 0.50985 | 0.45561 | 0.4587 | 0.40647
1942 | 2004-03-21 | 22:00 | 0.64952 | 0.47652 | 0.64952 | 0.67152 | 0.68069 | 0.66757 | 0.61942 | 0.441 | 0.47085 | 0.49682 | 0.46146 | 0.45664 | 0.40551
1943 | 2004-03-21 | 23:00 | 0.61714 | 0.441 | 0.61714 | 0.64952 | 0.66757 | 0.6369 | 0.5678 | 0.39999 | 0.44133 | 0.47085 | 0.48712 | 0.46775 | 0.41536
1944 | 2004-03-22 | 00:00 | 0.57949 | 0.39999 | 0.57949 | 0.61714 | 0.6369 | 0.59969 | 0.52276 | 0.37304 | 0.42288 | 0.44133 | 0.54525 | 0.49701 | 0.45112
1945 | 2004-03-22 | 01:00 | 0.55502 | 0.37304 | 0.55502 | 0.57949 | 0.59969 | 0.55819 | 0.49432 | 0.36036 | 0.41518 | 0.42288 | 0.61836 | 0.53646 | 0.50404
1946 | 2004-03-22 | 02:00 | 0.54856 | 0.36036 | 0.54856 | 0.55502 | 0.55819 | 0.52854 | 0.48283 | 0.35343 | 0.41222 | 0.41518 | 0.65647 | 0.56922 | 0.55936
1947 | 2004-03-22 | 03:00 | 0.54793 | 0.35343 | 0.54793 | 0.54856 | 0.52854 | 0.51405 | 0.48018 | 0.35397 | 0.41446 | 0.41222 | 0.65738 | 0.59258 | 0.59593
1948 | 2004-03-22 | 04:00 | 0.55366 | 0.35397 | 0.55366 | 0.54793 | 0.51405 | 0.50814 | 0.48399 | 0.3634 | 0.42378 | 0.41446 | 0.65325 | 0.61323 | 0.62317
1949 | 2004-03-22 | 05:00 | 0.57205 | 0.3634 | 0.57205 | 0.55366 | 0.50814 | 0.50737 | 0.50294 | 0.396 | 0.45114 | 0.42378 | 0.64774 | 0.63096 | 0.64792
1950 | 2004-03-22 | 06:00 | 0.61843 | 0.396 | 0.61843 | 0.57205 | 0.50737 | 0.5162 | 0.5554 | 0.45468 | 0.49883 | 0.45114 | 0.63955 | 0.64416 | 0.66364
1951 | 2004-03-22 | 07:00 | 0.68501 | 0.45468 | 0.68501 | 0.61843 | 0.5162 | 0.55228 | 0.63916 | 0.47717 | 0.53018 | 0.49883 | 0.63414 | 0.65218 | 0.67199
1952 | 2004-03-22 | 08:00 | 0.72191 | 0.47717 | 0.72191 | 0.68501 | 0.55228 | 0.61291 | 0.69738 | 0.48144 | 0.53979 | 0.53018 | 0.62988 | 0.66294 | 0.67927
1953 | 2004-03-22 | 09:00 | 0.72829 | 0.48144 | 0.72829 | 0.72191 | 0.61291 | 0.66725 | 0.71699 | 0.48888 | 0.54278 | 0.53979 | 0.62451 | 0.66902 | 0.67684
1954 | 2004-03-22 | 10:00 | 0.72542 | 0.48888 | 0.72542 | 0.72829 | 0.66725 | 0.69641 | 0.72404 | 0.49501 | 0.53853 | 0.54278 | 0.62126 | 0.66904 | 0.66746
1955 | 2004-03-22 | 11:00 | 0.72388 | 0.49501 | 0.72388 | 0.72542 | 0.69641 | 0.71136 | 0.72081 | 0.49695 | 0.53456 | 0.53853 | 0.61559 | 0.66633 | 0.65672
1956 | 2004-03-22 | 12:00 | 0.71482 | 0.49695 | 0.71482 | 0.72388 | 0.71136 | 0.71635 | 0.7138 | 0.49718 | 0.52505 | 0.53456 | 0.62741 | 0.66707 | 0.64987
1957 | 2004-03-22 | 13:00 | 0.70345 | 0.49718 | 0.70345 | 0.71482 | 0.71635 | 0.71572 | 0.71322 | 0.50071 | 0.51967 | 0.52505 | 0.66228 | 0.67592 | 0.67544
1958 | 2004-03-22 | 14:00 | 0.6922 | 0.50071 | 0.6922 | 0.70345 | 0.71572 | 0.70946 | 0.70186 | 0.50074 | 0.51253 | 0.51967 | 0.67071 | 0.68605 | 0.67447
1959 | 2004-03-22 | 15:00 | 0.6809 | 0.50074 | 0.6809 | 0.6922 | 0.70946 | 0.7052 | 0.68664 | 0.49828 | 0.50882 | 0.51253 | 0.6512 | 0.66623 | 0.64492
1960 | 2004-03-22 | 16:00 | 0.67244 | 0.49828 | 0.67244 | 0.6809 | 0.7052 | 0.69753 | 0.68938 | 0.49665 | 0.50563 | 0.50882 | 0.60747 | 0.62862 | 0.5995
1961 | 2004-03-22 | 17:00 | 0.67761 | 0.49665 | 0.67761 | 0.67244 | 0.69753 | 0.69405 | 0.69883 | 0.49156 | 0.50805 | 0.50563 | 0.55195 | 0.57026 | 0.53844
1962 | 2004-03-22 | 18:00 | 0.69451 | 0.49156 | 0.69451 | 0.67761 | 0.69405 | 0.70031 | 0.72848 | 0.50069 | 0.52377 | 0.50805 | 0.51059 | 0.51836 | 0.48414
1963 | 2004-03-22 | 19:00 | 0.7423 | 0.50069 | 0.7423 | 0.69451 | 0.70031 | 0.71431 | 0.7811 | 0.5272 | 0.54945 | 0.52377 | 0.47943 | 0.4922 | 0.44608
1964 | 2004-03-22 | 20:00 | 0.76775 | 0.5272 | 0.76775 | 0.7423 | 0.71431 | 0.7517 | 0.78156 | 0.51899 | 0.55112 | 0.54945 | 0.46375 | 0.47542 | 0.42761
1965 | 2004-03-22 | 21:00 | 0.75454 | 0.51899 | 0.75454 | 0.76775 | 0.7517 | 0.76162 | 0.75381 | 0.49195 | 0.53312 | 0.55112 | 0.46271 | 0.46543 | 0.41627
1966 | 2004-03-22 | 22:00 | 0.72351 | 0.49195 | 0.72351 | 0.75454 | 0.76162 | 0.73953 | 0.70244 | 0.45164 | 0.49932 | 0.53312 | 0.4642 | 0.46144 | 0.41269
1967 | 2004-03-22 | 23:00 | 0.67476 | 0.45164 | 0.67476 | 0.72351 | 0.73953 | 0.69996 | 0.63344 | 0.40864 | 0.4624 | 0.49932 | 0.48643 | 0.47073 | 0.42148
1968 | 2004-03-23 | 00:00 | 0.62638 | 0.40864 | 0.62638 | 0.67476 | 0.69996 | 0.59209 | 0.57829 | 0.38222 | 0.43836 | 0.4624 | 0.5441 | 0.49669 | 0.45793
1969 | 2004-03-23 | 01:00 | 0.59723 | 0.38222 | 0.59723 | 0.62638 | 0.59209 | 0.59318 | 0.54267 | 0.3693 | 0.427 | 0.43836 | 0.61328 | 0.53646 | 0.51476
1970 | 2004-03-23 | 02:00 | 0.58589 | 0.3693 | 0.58589 | 0.59723 | 0.59318 | 0.51806 | 0.5282 | 0.36317 | 0.4225 | 0.427 | 0.65355 | 0.56954 | 0.56815
1971 | 2004-03-23 | 03:00 | 0.58385 | 0.36317 | 0.58385 | 0.58589 | 0.51806 | 0 | 0.52239 | 0.36072 | 0.42061 | 0.4225 | 0.65674 | 0.59096 | 0.59775
1972 | 2004-03-23 | 04:00 | 0.58747 | 0.36072 | 0.58747 | 0.58385 | 0 | 0 | 0.52405 | 0.37014 | 0.42819 | 0.42061 | 0.65299 | 0.60672 | 0.6207
1973 | 2004-03-23 | 05:00 | 0.60545 | 0.37014 | 0.60545 | 0.58747 | 0 | 0.52355 | 0.53885 | 0.40392 | 0.45328 | 0.42819 | 0.64817 | 0.6274 | 0.63663
1974 | 2004-03-23 | 06:00 | 0.65079 | 0.40392 | 0.65079 | 0.60545 | 0.52355 | 0.5296 | 0.58957 | 0.46271 | 0.49682 | 0.45328 | 0.63944 | 0.63751 | 0.64071
1975 | 2004-03-23 | 07:00 | 0.71542 | 0.46271 | 0.71542 | 0.65079 | 0.5296 | 0.56237 | 0.67018 | 0.4813 | 0.52655 | 0.49682 | 0.63412 | 0.64202 | 0.64445
1976 | 2004-03-23 | 08:00 | 0.7363 | 0.4813 | 0.7363 | 0.71542 | 0.56237 | 0.62188 | 0.71683 | 0.48158 | 0.53278 | 0.52655 | 0.62757 | 0.64917 | 0.64583
1977 | 2004-03-23 | 09:00 | 0.72268 | 0.48158 | 0.72268 | 0.7363 | 0.62188 | 0.67221 | 0.72213 | 0.48158 | 0.53103 | 0.53278 | 0.6297 | 0.65161 | 0.64397
1978 | 2004-03-23 | 10:00 | 0.70853 | 0.48158 | 0.70853 | 0.72268 | 0.67221 | 0.6956 | 0.71757 | 0.48948 | 0.5283 | 0.53103 | 0.62153 | 0.65046 | 0.63584
1979 | 2004-03-23 | 11:00 | 0.70181 | 0.48948 | 0.70181 | 0.70853 | 0.6956 | 0.70566 | 0.71616 | 0.4956 | 0.52577 | 0.5283 | 0.62509 | 0.64914 | 0.62781
1980 | 2004-03-23 | 12:00 | 0.68961 | 0.4956 | 0.68961 | 0.70181 | 0.70566 | 0.70953 | 0.70824 | 0.49885 | 0.52186 | 0.52577 | 0.63978 | 0.64999 | 0.62812
1981 | 2004-03-23 | 13:00 | 0.67516 | 0.49885 | 0.67516 | 0.68961 | 0.70953 | 0.70766 | 0.69775 | 0.50175 | 0.52096 | 0.52186 | 0.67433 | 0.65726 | 0.65895
1982 | 2004-03-23 | 14:00 | 0.66244 | 0.50175 | 0.66244 | 0.67516 | 0.70766 | 0.70063 | 0.68979 | 0.50105 | 0.51946 | 0.52096 | 0.68804 | 0.66575 | 0.66571
1983 | 2004-03-23 | 15:00 | 0.64994 | 0.50105 | 0.64994 | 0.66244 | 0.70063 | 0.6982 | 0.67631 | 0.49869 | 0.51856 | 0.51946 | 0.66246 | 0.64648 | 0.63935
1984 | 2004-03-23 | 16:00 | 0.64011 | 0.49869 | 0.64011 | 0.64994 | 0.6982 | 0.69265 | 0.67072 | 0.49801 | 0.51578 | 0.51856 | 0.61924 | 0.61268 | 0.59604
1985 | 2004-03-23 | 17:00 | 0.64029 | 0.49801 | 0.64029 | 0.64011 | 0.69265 | 0.68765 | 0.67971 | 0.4963 | 0.51204 | 0.51578 | 0.56577 | 0.55584 | 0.53632
1986 | 2004-03-23 | 18:00 | 0.65246 | 0.4963 | 0.65246 | 0.64029 | 0.68765 | 0.69539 | 0.70816 | 0.49791 | 0.52073 | 0.51204 | 0.5173 | 0.50747 | 0.48023
1987 | 2004-03-23 | 19:00 | 0.69593 | 0.49791 | 0.69593 | 0.65246 | 0.69539 | 0.70703 | 0.75647 | 0.5314 | 0.54255 | 0.52073 | 0.49462 | 0.48202 | 0.44445
1988 | 2004-03-23 | 20:00 | 0.72323 | 0.5314 | 0.72323 | 0.69593 | 0.70703 | 0.73749 | 0.75398 | 0.52283 | 0.54118 | 0.54255 | 0.48203 | 0.46501 | 0.42494
1989 | 2004-03-23 | 21:00 | 0.71305 | 0.52283 | 0.71305 | 0.72323 | 0.73749 | 0.74104 | 0.72442 | 0.49864 | 0.52289 | 0.54118 | 0.47615 | 0.45651 | 0.41494
1990 | 2004-03-23 | 22:00 | 0.68503 | 0.49864 | 0.68503 | 0.71305 | 0.74104 | 0.71674 | 0.67503 | 0.45601 | 0.48819 | 0.52289 | 0.48113 | 0.4536 | 0.4117
1991 | 2004-03-23 | 23:00 | 0.63722 | 0.45601 | 0.63722 | 0.68503 | 0.71674 | 0.67731 | 0.60267 | 0.41199 | 0.44872 | 0.48819 | 0.50338 | 0.46289 | 0.42086
1992 | 2004-03-24 | 00:00 | 0.58646 | 0.41199 | 0.58646 | 0.63722 | 0.67731 | 0.62459 | 0.54594 | 0.38427 | 0.42324 | 0.44872 | 0.56098 | 0.48924 | 0.45772
1993 | 2004-03-24 | 01:00 | 0.5564 | 0.38427 | 0.5564 | 0.58646 | 0.62459 | 0.57078 | 0.5085 | 0.36981 | 0.40907 | 0.42324 | 0.63787 | 0.52702 | 0.51289
1994 | 2004-03-24 | 02:00 | 0.54347 | 0.36981 | 0.54347 | 0.5564 | 0.57078 | 0.53329 | 0.49071 | 0.36256 | 0.40137 | 0.40907 | 0.67436 | 0.55684 | 0.56651
1995 | 2004-03-24 | 03:00 | 0.54057 | 0.36256 | 0.54057 | 0.54347 | 0.53329 | 0.51289 | 0.48366 | 0.35969 | 0.39887 | 0.40137 | 0.67758 | 0.5799 | 0.59163
1996 | 2004-03-24 | 04:00 | 0.5429 | 0.35969 | 0.5429 | 0.54057 | 0.51289 | 0.50417 | 0.48354 | 0.36579 | 0.40477 | 0.39887 | 0.67377 | 0.59838 | 0.60729
1997 | 2004-03-24 | 05:00 | 0.55778 | 0.36579 | 0.55778 | 0.5429 | 0.50417 | 0.50188 | 0.49834 | 0.3942 | 0.42639 | 0.40477 | 0.66914 | 0.61676 | 0.62372
1998 | 2004-03-24 | 06:00 | 0.60263 | 0.3942 | 0.60263 | 0.55778 | 0.50188 | 0.50962 | 0.54677 | 0.45119 | 0.46431 | 0.42639 | 0.65993 | 0.62892 | 0.63354
1999 | 2004-03-24 | 07:00 | 0.66752 | 0.45119 | 0.66752 | 0.60263 | 0.50962 | 0.54482 | 0.62386 | 0.47654 | 0.49739 | 0.46431 | 0.65583 | 0.63875 | 0.63521
2000 | 2004-03-24 | 08:00 | 0.6913 | 0.47654 | 0.6913 | 0.66752 | 0.54482 | 0.60366 | 0.67408 | 0.48282 | 0.51315 | 0.49739 | 0.65205 | 0.64795 | 0.63894
2001 | 2004-03-24 | 09:00 | 0.67939 | 0.48282 | 0.67939 | 0.6913 | 0.60366 | 0.65396 | 0.68025 | 0.49504 | 0.5208 | 0.51315 | 0.64772 | 0.65375 | 0.63279
2002 | 2004-03-24 | 10:00 | 0.66656 | 0.49504 | 0.66656 | 0.67939 | 0.65396 | 0.67263 | 0.67752 | 0.50175 | 0.52634 | 0.5208 | 0.64484 | 0.65656 | 0.61917
2003 | 2004-03-24 | 11:00 | 0.65644 | 0.50175 | 0.65644 | 0.66656 | 0.67263 | 0.67918 | 0.67553 | 0.50864 | 0.53103 | 0.52634 | 0.64905 | 0.65153 | 0.63163
2004 | 2004-03-24 | 12:00 | 0.64696 | 0.50864 | 0.64696 | 0.65644 | 0.67918 | 0.68005 | 0.66856 | 0.50962 | 0.5292 | 0.53103 | 0.66741 | 0.64618 | 0.62538
2005 | 2004-03-24 | 13:00 | 0.63809 | 0.50962 | 0.63809 | 0.64696 | 0.68005 | 0.67844 | 0.65902 | 0.51066 | 0.53157 | 0.5292 | 0.70342 | 0.65676 | 0.65491
2006 | 2004-03-24 | 14:00 | 0.63133 | 0.51066 | 0.63133 | 0.63809 | 0.67844 | 0.67429 | 0.65284 | 0.50719 | 0.52799 | 0.53157 | 0.71418 | 0.66346 | 0.66102
2007 | 2004-03-24 | 15:00 | 0.62311 | 0.50719 | 0.62311 | 0.63133 | 0.67429 | 0.67256 | 0.64426 | 0.50586 | 0.52632 | 0.52799 | 0.69208 | 0.64797 | 0.63894
2008 | 2004-03-24 | 16:00 | 0.61889 | 0.50586 | 0.61889 | 0.62311 | 0.67256 | 0.66602 | 0.63767 | 0.50969 | 0.52796 | 0.52632 | 0.64955 | 0.61587 | 0.59952
2009 | 2004-03-24 | 17:00 | 0.62556 | 0.50969 | 0.62556 | 0.61889 | 0.66602 | 0.6605 | 0.64546 | 0.51003 | 0.5308 | 0.52796 | 0.59475 | 0.55913 | 0.54498
2010 | 2004-03-24 | 18:00 | 0.64125 | 0.51003 | 0.64125 | 0.62556 | 0.6605 | 0.66915 | 0.66844 | 0.51933 | 0.54059 | 0.5308 | 0.54727 | 0.5132 | 0.49242
2011 | 2004-03-24 | 19:00 | 0.67328 | 0.51933 | 0.67328 | 0.64125 | 0.66915 | 0.68449 | 0.71936 | 0.53544 | 0.55239 | 0.54059 | 0.51749 | 0.48555 | 0.45144
2012 | 2004-03-24 | 20:00 | 0.68476 | 0.53544 | 0.68476 | 0.67328 | 0.68449 | 0.71241 | 0.71832 | 0.52964 | 0.54783 | 0.55239 | 0.5045 | 0.46934 | 0.4308
2013 | 2004-03-24 | 21:00 | 0.66997 | 0.52964 | 0.66997 | 0.68476 | 0.71241 | 0.69307 | 0.69215 | 0.50629 | 0.52742 | 0.54783 | 0.50027 | 0.46047 | 0.42025
2014 | 2004-03-24 | 22:00 | 0.63757 | 0.50629 | 0.63757 | 0.66997 | 0.69307 | 0.69307 | 0.64277 | 0.46302 | 0.49275 | 0.52742 | 0.50479 | 0.45796 | 0.41728
2015 | 2004-03-24 | 23:00 | 0.58509 | 0.46302 | 0.58509 | 0.63757 | 0.69307 | 0.65631 | 0.57667 | 0.42252 | 0.45387 | 0.49275 | 0.52582 | 0.46625 | 0.42632
2016 | 2004-03-25 | 00:00 | 0.53347 | 0.42252 | 0.53347 | 0.58509 | 0.65631 | 0.60229 | 0.51659 | 0.3926 | 0.42821 | 0.45387 | 0.58517 | 0.49619 | 0.46225
2017 | 2004-03-25 | 01:00 | 0.50107 | 0.3926 | 0.50107 | 0.53347 | 0.60229 | 0.54778 | 0.48039 | 0.37707 | 0.4109 | 0.42821 | 0.66278 | 0.5326 | 0.51558
2018 | 2004-03-25 | 02:00 | 0.4838 | 0.37707 | 0.4838 | 0.50107 | 0.54778 | 0.50825 | 0.46247 | 0.36816 | 0.40189 | 0.4109 | 0.69416 | 0.55875 | 0.56694
2019 | 2004-03-25 | 03:00 | 0.4764 | 0.36816 | 0.4764 | 0.4838 | 0.50825 | 0.487 | 0.45406 | 0.3656 | 0.39851 | 0.40189 | 0.70042 | 0.5791 | 0.59654
2020 | 2004-03-25 | 04:00 | 0.4779 | 0.3656 | 0.4779 | 0.4764 | 0.487 | 0.4741 | 0.45306 | 0.37135 | 0.40315 | 0.39851 | 0.69823 | 0.59958 | 0.6206
2021 | 2004-03-25 | 05:00 | 0.48967 | 0.37135 | 0.48967 | 0.4779 | 0.4741 | 0.47107 | 0.46587 | 0.40228 | 0.42422 | 0.40315 | 0.68881 | 0.61539 | 0.63767
2022 | 2004-03-25 | 06:00 | 0.53317 | 0.40228 | 0.53317 | 0.48967 | 0.47107 | 0.47825 | 0.51431 | 0.46048 | 0.46768 | 0.42422 | 0.68498 | 0.62727 | 0.64736
2023 | 2004-03-25 | 07:00 | 0.60084 | 0.46048 | 0.60084 | 0.53317 | 0.47825 | 0.51285 | 0.59745 | 0.48545 | 0.50073 | 0.46768 | 0.6763 | 0.63425 | 0.65024
2024 | 2004-03-25 | 08:00 | 0.64163 | 0.48545 | 0.64163 | 0.60084 | 0.51285 | 0.57989 | 0.65882 | 0.49392 | 0.51671 | 0.50073 | 0.66792 | 0.64336 | 0.65429
2025 | 2004-03-25 | 09:00 | 0.64833 | 0.49392 | 0.64833 | 0.64163 | 0.57989 | 0.63778 | 0.67602 | 0.50902 | 0.52626 | 0.51671 | 0.66816 | 0.64934 | 0.65142
2026 | 2004-03-25 | 10:00 | 0.64927 | 0.50902 | 0.64927 | 0.64833 | 0.63778 | 0.66708 | 0.68021 | 0.52179 | 0.5324 | 0.52626 | 0.66544 | 0.64969 | 0.64527
2027 | 2004-03-25 | 11:00 | 0.64888 | 0.52179 | 0.64888 | 0.64927 | 0.66708 | 0.68294 | 0.68216 | 0.53148 | 0.53721 | 0.5324 | 0.67428 | 0.64374 | 0.64364
2028 | 2004-03-25 | 12:00 | 0.64414 | 0.53148 | 0.64414 | 0.64888 | 0.68294 | 0.68874 | 0.67947 | 0.53554 | 0.53551 | 0.53721 | 0.69275 | 0.64092 | 0.64445
2029 | 2004-03-25 | 13:00 | 0.63638 | 0.53554 | 0.63638 | 0.64414 | 0.68874 | 0.6892 | 0.67291 | 0.54165 | 0.53693 | 0.53551 | 0.72629 | 0.64874 | 0.66612
2030 | 2004-03-25 | 14:00 | 0.63019 | 0.54165 | 0.63019 | 0.63638 | 0.6892 | 0.68202 | 0.66976 | 0.54462 | 0.53706 | 0.53693 | 0.72935 | 0.66082 | 0.66959
2031 | 2004-03-25 | 15:00 | 0.62242 | 0.54462 | 0.62242 | 0.63019 | 0.68202 | 0.67935 | 0.6647 | 0.54631 | 0.53572 | 0.53706 | 0.70771 | 0.64834 | 0.64639
2032 | 2004-03-25 | 16:00 | 0.61826 | 0.54631 | 0.61826 | 0.62242 | 0.67935 | 0.67552 | 0.66686 | 0.54415 | 0.53479 | 0.53572 | 0.66496 | 0.61123 | 0.60347
2033 | 2004-03-25 | 17:00 | 0.62229 | 0.54415 | 0.62229 | 0.61826 | 0.67552 | 0.67411 | 0.68092 | 0.54128 | 0.53569 | 0.53479 | 0.60803 | 0.55507 | 0.54567
2034 | 2004-03-25 | 18:00 | 0.63543 | 0.54128 | 0.63543 | 0.62229 | 0.67411 | 0.68171 | 0.70418 | 0.5464 | 0.54097 | 0.53569 | 0.5577 | 0.50725 | 0.49081
2035 | 2004-03-25 | 19:00 | 0.66169 | 0.5464 | 0.66169 | 0.63543 | 0.68171 | 0.69458 | 0.72483 | 0.56948 | 0.55821 | 0.54097 | 0.53135 | 0.48379 | 0.45289
2036 | 2004-03-25 | 20:00 | 0.67326 | 0.56948 | 0.67326 | 0.66169 | 0.69458 | 0.71983 | 0.71683 | 0.56488 | 0.55483 | 0.55821 | 0.51464 | 0.46705 | 0.43344
2037 | 2004-03-25 | 21:00 | 0.65865 | 0.56488 | 0.65865 | 0.67326 | 0.71983 | 0.71874 | 0.68933 | 0.54196 | 0.53678 | 0.55483 | 0.51235 | 0.45903 | 0.42248
2038 | 2004-03-25 | 22:00 | 0.6254 | 0.54196 | 0.6254 | 0.65865 | 0.71874 | 0.69089 | 0.63721 | 0.49583 | 0.50076 | 0.53678 | 0.51554 | 0.45719 | 0.42011
2039 | 2004-03-25 | 23:00 | 0.57456 | 0.49583 | 0.57456 | 0.6254 | 0.69089 | 0.65311 | 0.57199 | 0.44857 | 0.46294 | 0.50076 | 0.53835 | 0.46603 | 0.42789
2040 | 2004-03-26 | 00:00 | 0.52561 | 0.44857 | 0.52561 | 0.57456 | 0.65311 | 0.60022 | 0.51277 | 0.41428 | 0.43427 | 0.46294 | 0.59896 | 0.49128 | 0.46252
2041 | 2004-03-26 | 01:00 | 0.49025 | 0.41428 | 0.49025 | 0.52561 | 0.60022 | 0.5443 | 0.47292 | 0.39524 | 0.41755 | 0.43427 | 0.67423 | 0.52555 | 0.5199
2042 | 2004-03-26 | 02:00 | 0.47041 | 0.39524 | 0.47041 | 0.49025 | 0.5443 | 0.50216 | 0.45347 | 0.38384 | 0.40791 | 0.41755 | 0.71098 | 0.55484 | 0.56929
2043 | 2004-03-26 | 03:00 | 0.46203 | 0.38384 | 0.46203 | 0.47041 | 0.50216 | 0.47804 | 0.44468 | 0.37833 | 0.4025 | 0.40791 | 0.71838 | 0.57681 | 0.60066
2044 | 2004-03-26 | 04:00 | 0.4607 | 0.37833 | 0.4607 | 0.46203 | 0.47804 | 0.46569 | 0.44191 | 0.38265 | 0.40645 | 0.4025 | 0.71183 | 0.59462 | 0.6206
2045 | 2004-03-26 | 05:00 | 0.4725 | 0.38265 | 0.4725 | 0.4607 | 0.46569 | 0.46049 | 0.45024 | 0.41129 | 0.42487 | 0.40645 | 0.70225 | 0.60819 | 0.63245
2046 | 2004-03-26 | 06:00 | 0.51041 | 0.41129 | 0.51041 | 0.4725 | 0.46049 | 0.4652 | 0.49598 | 0.47002 | 0.46222 | 0.42487 | 0.69081 | 0.61619 | 0.63683
2047 | 2004-03-26 | 07:00 | 0.56924 | 0.47002 | 0.56924 | 0.51041 | 0.4652 | 0.49858 | 0.57584 | 0.49364 | 0.49584 | 0.46222 | 0.67862 | 0.61786 | 0.63457
2048 | 2004-03-26 | 08:00 | 0.61406 | 0.49364 | 0.61406 | 0.56924 | 0.49858 | 0.56266 | 0.63676 | 0.50571 | 0.51702 | 0.49584 | 0.66747 | 0.62219 | 0.63482
2049 | 2004-03-26 | 09:00 | 0.62175 | 0.50571 | 0.62175 | 0.61406 | 0.56266 | 0.61868 | 0.65293 | 0.5179 | 0.52861 | 0.51702 | 0.66142 | 0.62351 | 0.62846
2050 | 2004-03-26 | 10:00 | 0.62239 | 0.5179 | 0.62239 | 0.62175 | 0.61868 | 0.64633 | 0.6596 | 0.52756 | 0.53948 | 0.52861 | 0.65772 | 0.61866 | 0.62045
2051 | 2004-03-26 | 11:00 | 0.62448 | 0.52756 | 0.62448 | 0.62239 | 0.64633 | 0.65797 | 0.66226 | 0.53952 | 0.54528 | 0.53948 | 0.66872 | 0.61156 | 0.6124
2052 | 2004-03-26 | 12:00 | 0.62225 | 0.53952 | 0.62225 | 0.62448 | 0.65797 | 0.66338 | 0.65886 | 0.54473 | 0.54589 | 0.54528 | 0.68346 | 0.60775 | 0.61367
2053 | 2004-03-26 | 13:00 | 0.61742 | 0.54473 | 0.61742 | 0.62225 | 0.66338 | 0.66103 | 0.65015 | 0.54703 | 0.54721 | 0.54589 | 0.70688 | 0.61559 | 0.64163
2054 | 2004-03-26 | 14:00 | 0.61605 | 0.54703 | 0.61605 | 0.61742 | 0.66103 | 0.65617 | 0.64376 | 0.54795 | 0.54721 | 0.54721 | 0.70875 | 0.62553 | 0.64459
2055 | 2004-03-26 | 15:00 | 0.60878 | 0.54795 | 0.60878 | 0.61605 | 0.65617 | 0.65712 | 0.63336 | 0.54792 | 0.54314 | 0.54721 | 0.6878 | 0.61425 | 0.61999
2056 | 2004-03-26 | 16:00 | 0.60298 | 0.54792 | 0.60298 | 0.60878 | 0.65712 | 0.65368 | 0.62506 | 0.54408 | 0.5369 | 0.54314 | 0.65107 | 0.58682 | 0.58362
2057 | 2004-03-26 | 17:00 | 0.59781 | 0.54408 | 0.59781 | 0.60298 | 0.65368 | 0.64633 | 0.62262 | 0.53353 | 0.52902 | 0.5369 | 0.60417 | 0.54486 | 0.53701
2058 | 2004-03-26 | 18:00 | 0.59922 | 0.53353 | 0.59922 | 0.59781 | 0.64633 | 0.65062 | 0.63568 | 0.5289 | 0.52817 | 0.52902 | 0.5527 | 0.5058 | 0.49021
2059 | 2004-03-26 | 19:00 | 0.62135 | 0.5289 | 0.62135 | 0.59922 | 0.65062 | 0.66018 | 0.66881 | 0.54445 | 0.5401 | 0.52817 | 0.53138 | 0.48219 | 0.45173
2060 | 2004-03-26 | 20:00 | 0.62981 | 0.54445 | 0.62981 | 0.62135 | 0.66018 | 0.67939 | 0.66047 | 0.53196 | 0.53531 | 0.5401 | 0.51397 | 0.46486 | 0.42861
2061 | 2004-03-26 | 21:00 | 0.61391 | 0.53196 | 0.61391 | 0.62981 | 0.67939 | 0.67443 | 0.63547 | 0.51093 | 0.51962 | 0.53531 | 0.50753 | 0.45512 | 0.41502
2062 | 2004-03-26 | 22:00 | 0.58442 | 0.51093 | 0.58442 | 0.61391 | 0.67443 | 0.65125 | 0.59811 | 0.48181 | 0.49123 | 0.51962 | 0.50663 | 0.45126 | 0.40974
2063 | 2004-03-26 | 23:00 | 0.54387 | 0.48181 | 0.54387 | 0.58442 | 0.65125 | 0.62195 | 0.54561 | 0.44348 | 0.45704 | 0.49123 | 0.51573 | 0.45293 | 0.41311
2064 | 2004-03-27 | 00:00 | 0.49771 | 0.44348 | 0.49771 | 0.54387 | 0.62195 | 0.57982 | 0.49162 | 0.41154 | 0.4293 | 0.45704 | 0.54024 | 0.45928 | 0.42083
2065 | 2004-03-27 | 01:00 | 0.46167 | 0.41154 | 0.46167 | 0.49771 | 0.57982 | 0.53287 | 0.45634 | 0.39188 | 0.41175 | 0.4293 | 0.57676 | 0.46864 | 0.43353
2066 | 2004-03-27 | 02:00 | 0.43982 | 0.39188 | 0.43982 | 0.46167 | 0.53287 | 0.49302 | 0.43216 | 0.37881 | 0.39874 | 0.41175 | 0.61543 | 0.49609 | 0.46864
2067 | 2004-03-27 | 03:00 | 0.42868 | 0.37881 | 0.42868 | 0.43982 | 0.49302 | 0.46794 | 0.4196 | 0.37166 | 0.39148 | 0.39874 | 0.64761 | 0.52902 | 0.50651
2068 | 2004-03-27 | 04:00 | 0.42283 | 0.37166 | 0.42283 | 0.42868 | 0.46794 | 0.45278 | 0.41437 | 0.37062 | 0.39186 | 0.39148 | 0.65565 | 0.55029 | 0.5366
2069 | 2004-03-27 | 05:00 | 0.42362 | 0.37062 | 0.42362 | 0.42283 | 0.45278 | 0.44382 | 0.41806 | 0.37924 | 0.39867 | 0.39186 | 0.64844 | 0.56095 | 0.55479
2070 | 2004-03-27 | 06:00 | 0.43688 | 0.37924 | 0.43688 | 0.42362 | 0.44382 | 0.4428 | 0.43336 | 0.39344 | 0.41077 | 0.39867 | 0.63318 | 0.56521 | 0.55988
2071 | 2004-03-27 | 07:00 | 0.45453 | 0.39344 | 0.45453 | 0.43688 | 0.4428 | 0.45356 | 0.46156 | 0.41419 | 0.42706 | 0.41077 | 0.61426 | 0.56506 | 0.55661
2072 | 2004-03-27 | 08:00 | 0.48943 | 0.41419 | 0.48943 | 0.45453 | 0.45356 | 0.47019 | 0.50995 | 0.44631 | 0.45271 | 0.42706 | 0.59635 | 0.56483 | 0.55106
2073 | 2004-03-27 | 09:00 | 0.53272 | 0.44631 | 0.53272 | 0.48943 | 0.47019 | 0.50666 | 0.56183 | 0.47188 | 0.47564 | 0.45271 | 0.58168 | 0.5656 | 0.54494
2074 | 2004-03-27 | 10:00 | 0.56109 | 0.47188 | 0.56109 | 0.53272 | 0.50666 | 0.5526 | 0.59172 | 0.49086 | 0.49004 | 0.47564 | 0.57503 | 0.56675 | 0.5398
2075 | 2004-03-27 | 11:00 | 0.57324 | 0.49086 | 0.57324 | 0.56109 | 0.5526 | 0.58517 | 0.60242 | 0.50306 | 0.49589 | 0.49004 | 0.58126 | 0.56897 | 0.53847
2076 | 2004-03-27 | 12:00 | 0.56911 | 0.50306 | 0.56911 | 0.57324 | 0.58517 | 0.60001 | 0.59935 | 0.50788 | 0.49401 | 0.49589 | 0.59305 | 0.57465 | 0.54559
2077 | 2004-03-27 | 13:00 | 0.5605 | 0.50788 | 0.5605 | 0.56911 | 0.60001 | 0.60198 | 0.58604 | 0.50899 | 0.49002 | 0.49401 | 0.62829 | 0.59243 | 0.58453
2078 | 2004-03-27 | 14:00 | 0.549 | 0.50899 | 0.549 | 0.5605 | 0.60198 | 0.59596 | 0.57447 | 0.50684 | 0.48742 | 0.49002 | 0.64881 | 0.60827 | 0.60202
2079 | 2004-03-27 | 15:00 | 0.53786 | 0.50684 | 0.53786 | 0.549 | 0.59596 | 0.58988 | 0.56448 | 0.50581 | 0.48731 | 0.48742 | 0.63662 | 0.59696 | 0.58285
2080 | 2004-03-27 | 16:00 | 0.53141 | 0.50581 | 0.53141 | 0.53786 | 0.58988 | 0.58165 | 0.56382 | 0.50381 | 0.48785 | 0.48731 | 0.61027 | 0.5731 | 0.5529
2081 | 2004-03-27 | 17:00 | 0.53255 | 0.50381 | 0.53255 | 0.53141 | 0.58165 | 0.57567 | 0.57327 | 0.50102 | 0.48976 | 0.48785 | 0.57335 | 0.53527 | 0.51111
2082 | 2004-03-27 | 18:00 | 0.53995 | 0.50102 | 0.53995 | 0.53255 | 0.57567 | 0.58031 | 0.59176 | 0.50736 | 0.49883 | 0.48976 | 0.53793 | 0.49965 | 0.4698
2083 | 2004-03-27 | 19:00 | 0.56455 | 0.50736 | 0.56455 | 0.53995 | 0.58031 | 0.59262 | 0.62208 | 0.52592 | 0.50931 | 0.49883 | 0.51541 | 0.47646 | 0.43661
2084 | 2004-03-27 | 20:00 | 0.58208 | 0.52592 | 0.58208 | 0.56455 | 0.59262 | 0.62333 | 0.61565 | 0.51648 | 0.50413 | 0.50931 | 0.5049 | 0.46027 | 0.41363
2085 | 2004-03-27 | 21:00 | 0.57051 | 0.51648 | 0.57051 | 0.58208 | 0.62333 | 0.63166 | 0.59351 | 0.49827 | 0.48819 | 0.50413 | 0.50178 | 0.45183 | 0.40128
2086 | 2004-03-27 | 22:00 | 0.5489 | 0.49827 | 0.5489 | 0.57051 | 0.63166 | 0.61534 | 0.56116 | 0.47253 | 0.46348 | 0.48819 | 0.50546 | 0.44842 | 0.39611
2087 | 2004-03-27 | 23:00 | 0.51665 | 0.47253 | 0.51665 | 0.5489 | 0.61534 | 0.59202 | 0.51841 | 0.43817 | 0.4328 | 0.46348 | 0.51682 | 0.44949 | 0.39348
2088 | 2004-03-28 | 00:00 | 0.4795 | 0.43817 | 0.4795 | 0.51665 | 0.59202 | 0.55826 | 0.47777 | 0.41112 | 0.40722 | 0.4328 | 0.53894 | 0.4532 | 0.39665
2089 | 2004-03-28 | 01:00 | 0.44866 | 0.41112 | 0.44866 | 0.4795 | 0.55826 | 0.51985 | 0.44145 | 0.392 | 0.39011 | 0.40722 | 0.5659 | 0.45763 | 0.40245
2090 | 2004-03-28 | 02:00 | 0.42897 | 0.392 | 0.42897 | 0.44866 | 0.51985 | 0.48518 | 0.42014 | 0.37854 | 0.37981 | 0.39011 | 0.6013 | 0.47968 | 0.42858
2091 | 2004-03-28 | 03:00 | 0.41862 | 0.37854 | 0.41862 | 0.42897 | 0.48518 | 0.45989 | 0.41031 | 0.37178 | 0.3744 | 0.37981 | 0.61423 | 0.5061 | 0.46245
2092 | 2004-03-28 | 04:00 | 0.41521 | 0.37178 | 0.41521 | 0.41862 | 0.45989 | 0.44561 | 0.40645 | 0.36908 | 0.37332 | 0.3744 | 0.61466 | 0.52595 | 0.49335
2093 | 2004-03-28 | 05:00 | 0.41471 | 0.36908 | 0.41471 | 0.41521 | 0.44561 | 0.43748 | 0.40707 | 0.37251 | 0.37759 | 0.37332 | 0.60117 | 0.53748 | 0.51649
2094 | 2004-03-28 | 06:00 | 0.42534 | 0.37251 | 0.42534 | 0.41471 | 0.43748 | 0.43516 | 0.4152 | 0.37761 | 0.38442 | 0.37759 | 0.58538 | 0.54545 | 0.53244
2095 | 2004-03-28 | 07:00 | 0.43116 | 0.37761 | 0.43116 | 0.42534 | 0.43516 | 0.44188 | 0.43332 | 0.39279 | 0.39797 | 0.38442 | 0.56992 | 0.55323 | 0.54208
2096 | 2004-03-28 | 08:00 | 0.45836 | 0.39279 | 0.45836 | 0.43116 | 0.44188 | 0.44923 | 0.47346 | 0.42368 | 0.42409 | 0.39797 | 0.55635 | 0.55629 | 0.54792
2097 | 2004-03-28 | 09:00 | 0.49236 | 0.42368 | 0.49236 | 0.45836 | 0.44923 | 0.47385 | 0.51957 | 0.45116 | 0.44486 | 0.42409 | 0.54567 | 0.5607 | 0.55425
2098 | 2004-03-28 | 10:00 | 0.51633 | 0.45116 | 0.51633 | 0.49236 | 0.47385 | 0.50987 | 0.55486 | 0.46992 | 0.45315 | 0.44486 | 0.54397 | 0.56697 | 0.55822
2099 | 2004-03-28 | 11:00 | 0.52399 | 0.46992 | 0.52399 | 0.51633 | 0.50987 | 0.53628 | 0.57228 | 0.48485 | 0.45838 | 0.45315 | 0.54865 | 0.57096 | 0.56126
2100 | 2004-03-28 | 12:00 | 0.5234 | 0.48485 | 0.5234 | 0.52399 | 0.53628 | 0.55098 | 0.58069 | 0.4995 | 0.46389 | 0.45838 | 0.5672 | 0.58097 | 0.56961
2101 | 2004-03-28 | 13:00 | 0.51959 | 0.4995 | 0.51959 | 0.5234 | 0.55098 | 0.55822 | 0.57837 | 0.50387 | 0.4657 | 0.46389 | 0.60974 | 0.60356 | 0.60824
2102 | 2004-03-28 | 14:00 | 0.51428 | 0.50387 | 0.51428 | 0.51959 | 0.55822 | 0.55727 | 0.57078 | 0.50424 | 0.46449 | 0.4657 | 0.64181 | 0.62144 | 0.62781
2103 | 2004-03-28 | 15:00 | 0.50689 | 0.50424 | 0.50689 | 0.51428 | 0.55727 | 0.55175 | 0.56071 | 0.50185 | 0.46377 | 0.46449 | 0.63372 | 0.61519 | 0.60459
2104 | 2004-03-28 | 16:00 | 0.50359 | 0.50185 | 0.50359 | 0.50689 | 0.55175 | 0.54577 | 0.55635 | 0.50125 | 0.46629 | 0.46377 | 0.60005 | 0.58558 | 0.56398
2105 | 2004-03-28 | 17:00 | 0.50812 | 0.50125 | 0.50812 | 0.50359 | 0.54577 | 0.54395 | 0.56614 | 0.50276 | 0.47222 | 0.46629 | 0.54927 | 0.53776 | 0.51049
2106 | 2004-03-28 | 18:00 | 0.5223 | 0.50276 | 0.5223 | 0.50812 | 0.54395 | 0.5521 | 0.59317 | 0.508 | 0.48082 | 0.47222 | 0.50027 | 0.49562 | 0.46459
2107 | 2004-03-28 | 19:00 | 0.56085 | 0.508 | 0.56085 | 0.5223 | 0.5521 | 0.57064 | 0.64497 | 0.53309 | 0.50792 | 0.48082 | 0.48619 | 0.4742 | 0.43057
2108 | 2004-03-28 | 20:00 | 0.59479 | 0.53309 | 0.59479 | 0.56085 | 0.57064 | 0.60912 | 0.65616 | 0.5265 | 0.51148 | 0.50792 | 0.47871 | 0.46289 | 0.41421
2109 | 2004-03-28 | 21:00 | 0.58663 | 0.5265 | 0.58663 | 0.59479 | 0.60912 | 0.63155 | 0.63609 | 0.5033 | 0.49538 | 0.51148 | 0.4798 | 0.45699 | 0.40479
2110 | 2004-03-28 | 22:00 | 0.56321 | 0.5033 | 0.56321 | 0.58663 | 0.63155 | 0.61907 | 0.59123 | 0.46516 | 0.4667 | 0.49538 | 0.48728 | 0.45654 | 0.40477
2111 | 2004-03-28 | 23:00 | 0.52666 | 0.46516 | 0.52666 | 0.56321 | 0.61907 | 0.58844 | 0.53836 | 0.42112 | 0.43326 | 0.4667 | 0.51698 | 0.46907 | 0.41397
2112 | 2004-03-29 | 00:00 | 0.49097 | 0.42112 | 0.49097 | 0.52666 | 0.58844 | 0.54926 | 0.492 | 0.392 | 0.41119 | 0.43326 | 0.58275 | 0.4997 | 0.44599
2113 | 2004-03-29 | 01:00 | 0.46275 | 0.392 | 0.46275 | 0.49097 | 0.54926 | 0.50645 | 0.46023 | 0.37638 | 0.39964 | 0.41119 | 0.66158 | 0.53831 | 0.50041
2114 | 2004-03-29 | 02:00 | 0.44995 | 0.37638 | 0.44995 | 0.46275 | 0.50645 | 0.47413 | 0.4473 | 0.36736 | 0.39529 | 0.39964 | 0.68578 | 0.56466 | 0.56455
2115 | 2004-03-29 | 03:00 | 0.44679 | 0.36736 | 0.44679 | 0.44995 | 0.47413 | 0.45532 | 0.44286 | 0.36447 | 0.39557 | 0.39529 | 0.67085 | 0.58154 | 0.61509
2116 | 2004-03-29 | 04:00 | 0.45159 | 0.36447 | 0.45159 | 0.44679 | 0.45532 | 0.44712 | 0.44485 | 0.37236 | 0.4039 | 0.39557 | 0.65876 | 0.59522 | 0.65411
2117 | 2004-03-29 | 05:00 | 0.46534 | 0.37236 | 0.46534 | 0.45159 | 0.44712 | 0.44603 | 0.4611 | 0.40363 | 0.4287 | 0.4039 | 0.64947 | 0.60682 | 0.6852
2118 | 2004-03-29 | 06:00 | 0.50866 | 0.40363 | 0.50866 | 0.46534 | 0.44603 | 0.4563 | 0.50829 | 0.45952 | 0.47116 | 0.4287 | 0.64106 | 0.61487 | 0.70845
2119 | 2004-03-29 | 07:00 | 0.57519 | 0.45952 | 0.57519 | 0.50866 | 0.4563 | 0.4913 | 0.59305 | 0.48028 | 0.5054 | 0.47116 | 0.63861 | 0.61973 | 0.72439
2120 | 2004-03-29 | 08:00 | 0.61881 | 0.48028 | 0.61881 | 0.57519 | 0.4913 | 0.55267 | 0.65284 | 0.48524 | 0.52018 | 0.5054 | 0.63191 | 0.62919 | 0.73729
2121 | 2004-03-29 | 09:00 | 0.62939 | 0.48524 | 0.62939 | 0.61881 | 0.55267 | 0.61116 | 0.66512 | 0.49516 | 0.52554 | 0.52018 | 0.62403 | 0.63375 | 0.74489
2122 | 2004-03-29 | 10:00 | 0.63145 | 0.49516 | 0.63145 | 0.62939 | 0.61116 | 0.63771 | 0.66893 | 0.50578 | 0.53003 | 0.52554 | 0.61644 | 0.63288 | 0.73302
2123 | 2004-03-29 | 11:00 | 0.63173 | 0.50578 | 0.63173 | 0.63145 | 0.63771 | 0.65076 | 0.67001 | 0.51146 | 0.52995 | 0.53003 | 0.61344 | 0.63452 | 0.7169
2124 | 2004-03-29 | 12:00 | 0.626 | 0.51146 | 0.626 | 0.63173 | 0.65076 | 0.66039 | 0.66197 | 0.51242 | 0.52843 | 0.52995 | 0.6129 | 0.63542 | 0.69774
2125 | 2004-03-29 | 13:00 | 0.61911 | 0.51242 | 0.61911 | 0.626 | 0.66039 | 0.65864 | 0.65218 | 0.5181 | 0.52972 | 0.52843 | 0.64133 | 0.64672 | 0.70148
2126 | 2004-03-29 | 14:00 | 0.61443 | 0.5181 | 0.61443 | 0.61911 | 0.65864 | 0.65505 | 0.64551 | 0.51714 | 0.5282 | 0.52972 | 0.66603 | 0.66436 | 0.7069
2127 | 2004-03-29 | 15:00 | 0.60657 | 0.51714 | 0.60657 | 0.61443 | 0.65505 | 0.65259 | 0.63551 | 0.51933 | 0.52531 | 0.5282 | 0.65724 | 0.65054 | 0.67385
2128 | 2004-03-29 | 16:00 | 0.60109 | 0.51933 | 0.60109 | 0.60657 | 0.65259 | 0.64443 | 0.62892 | 0.52148 | 0.52371 | 0.52531 | 0.61288 | 0.61031 | 0.6222
2129 | 2004-03-29 | 17:00 | 0.60134 | 0.52148 | 0.60134 | 0.60109 | 0.64443 | 0.63971 | 0.63311 | 0.51761 | 0.52214 | 0.52371 | 0.55459 | 0.5542 | 0.55349
2130 | 2004-03-29 | 18:00 | 0.61052 | 0.51761 | 0.61052 | 0.60134 | 0.63971 | 0.64337 | 0.65268 | 0.51762 | 0.5266 | 0.52214 | 0.50873 | 0.50969 | 0.4921
2131 | 2004-03-29 | 19:00 | 0.64594 | 0.51762 | 0.64594 | 0.61052 | 0.64337 | 0.64995 | 0.70729 | 0.54048 | 0.54806 | 0.5266 | 0.48294 | 0.48628 | 0.45105
2132 | 2004-03-29 | 20:00 | 0.67679 | 0.54048 | 0.67679 | 0.64594 | 0.64995 | 0.68164 | 0.71774 | 0.52989 | 0.55033 | 0.54806 | 0.47072 | 0.47021 | 0.42844
2133 | 2004-03-29 | 21:00 | 0.66711 | 0.52989 | 0.66711 | 0.67679 | 0.68164 | 0.69866 | 0.69199 | 0.49847 | 0.52778 | 0.55033 | 0.46617 | 0.46431 | 0.4153
2134 | 2004-03-29 | 22:00 | 0.63538 | 0.49847 | 0.63538 | 0.66711 | 0.69866 | 0.67773 | 0.64194 | 0.4529 | 0.49401 | 0.52778 | 0.47011 | 0.46356 | 0.41129
2135 | 2004-03-29 | 23:00 | 0.58441 | 0.4529 | 0.58441 | 0.63538 | 0.67773 | 0.63912 | 0.57389 | 0.40472 | 0.45465 | 0.49401 | 0.49098 | 0.47402 | 0.42016
2136 | 2004-03-30 | 00:00 | 0.53591 | 0.40472 | 0.53591 | 0.58441 | 0.63912 | 0.58323 | 0.51621 | 0.37667 | 0.42785 | 0.45465 | 0.54373 | 0.50356 | 0.45141
2137 | 2004-03-30 | 01:00 | 0.50583 | 0.37667 | 0.50583 | 0.53591 | 0.58323 | 0.529 | 0.48142 | 0.36321 | 0.41608 | 0.42785 | 0.61897 | 0.53943 | 0.50288
2138 | 2004-03-30 | 02:00 | 0.49069 | 0.36321 | 0.49069 | 0.50583 | 0.529 | 0.4894 | 0.46301 | 0.35539 | 0.40995 | 0.41608 | 0.66118 | 0.56832 | 0.56067
2139 | 2004-03-30 | 03:00 | 0.48624 | 0.35539 | 0.48624 | 0.49069 | 0.4894 | 0.46812 | 0.45725 | 0.35326 | 0.40894 | 0.40995 | 0.6672 | 0.58247 | 0.60387
2140 | 2004-03-30 | 04:00 | 0.48813 | 0.35326 | 0.48813 | 0.48624 | 0.46812 | 0.45774 | 0.45679 | 0.35986 | 0.41544 | 0.40894 | 0.66475 | 0.59903 | 0.63226
2141 | 2004-03-30 | 05:00 | 0.50043 | 0.35986 | 0.50043 | 0.48813 | 0.45774 | 0.45475 | 0.46898 | 0.39458 | 0.44107 | 0.41544 | 0.66078 | 0.61417 | 0.6564
2142 | 2004-03-30 | 06:00 | 0.5431 | 0.39458 | 0.5431 | 0.50043 | 0.45475 | 0.46239 | 0.51862 | 0.45135 | 0.48443 | 0.44107 | 0.65727 | 0.62792 | 0.66806
2143 | 2004-03-30 | 07:00 | 0.61159 | 0.45135 | 0.61159 | 0.5431 | 0.46239 | 0.49752 | 0.60474 | 0.47152 | 0.51199 | 0.48443 | 0.65586 | 0.639 | 0.67348
2144 | 2004-03-30 | 08:00 | 0.65783 | 0.47152 | 0.65783 | 0.61159 | 0.49752 | 0.56125 | 0.66993 | 0.47289 | 0.52116 | 0.51199 | 0.65102 | 0.65153 | 0.67923
2145 | 2004-03-30 | 09:00 | 0.66696 | 0.47289 | 0.66696 | 0.65783 | 0.56125 | 0.62322 | 0.68681 | 0.48086 | 0.52359 | 0.52116 | 0.64591 | 0.66267 | 0.67775
2146 | 2004-03-30 | 10:00 | 0.66724 | 0.48086 | 0.66724 | 0.66696 | 0.62322 | 0.64935 | 0.69244 | 0.49366 | 0.52552 | 0.52359 | 0.64955 | 0.6662 | 0.66904
2147 | 2004-03-30 | 11:00 | 0.66694 | 0.49366 | 0.66694 | 0.66724 | 0.64935 | 0.66324 | 0.69319 | 0.50311 | 0.52583 | 0.52552 | 0.64713 | 0.6655 | 0.65715
2148 | 2004-03-30 | 12:00 | 0.65933 | 0.50311 | 0.65933 | 0.66694 | 0.66324 | 0.66866 | 0.68859 | 0.51262 | 0.5258 | 0.52583 | 0.66393 | 0.65995 | 0.64465
2149 | 2004-03-30 | 13:00 | 0.65196 | 0.51262 | 0.65196 | 0.65933 | 0.66866 | 0.66715 | 0.67731 | 0.52455 | 0.52608 | 0.5258 | 0.69743 | 0.6658 | 0.66617
2150 | 2004-03-30 | 14:00 | 0.64909 | 0.52455 | 0.64909 | 0.65196 | 0.66715 | 0.66293 | 0.6686 | 0.53546 | 0.52392 | 0.52608 | 0.71756 | 0.67711 | 0.67596
2151 | 2004-03-30 | 15:00 | 0.64419 | 0.53546 | 0.64419 | 0.64909 | 0.66293 | 0.65948 | 0.65508 | 0.54439 | 0.52361 | 0.52392 | 0.69946 | 0.66174 | 0.64653
2152 | 2004-03-30 | 16:00 | 0.64208 | 0.54439 | 0.64208 | 0.64419 | 0.65948 | 0.65424 | 0.64741 | 0.54964 | 0.52199 | 0.52361 | 0.65701 | 0.62257 | 0.60399
2153 | 2004-03-30 | 17:00 | 0.65332 | 0.54964 | 0.65332 | 0.64208 | 0.65424 | 0.65227 | 0.65172 | 0.54461 | 0.52029 | 0.52199 | 0.60207 | 0.56174 | 0.54176
2154 | 2004-03-30 | 18:00 | 0.67065 | 0.54461 | 0.67065 | 0.65332 | 0.65227 | 0.65923 | 0.67673 | 0.53566 | 0.52696 | 0.52029 | 0.55265 | 0.51223 | 0.48845
2155 | 2004-03-30 | 19:00 | 0.69715 | 0.53566 | 0.69715 | 0.67065 | 0.65923 | 0.67436 | 0.72272 | 0.55338 | 0.5502 | 0.52696 | 0.52789 | 0.48745 | 0.45095
2156 | 2004-03-30 | 20:00 | 0.70592 | 0.55338 | 0.70592 | 0.69715 | 0.67436 | 0.70221 | 0.72786 | 0.54048 | 0.55633 | 0.5502 | 0.51789 | 0.47098 | 0.43138
2157 | 2004-03-30 | 21:00 | 0.6875 | 0.54048 | 0.6875 | 0.70592 | 0.70221 | 0.70787 | 0.69597 | 0.50704 | 0.5393 | 0.55633 | 0.51645 | 0.46262 | 0.42073
2158 | 2004-03-30 | 22:00 | 0.65199 | 0.50704 | 0.65199 | 0.6875 | 0.70787 | 0.6841 | 0.64596 | 0.45652 | 0.50236 | 0.5393 | 0.52441 | 0.46047 | 0.41647
2159 | 2004-03-30 | 23:00 | 0.60034 | 0.45652 | 0.60034 | 0.65199 | 0.6841 | 0.64503 | 0.57642 | 0.40857 | 0.46459 | 0.50236 | 0.5507 | 0.47083 | 0.42848
2160 | 2004-03-31 | 00:00 | 0.54968 | 0.40857 | 0.54968 | 0.60034 | 0.64503 | 0.58872 | 0.51708 | 0.37937 | 0.43484 | 0.46459 | 0.61445 | 0.49768 | 0.4594
2161 | 2004-03-31 | 01:00 | 0.5164 | 0.37937 | 0.5164 | 0.54968 | 0.58872 | 0.5341 | 0.48101 | 0.36387 | 0.4243 | 0.43484 | 0.69701 | 0.53631 | 0.51184
2162 | 2004-03-31 | 02:00 | 0.4989 | 0.36387 | 0.4989 | 0.5164 | 0.5341 | 0.49428 | 0.46073 | 0.35645 | 0.41907 | 0.4243 | 0.73009 | 0.56747 | 0.56607
2163 | 2004-03-31 | 03:00 | 0.49284 | 0.35645 | 0.49284 | 0.4989 | 0.49428 | 0.47375 | 0.45095 | 0.35438 | 0.42054 | 0.41907 | 0.71412 | 0.58324 | 0.5984
2164 | 2004-03-31 | 04:00 | 0.49101 | 0.35438 | 0.49101 | 0.49284 | 0.47375 | 0.46168 | 0.45132 | 0.36247 | 0.42883 | 0.42054 | 0.69368 | 0.60578 | 0.62229
2165 | 2004-03-31 | 05:00 | 0.50328 | 0.36247 | 0.50328 | 0.49101 | 0.46168 | 0.45848 | 0.46401 | 0.39594 | 0.4556 | 0.42883 | 0.67585 | 0.62224 | 0.64336
2166 | 2004-03-31 | 06:00 | 0.54457 | 0.39594 | 0.54457 | 0.50328 | 0.45848 | 0.4652 | 0.50784 | 0.45126 | 0.4972 | 0.4556 | 0.66081 | 0.63589 | 0.65212
2167 | 2004-03-31 | 07:00 | 0.60674 | 0.45126 | 0.60674 | 0.54457 | 0.4652 | 0.50118 | 0.59276 | 0.47273 | 0.52588 | 0.4972 | 0.64721 | 0.64772 | 0.65439
2168 | 2004-03-31 | 08:00 | 0.64899 | 0.47273 | 0.64899 | 0.60674 | 0.50118 | 0.56624 | 0.65836 | 0.47482 | 0.52966 | 0.52588 | 0.64306 | 0.65816 | 0.65843
2169 | 2004-03-31 | 09:00 | 0.65925 | 0.47482 | 0.65925 | 0.64899 | 0.56624 | 0.62765 | 0.67839 | 0.48448 | 0.52755 | 0.52966 | 0.6322 | 0.66381 | 0.65638
2170 | 2004-03-31 | 10:00 | 0.65694 | 0.48448 | 0.65694 | 0.65925 | 0.62765 | 0.65234 | 0.68498 | 0.49702 | 0.52606 | 0.52755 | 0.6289 | 0.66082 | 0.64823
2171 | 2004-03-31 | 11:00 | 0.65927 | 0.49702 | 0.65927 | 0.65694 | 0.65234 | 0.66915 | 0.6917 | 0.50313 | 0.52464 | 0.52606 | 0.63494 | 0.65068 | 0.62861
2172 | 2004-03-31 | 12:00 | 0.65616 | 0.50313 | 0.65616 | 0.65927 | 0.66915 | 0.67408 | 0.6907 | 0.51854 | 0.51967 | 0.52464 | 0.65802 | 0.64212 | 0.62492
2173 | 2004-03-31 | 13:00 | 0.64552 | 0.51854 | 0.64552 | 0.65616 | 0.67408 | 0.67668 | 0.68884 | 0.53397 | 0.51712 | 0.51967 | 0.69541 | 0.64902 | 0.65166
2174 | 2004-03-31 | 14:00 | 0.64349 | 0.53397 | 0.64349 | 0.64552 | 0.67668 | 0.67309 | 0.6878 | 0.54705 | 0.51609 | 0.51712 | 0.71609 | 0.66687 | 0.66432
2175 | 2004-03-31 | 15:00 | 0.64004 | 0.54705 | 0.64004 | 0.64349 | 0.67309 | 0.67088 | 0.68353 | 0.56 | 0.51416 | 0.51609 | 0.70278 | 0.65445 | 0.64373
2176 | 2004-03-31 | 16:00 | 0.6415 | 0.56 | 0.6415 | 0.64004 | 0.67088 | 0.66806 | 0.68598 | 0.56768 | 0.51377 | 0.51416 | 0.66177 | 0.61679 | 0.60335
2177 | 2004-03-31 | 17:00 | 0.65151 | 0.56768 | 0.65151 | 0.6415 | 0.66806 | 0.66957 | 0.70161 | 0.56234 | 0.51119 | 0.51377 | 0.6051 | 0.55973 | 0.54047
2178 | 2004-03-31 | 18:00 | 0.66388 | 0.56234 | 0.66388 | 0.65151 | 0.66957 | 0.68238 | 0.72512 | 0.55137 | 0.51666 | 0.51119 | 0.5581 | 0.5124 | 0.48455
2179 | 2004-03-31 | 19:00 | 0.68921 | 0.55137 | 0.68921 | 0.66388 | 0.68238 | 0.69771 | 0.74424 | 0.56238 | 0.53933 | 0.51666 | 0.53058 | 0.48421 | 0.44679
2180 | 2004-03-31 | 20:00 | 0.69496 | 0.56238 | 0.69496 | 0.68921 | 0.69771 | 0.71202 | 0.73507 | 0.54807 | 0.54494 | 0.53933 | 0.52371 | 0.46687 | 0.42739
2181 | 2004-03-31 | 21:00 | 0.67881 | 0.54807 | 0.67881 | 0.69496 | 0.71202 | 0.71041 | 0.70289 | 0.51679 | 0.52853 | 0.54494 | 0.52249 | 0.46027 | 0.41759
2182 | 2004-03-31 | 22:00 | 0.64559 | 0.51679 | 0.64559 | 0.67881 | 0.71041 | 0.68677 | 0.65015 | 0.46831 | 0.4963 | 0.52853 | 0.53175 | 0.45831 | 0.41433
2183 | 2004-03-31 | 23:00 | 0.59358 | 0.46831 | 0.59358 | 0.64559 | 0.68677 | 0.64696 | 0.58115 | 0.41871 | 0.45735 | 0.4963 | 0.56249 | 0.46366 | 0.42419
2184 | 2004-04-01 | 00:00 | 0.54271 | 0.41871 | 0.54271 | 0.59358 | 0.64696 | 0.59209 | 0.52177 | 0.3876 | 0.44321 | 0.45735 | 0.63124 | 0.4938 | 0.46061
2185 | 2004-04-01 | 01:00 | 0.50893 | 0.3876 | 0.50893 | 0.54271 | 0.59209 | 0.53821 | 0.48167 | 0.37109 | 0.43293 | 0.44321 | 0.71806 | 0.53205 | 0.51655
2186 | 2004-04-01 | 02:00 | 0.49136 | 0.37109 | 0.49136 | 0.50893 | 0.53821 | 0.49632 | 0.46363 | 0.36145 | 0.427 | 0.43293 | 0.73935 | 0.56326 | 0.56968
2187 | 2004-04-01 | 03:00 | 0.48278 | 0.36145 | 0.48278 | 0.49136 | 0.49632 | 0.47431 | 0.45522 | 0.3588 | 0.42876 | 0.427 | 0.71535 | 0.58267 | 0.59707
2188 | 2004-04-01 | 04:00 | 0.48228 | 0.3588 | 0.48228 | 0.48278 | 0.47431 | 0.4627 | 0.45435 | 0.3637 | 0.43666 | 0.42876 | 0.6858 | 0.59955 | 0.61876
2189 | 2004-04-01 | 05:00 | 0.49524 | 0.3637 | 0.49524 | 0.48228 | 0.4627 | 0.4588 | 0.46538 | 0.39625 | 0.46428 | 0.43666 | 0.66613 | 0.61313 | 0.63444
2190 | 2004-04-01 | 06:00 | 0.53395 | 0.39625 | 0.53395 | 0.49524 | 0.4588 | 0.46513 | 0.51339 | 0.45041 | 0.50614 | 0.46428 | 0.64833 | 0.62162 | 0.64004
2191 | 2004-04-01 | 07:00 | 0.60184 | 0.45041 | 0.60184 | 0.53395 | 0.46513 | 0.49843 | 0.59898 | 0.47219 | 0.52979 | 0.50614 | 0.63837 | 0.62752 | 0.63917
2192 | 2004-04-01 | 08:00 | 0.64805 | 0.47219 | 0.64805 | 0.60184 | 0.49843 | 0.56413 | 0.66193 | 0.47884 | 0.53605 | 0.52979 | 0.62972 | 0.63425 | 0.63959
2193 | 2004-04-01 | 09:00 | 0.6599 | 0.47884 | 0.6599 | 0.64805 | 0.56413 | 0.62762 | 0.6827 | 0.492 | 0.53402 | 0.53605 | 0.61892 | 0.6324 | 0.63688
2194 | 2004-04-01 | 10:00 | 0.66376 | 0.492 | 0.66376 | 0.6599 | 0.62762 | 0.6599 | 0.6939 | 0.50818 | 0.53167 | 0.53402 | 0.61431 | 0.62573 | 0.6287
2195 | 2004-04-01 | 11:00 | 0.66885 | 0.50818 | 0.66885 | 0.66376 | 0.6599 | 0.67661 | 0.69696 | 0.52365 | 0.52843 | 0.53167 | 0.61769 | 0.61948 | 0.62492
2196 | 2004-04-01 | 12:00 | 0.66271 | 0.52365 | 0.66271 | 0.66885 | 0.67661 | 0.68653 | 0.69779 | 0.53836 | 0.52634 | 0.52843 | 0.63034 | 0.61636 | 0.62804
2197 | 2004-04-01 | 13:00 | 0.65617 | 0.53836 | 0.65617 | 0.66271 | 0.68653 | 0.68804 | 0.69282 | 0.55722 | 0.52709 | 0.52634 | 0.66696 | 0.62827 | 0.64762
2198 | 2004-04-01 | 14:00 | 0.65156 | 0.55722 | 0.65156 | 0.65617 | 0.68804 | 0.68551 | 0.69348 | 0.57478 | 0.52892 | 0.52709 | 0.69935 | 0.63758 | 0.6584
2199 | 2004-04-01 | 15:00 | 0.64517 | 0.57478 | 0.64517 | 0.65156 | 0.68551 | 0.68304 | 0.69012 | 0.58989 | 0.52652 | 0.52892 | 0.68876 | 0.6254 | 0.63681
2200 | 2004-04-01 | 16:00 | 0.63924 | 0.58989 | 0.63924 | 0.64517 | 0.68304 | 0.67749 | 0.69191 | 0.59666 | 0.52768 | 0.52652 | 0.6511 | 0.59313 | 0.59837
2201 | 2004-04-01 | 17:00 | 0.64397 | 0.59666 | 0.64397 | 0.63924 | 0.67749 | 0.67766 | 0.70683 | 0.5852 | 0.52263 | 0.52768 | 0.59978 | 0.54252 | 0.53944
2202 | 2004-04-01 | 18:00 | 0.65952 | 0.5852 | 0.65952 | 0.64397 | 0.67766 | 0.68769 | 0.72869 | 0.5668 | 0.52521 | 0.52263 | 0.55435 | 0.49868 | 0.48783
2203 | 2004-04-01 | 19:00 | 0.68227 | 0.5668 | 0.68227 | 0.65952 | 0.68769 | 0.69961 | 0.74813 | 0.58014 | 0.54994 | 0.52521 | 0.52816 | 0.47848 | 0.45079
2204 | 2004-04-01 | 20:00 | 0.69394 | 0.58014 | 0.69394 | 0.68227 | 0.69961 | 0.71642 | 0.74075 | 0.56738 | 0.55213 | 0.54994 | 0.51895 | 0.46423 | 0.43033
2205 | 2004-04-01 | 21:00 | 0.67824 | 0.56738 | 0.67824 | 0.69394 | 0.71642 | 0.71403 | 0.7087 | 0.53542 | 0.5327 | 0.55213 | 0.5197 | 0.45594 | 0.41915
2206 | 2004-04-01 | 22:00 | 0.64584 | 0.53542 | 0.64584 | 0.67824 | 0.71403 | 0.68909 | 0.65662 | 0.48652 | 0.49978 | 0.5327 | 0.53093 | 0.45519 | 0.4159
2207 | 2004-04-01 | 23:00 | 0.59845 | 0.48652 | 0.59845 | 0.64584 | 0.68909 | 0.65107 | 0.5887 | 0.43587 | 0.46024 | 0.49978 | 0.56217 | 0.46558 | 0.42562
2208 | 2004-04-02 | 00:00 | 0.5493 | 0.43587 | 0.5493 | 0.59845 | 0.65107 | 0.60018 | 0.52836 | 0.40001 | 0.43527 | 0.46024 | 0.62672 | 0.49118 | 0.45902
2209 | 2004-04-02 | 01:00 | 0.51438 | 0.40001 | 0.51438 | 0.5493 | 0.60018 | 0.54599 | 0.491 | 0.3812 | 0.42049 | 0.43527 | 0.70813 | 0.52984 | 0.51007
2210 | 2004-04-02 | 02:00 | 0.4957 | 0.3812 | 0.4957 | 0.51438 | 0.54599 | 0.5048 | 0.47151 | 0.37084 | 0.41384 | 0.42049 | 0.72666 | 0.56177 | 0.56216
2211 | 2004-04-02 | 03:00 | 0.48768 | 0.37084 | 0.48768 | 0.4957 | 0.5048 | 0.48131 | 0.46094 | 0.36674 | 0.4142 | 0.41384 | 0.70627 | 0.57649 | 0.59458
2212 | 2004-04-02 | 04:00 | 0.48711 | 0.36674 | 0.48711 | 0.48768 | 0.48131 | 0.4697 | 0.45911 | 0.3734 | 0.42146 | 0.4142 | 0.68045 | 0.58535 | 0.6181
2213 | 2004-04-02 | 05:00 | 0.49906 | 0.3734 | 0.49906 | 0.48711 | 0.4697 | 0.46467 | 0.4718 | 0.40207 | 0.4455 | 0.42146 | 0.6544 | 0.59146 | 0.63562
2214 | 2004-04-02 | 06:00 | 0.53785 | 0.40207 | 0.53785 | 0.49906 | 0.46467 | 0.46981 | 0.51912 | 0.45229 | 0.48219 | 0.4455 | 0.63928 | 0.58892 | 0.64054
2215 | 2004-04-02 | 07:00 | 0.6041 | 0.45229 | 0.6041 | 0.53785 | 0.46981 | 0.50382 | 0.60159 | 0.48033 | 0.5115 | 0.48219 | 0.62951 | 0.58426 | 0.61676
2216 | 2004-04-02 | 08:00 | 0.65046 | 0.48033 | 0.65046 | 0.6041 | 0.50382 | 0.56575 | 0.66893 | 0.4913 | 0.5216 | 0.5115 | 0.61831 | 0.58097 | 0.64202
2217 | 2004-04-02 | 09:00 | 0.66261 | 0.4913 | 0.66261 | 0.65046 | 0.56575 | 0.62726 | 0.69012 | 0.50643 | 0.52444 | 0.5216 | 0.60782 | 0.57547 | 0.63804
2218 | 2004-04-02 | 10:00 | 0.6694 | 0.50643 | 0.6694 | 0.66261 | 0.62726 | 0.66036 | 0.69755 | 0.5244 | 0.52534 | 0.52444 | 0.60071 | 0.56735 | 0.62985
2219 | 2004-04-02 | 11:00 | 0.67289 | 0.5244 | 0.67289 | 0.6694 | 0.66036 | 0.67735 | 0.70103 | 0.53423 | 0.52675 | 0.52534 | 0.59659 | 0.56899 | 0.62234
2220 | 2004-04-02 | 12:00 | 0.66816 | 0.53423 | 0.66816 | 0.67289 | 0.67735 | 0.68343 | 0.69991 | 0.54261 | 0.52598 | 0.52675 | 0.60023 | 0.57629 | 0.61846
2221 | 2004-04-02 | 13:00 | 0.66057 | 0.54261 | 0.66057 | 0.66816 | 0.68343 | 0.68016 | 0.69257 | 0.55411 | 0.52776 | 0.52598 | 0.62094 | 0.58971 | 0.63752
2222 | 2004-04-02 | 14:00 | 0.65739 | 0.55411 | 0.65739 | 0.66057 | 0.68016 | 0.67316 | 0.68788 | 0.55702 | 0.52771 | 0.52776 | 0.64553 | 0.5998 | 0.64722
2223 | 2004-04-02 | 15:00 | 0.65163 | 0.55702 | 0.65163 | 0.65739 | 0.67316 | 0.66947 | 0.67922 | 0.55048 | 0.52611 | 0.52771 | 0.62967 | 0.58722 | 0.62549
2224 | 2004-04-02 | 16:00 | 0.64952 | 0.55048 | 0.64952 | 0.65163 | 0.66947 | 0.66469 | 0.67578 | 0.54382 | 0.52073 | 0.52611 | 0.60122 | 0.56364 | 0.59057
2225 | 2004-04-02 | 17:00 | 0.65724 | 0.54382 | 0.65724 | 0.64952 | 0.66469 | 0.66504 | 0.68112 | 0.53145 | 0.51382 | 0.52073 | 0.55709 | 0.52969 | 0.53751
2226 | 2004-04-02 | 18:00 | 0.66415 | 0.53145 | 0.66415 | 0.65724 | 0.66504 | 0.67211 | 0.69323 | 0.52722 | 0.51171 | 0.51382 | 0.51778 | 0.4942 | 0.48839
2227 | 2004-04-02 | 19:00 | 0.67906 | 0.52722 | 0.67906 | 0.66415 | 0.67211 | 0.67724 | 0.71397 | 0.53447 | 0.52657 | 0.51171 | 0.49183 | 0.47502 | 0.45126
2228 | 2004-04-02 | 20:00 | 0.67991 | 0.53447 | 0.67991 | 0.67906 | 0.67724 | 0.69047 | 0.70003 | 0.51899 | 0.52449 | 0.52657 | 0.47674 | 0.46379 | 0.42852
2229 | 2004-04-02 | 21:00 | 0.66243 | 0.51899 | 0.66243 | 0.67991 | 0.69047 | 0.68723 | 0.67519 | 0.49526 | 0.50715 | 0.52449 | 0.47357 | 0.42199 | 0.41611
2230 | 2004-04-02 | 22:00 | 0.63277 | 0.49526 | 0.63277 | 0.66243 | 0.68723 | 0.66595 | 0.63792 | 0.46244 | 0.47889 | 0.50715 | 0.47527 | 0.45176 | 0.41184
2231 | 2004-04-02 | 23:00 | 0.59534 | 0.46244 | 0.59534 | 0.63277 | 0.66595 | 0.63725 | 0.5821 | 0.42568 | 0.4464 | 0.47889 | 0.48725 | 0.45532 | 0.41326
2232 | 2004-04-03 | 00:00 | 0.55131 | 0.42568 | 0.55131 | 0.59534 | 0.63725 | 0.59364 | 0.52828 | 0.39494 | 0.4217 | 0.4464 | 0.51099 | 0.46092 | 0.4219
2233 | 2004-04-03 | 01:00 | 0.51548 | 0.39494 | 0.51548 | 0.55131 | 0.59364 | 0.54472 | 0.4893 | 0.37473 | 0.4065 | 0.4217 | 0.54626 | 0.47178 | 0.43554
2234 | 2004-04-03 | 02:00 | 0.49407 | 0.37473 | 0.49407 | 0.51548 | 0.54472 | 0.50543 | 0.46795 | 0.36374 | 0.39874 | 0.4065 | 0.58206 | 0.49866 | 0.46715
2235 | 2004-04-03 | 03:00 | 0.48298 | 0.36374 | 0.48298 | 0.49407 | 0.50543 | 0.48215 | 0.45439 | 0.35729 | 0.39591 | 0.39874 | 0.60457 | 0.52944 | 0.5081
2236 | 2004-04-03 | 04:00 | 0.4779 | 0.35729 | 0.4779 | 0.48298 | 0.48215 | 0.46812 | 0.449 | 0.35628 | 0.39794 | 0.39591 | 0.60888 | 0.54917 | 0.53747
2237 | 2004-04-03 | 05:00 | 0.48144 | 0.35628 | 0.48144 | 0.4779 | 0.46812 | 0.46129 | 0.45289 | 0.36456 | 0.40918 | 0.39794 | 0.59648 | 0.55482 | 0.5546
2238 | 2004-04-03 | 06:00 | 0.49652 | 0.36456 | 0.49652 | 0.48144 | 0.46129 | 0.46151 | 0.46799 | 0.37669 | 0.41917 | 0.40918 | 0.58432 | 0.55385 | 0.55876
2239 | 2004-04-03 | 07:00 | 0.51434 | 0.37669 | 0.51434 | 0.49652 | 0.46151 | 0.47128 | 0.49602 | 0.40077 | 0.43721 | 0.41917 | 0.57125 | 0.54822 | 0.55657
2240 | 2004-04-03 | 08:00 | 0.54683 | 0.40077 | 0.54683 | 0.51434 | 0.47128 | 0.48933 | 0.54777 | 0.43438 | 0.45648 | 0.43721 | 0.55853 | 0.54451 | 0.54992
2241 | 2004-04-03 | 09:00 | 0.58412 | 0.43438 | 0.58412 | 0.54683 | 0.48933 | 0.52467 | 0.59819 | 0.46155 | 0.46791 | 0.45648 | 0.55291 | 0.53783 | 0.54442
2242 | 2004-04-03 | 10:00 | 0.60811 | 0.46155 | 0.60811 | 0.58412 | 0.52467 | 0.56529 | 0.63062 | 0.4825 | 0.47273 | 0.46791 | 0.55171 | 0.53248 | 0.53947
2243 | 2004-04-03 | 11:00 | 0.61423 | 0.4825 | 0.61423 | 0.60811 | 0.56529 | 0.59354 | 0.64016 | 0.49603 | 0.47312 | 0.47273 | 0.55565 | 0.53455 | 0.53687
2244 | 2004-04-03 | 12:00 | 0.60716 | 0.49603 | 0.60716 | 0.61423 | 0.59354 | 0.60613 | 0.6402 | 0.50494 | 0.47044 | 0.47312 | 0.56132 | 0.54874 | 0.54362
2245 | 2004-04-03 | 13:00 | 0.59611 | 0.50494 | 0.59611 | 0.60716 | 0.60613 | 0.60792 | 0.62838 | 0.5101 | 0.46858 | 0.47044 | 0.58898 | 0.56785 | 0.57844
2246 | 2004-04-03 | 14:00 | 0.57946 | 0.5101 | 0.57946 | 0.59611 | 0.60792 | 0.60187 | 0.6137 | 0.51482 | 0.46732 | 0.46858 | 0.60974 | 0.58237 | 0.59733
2247 | 2004-04-03 | 15:00 | 0.56505 | 0.51482 | 0.56505 | 0.57946 | 0.60187 | 0.5897 | 0.6013 | 0.51974 | 0.46657 | 0.46732 | 0.59369 | 0.57469 | 0.57887
2248 | 2004-04-03 | 16:00 | 0.55712 | 0.51974 | 0.55712 | 0.56505 | 0.5897 | 0.58003 | 0.59641 | 0.52179 | 0.46882 | 0.46657 | 0.56225 | 0.5534 | 0.54879
2249 | 2004-04-03 | 17:00 | 0.55689 | 0.52179 | 0.55689 | 0.55712 | 0.58003 | 0.57521 | 0.60698 | 0.5193 | 0.47026 | 0.46882 | 0.52185 | 0.51998 | 0.50644
2250 | 2004-04-03 | 18:00 | 0.57185 | 0.5193 | 0.57185 | 0.55689 | 0.57521 | 0.5794 | 0.62908 | 0.50948 | 0.47649 | 0.47026 | 0.48438 | 0.4866 | 0.46697
2251 | 2004-04-03 | 19:00 | 0.59883 | 0.50948 | 0.59883 | 0.57185 | 0.5794 | 0.59276 | 0.65712 | 0.52496 | 0.49504 | 0.47649 | 0.46471 | 0.46294 | 0.43533
2252 | 2004-04-03 | 20:00 | 0.61674 | 0.52496 | 0.61674 | 0.59883 | 0.59276 | 0.62171 | 0.65106 | 0.51121 | 0.49489 | 0.49504 | 0.45185 | 0.45138 | 0.4159
2253 | 2004-04-03 | 21:00 | 0.60701 | 0.51121 | 0.60701 | 0.61674 | 0.62171 | 0.63374 | 0.62826 | 0.48734 | 0.47915 | 0.49489 | 0.45104 | 0.44603 | 0.41093
2254 | 2004-04-03 | 22:00 | 0.58788 | 0.48734 | 0.58788 | 0.60701 | 0.63374 | 0.61791 | 0.59496 | 0.46365 | 0.45457 | 0.47915 | 0.45023 | 0.44334 | 0.40583
2255 | 2004-04-03 | 23:00 | 0.55634 | 0.46365 | 0.55634 | 0.58788 | 0.61791 | 0.59501 | 0.5525 | 0.42861 | 0.42742 | 0.45457 | 0.4539 | 0.44448 | 0.40176
2256 | 2004-04-04 | 00:00 | 0.51943 | 0.42861 | 0.51943 | 0.55634 | 0.59501 | 0.52464 | 0.50862 | 0.39965 | 0.39037 | 0.42742 | 0.46572 | 0.45333 | 0.40566
2257 | 2004-04-04 | 01:00 | 0.48892 | 0.39965 | 0.48892 | 0.51943 | 0.52464 | 0.52464 | 0.46952 | 0.39003 | 0.25046 | 0.39037 | 0.48869 | 0.45798 | 0.41565
2258 | 2004-04-04 | 02:00 | 0.47185 | 0.39003 | 0.47185 | 0.48892 | 0.52464 | 0.46675 | 0.4577 | 0.38041 | 0.35701 | 0.25046 | 0.51663 | 0.47191 | 0.42618
2259 | 2004-04-04 | 03:00 | 0.4664 | 0.38041 | 0.4664 | 0.47185 | 0.46675 | 0.46675 | 0.44593 | 0.3685 | 0.37061 | 0.35701 | 0.55565 | 0.49183 | 0.45043
2260 | 2004-04-04 | 04:00 | 0.46252 | 0.3685 | 0.46252 | 0.4664 | 0.46675 | 0.45296 | 0.43428 | 0.36401 | 0.37172 | 0.37061 | 0.57665 | 0.51006 | 0.48211
2261 | 2004-04-04 | 05:00 | 0.46986 | 0.36401 | 0.46986 | 0.46252 | 0.45296 | 0.44716 | 0.43042 | 0.36618 | 0.37945 | 0.37172 | 0.58416 | 0.51861 | 0.50926
2262 | 2004-04-04 | 06:00 | 0.4842 | 0.36618 | 0.4842 | 0.46986 | 0.44716 | 0.44934 | 0.43593 | 0.37343 | 0.39086 | 0.37945 | 0.58126 | 0.52289 | 0.52362
2263 | 2004-04-04 | 07:00 | 0.49776 | 0.37343 | 0.49776 | 0.4842 | 0.44934 | 0.45852 | 0.44949 | 0.37618 | 0.40003 | 0.39086 | 0.57468 | 0.52242 | 0.53
2264 | 2004-04-04 | 08:00 | 0.52496 | 0.37618 | 0.52496 | 0.49776 | 0.45852 | 0.4723 | 0.47023 | 0.39028 | 0.41734 | 0.40003 | 0.56409 | 0.52142 | 0.53087
2265 | 2004-04-04 | 09:00 | 0.5535 | 0.39028 | 0.5535 | 0.52496 | 0.4723 | 0.50037 | 0.5068 | 0.40699 | 0.42497 | 0.41734 | 0.55419 | 0.5195 | 0.52941
2266 | 2004-04-04 | 10:00 | 0.57446 | 0.40699 | 0.57446 | 0.5535 | 0.50037 | 0.52946 | 0.54483 | 0.42996 | 0.4286 | 0.42497 | 0.54764 | 0.51711 | 0.52846
2267 | 2004-04-04 | 11:00 | 0.58538 | 0.42996 | 0.58538 | 0.57446 | 0.52946 | 0.54964 | 0.57024 | 0.44606 | 0.42909 | 0.4286 | 0.54796 | 0.52264 | 0.52581
2268 | 2004-04-04 | 12:00 | 0.58987 | 0.44606 | 0.58987 | 0.58538 | 0.54964 | 0.56406 | 0.58629 | 0.46178 | 0.43458 | 0.42909 | 0.55613 | 0.52844 | 0.52808
2269 | 2004-04-04 | 13:00 | 0.58997 | 0.46178 | 0.58997 | 0.58987 | 0.56406 | 0.56973 | 0.59301 | 0.47434 | 0.43532 | 0.43458 | 0.56673 | 0.54827 | 0.53584
2270 | 2004-04-04 | 14:00 | 0.58581 | 0.47434 | 0.58581 | 0.58997 | 0.56973 | 0.57507 | 0.58994 | 0.4819 | 0.43303 | 0.43532 | 0.59526 | 0.57166 | 0.57207
2271 | 2004-04-04 | 15:00 | 0.58334 | 0.4819 | 0.58334 | 0.58581 | 0.57507 | 0.57532 | 0.58351 | 0.48978 | 0.43538 | 0.43303 | 0.62773 | 0.57275 | 0.59472
2272 | 2004-04-04 | 16:00 | 0.58523 | 0.48978 | 0.58523 | 0.58334 | 0.57532 | 0.57655 | 0.58032 | 0.4969 | 0.43924 | 0.43538 | 0.60364 | 0.54207 | 0.57163
2273 | 2004-04-04 | 17:00 | 0.5946 | 0.4969 | 0.5946 | 0.58523 | 0.57655 | 0.58411 | 0.58973 | 0.49793 | 0.44517 | 0.43924 | 0.55299 | 0.50192 | 0.53021
2274 | 2004-04-04 | 18:00 | 0.60831 | 0.49793 | 0.60831 | 0.5946 | 0.58411 | 0.59438 | 0.6103 | 0.49275 | 0.44833 | 0.44517 | 0.50476 | 0.46767 | 0.483
2275 | 2004-04-04 | 19:00 | 0.64036 | 0.49275 | 0.64036 | 0.60831 | 0.59438 | 0.60345 | 0.63 | 0.49489 | 0.4625 | 0.44833 | 0.47748 | 0.44966 | 0.43792
2276 | 2004-04-04 | 20:00 | 0.66818 | 0.49489 | 0.66818 | 0.64036 | 0.60345 | 0.62776 | 0.65691 | 0.51703 | 0.4852 | 0.4625 | 0.46439 | 0.43925 | 0.41791
2277 | 2004-04-04 | 21:00 | 0.65566 | 0.51703 | 0.65566 | 0.66818 | 0.62776 | 0.64601 | 0.65347 | 0.50673 | 0.47265 | 0.4852 | 0.46247 | 0.43519 | 0.40823
2278 | 2004-04-04 | 22:00 | 0.6254 | 0.50673 | 0.6254 | 0.65566 | 0.64601 | 0.62593 | 0.61523 | 0.47111 | 0.44189 | 0.47265 | 0.46798 | 0.43848 | 0.40589
2279 | 2004-04-04 | 23:00 | 0.58593 | 0.47111 | 0.58593 | 0.6254 | 0.62593 | 0.59561 | 0.56593 | 0.42499 | 0.30389 | 0.44189 | 0.48983 | 0.45659 | 0.41526
2280 | 2004-04-05 | 00:00 | 0.55567 | 0.42499 | 0.55567 | 0.58593 | 0.59561 | 0.55393 | 0.51609 | 0.39006 | 0.40562 | 0.30389 | 0.54719 | 0.49716 | 0.4483
2281 | 2004-04-05 | 01:00 | 0.54243 | 0.39006 | 0.54243 | 0.55567 | 0.55393 | 0.51901 | 0.47777 | 0.36956 | 0.39287 | 0.40562 | 0.62831 | 0.53676 | 0.50488
2282 | 2004-04-05 | 02:00 | 0.53912 | 0.36956 | 0.53912 | 0.54243 | 0.51901 | 0.499 | 0.45953 | 0.35969 | 0.38924 | 0.39287 | 0.6746 | 0.55467 | 0.54882
2283 | 2004-04-05 | 03:00 | 0.54178 | 0.35969 | 0.54178 | 0.53912 | 0.499 | 0.48904 | 0.45352 | 0.3566 | 0.39022 | 0.38924 | 0.68378 | 0.56653 | 0.58568
2284 | 2004-04-05 | 04:00 | 0.55771 | 0.3566 | 0.55771 | 0.54178 | 0.48904 | 0.48574 | 0.45542 | 0.36246 | 0.40008 | 0.39022 | 0.68091 | 0.57537 | 0.61159
2285 | 2004-04-05 | 05:00 | 0.60039 | 0.36246 | 0.60039 | 0.55771 | 0.48574 | 0.49133 | 0.46919 | 0.38937 | 0.42966 | 0.40008 | 0.67324 | 0.58299 | 0.62865
2286 | 2004-04-05 | 06:00 | 0.67261 | 0.38937 | 0.67261 | 0.60039 | 0.49133 | 0.52161 | 0.51708 | 0.44636 | 0.48664 | 0.42966 | 0.66235 | 0.58346 | 0.63642
2287 | 2004-04-05 | 07:00 | 0.71206 | 0.44636 | 0.71206 | 0.67261 | 0.52161 | 0.58024 | 0.60864 | 0.47944 | 0.51998 | 0.48664 | 0.65107 | 0.58501 | 0.6407
2288 | 2004-04-05 | 08:00 | 0.72182 | 0.47944 | 0.72182 | 0.71206 | 0.58024 | 0.63064 | 0.67424 | 0.47654 | 0.52371 | 0.51998 | 0.64263 | 0.58364 | 0.62255
2289 | 2004-04-05 | 09:00 | 0.72087 | 0.47654 | 0.72087 | 0.72182 | 0.63064 | 0.66694 | 0.69572 | 0.48596 | 0.52717 | 0.52371 | 0.63294 | 0.58311 | 0.64366
2290 | 2004-04-05 | 10:00 | 0.7189 | 0.48596 | 0.7189 | 0.72087 | 0.66694 | 0.68959 | 0.70497 | 0.49692 | 0.52778 | 0.52717 | 0.63787 | 0.57843 | 0.63835
2291 | 2004-04-05 | 11:00 | 0.71062 | 0.49692 | 0.71062 | 0.7189 | 0.68959 | 0.69908 | 0.71222 | 0.50498 | 0.52699 | 0.52778 | 0.62099 | 0.57816 | 0.62866
2292 | 2004-04-05 | 12:00 | 0.70159 | 0.50498 | 0.70159 | 0.71062 | 0.69908 | 0.70295 | 0.71081 | 0.51122 | 0.52297 | 0.52699 | 0.62368 | 0.57651 | 0.61423
2293 | 2004-04-05 | 13:00 | 0.69056 | 0.51122 | 0.69056 | 0.70159 | 0.70295 | 0.6975 | 0.70248 | 0.51926 | 0.52085 | 0.52297 | 0.62948 | 0.5867 | 0.60068
2294 | 2004-04-05 | 14:00 | 0.67565 | 0.51926 | 0.67565 | 0.69056 | 0.6975 | 0.69317 | 0.69481 | 0.52421 | 0.51732 | 0.52085 | 0.64985 | 0.60643 | 0.62614
2295 | 2004-04-05 | 15:00 | 0.66288 | 0.52421 | 0.66288 | 0.67565 | 0.69317 | 0.68466 | 0.67913 | 0.5316 | 0.51258 | 0.51732 | 0.6685 | 0.60199 | 0.64491
2296 | 2004-04-05 | 16:00 | 0.65691 | 0.5316 | 0.65691 | 0.66288 | 0.68466 | 0.6759 | 0.67001 | 0.53643 | 0.5096 | 0.51258 | 0.63683 | 0.5668 | 0.61343
2297 | 2004-04-05 | 17:00 | 0.65313 | 0.53643 | 0.65313 | 0.65691 | 0.6759 | 0.67263 | 0.67291 | 0.53288 | 0.50365 | 0.5096 | 0.5815 | 0.51983 | 0.5555
2298 | 2004-04-05 | 18:00 | 0.65527 | 0.53288 | 0.65527 | 0.65313 | 0.67263 | 0.6695 | 0.6805 | 0.52612 | 0.50285 | 0.50365 | 0.53029 | 0.48182 | 0.50112
2299 | 2004-04-05 | 19:00 | 0.68439 | 0.52612 | 0.68439 | 0.65527 | 0.6695 | 0.66282 | 0.68958 | 0.52645 | 0.51346 | 0.50285 | 0.49968 | 0.45895 | 0.4593
2300 | 2004-04-05 | 20:00 | 0.72022 | 0.52645 | 0.72022 | 0.68439 | 0.66282 | 0.68329 | 0.72583 | 0.54763 | 0.54211 | 0.51346 | 0.48379 | 0.44787 | 0.43623
2301 | 2004-04-05 | 21:00 | 0.70307 | 0.54763 | 0.70307 | 0.72022 | 0.68329 | 0.70327 | 0.73561 | 0.52942 | 0.52662 | 0.54211 | 0.47871 | 0.4413 | 0.42408
2302 | 2004-04-05 | 22:00 | 0.65746 | 0.52942 | 0.65746 | 0.70307 | 0.70327 | 0.67798 | 0.69211 | 0.48779 | 0.48948 | 0.52662 | 0.47847 | 0.4463 | 0.41966
2303 | 2004-04-05 | 23:00 | 0.609 | 0.48779 | 0.609 | 0.65746 | 0.67798 | 0.63349 | 0.62693 | 0.43744 | 0.44689 | 0.48948 | 0.50287 | 0.46279 | 0.4246
2304 | 2004-04-06 | 00:00 | 0.57168 | 0.43744 | 0.57168 | 0.609 | 0.63349 | 0.58063 | 0.56427 | 0.40113 | 0.41915 | 0.44689 | 0.56108 | 0.49993 | 0.45648
2305 | 2004-04-06 | 01:00 | 0.55579 | 0.40113 | 0.55579 | 0.57168 | 0.58063 | 0.53828 | 0.52102 | 0.38058 | 0.40521 | 0.41915 | 0.63752 | 0.53567 | 0.51618
2306 | 2004-04-06 | 02:00 | 0.54774 | 0.38058 | 0.54774 | 0.55579 | 0.53828 | 0.51535 | 0.49946 | 0.3692 | 0.39854 | 0.40521 | 0.67662 | 0.55808 | 0.56228
2307 | 2004-04-06 | 03:00 | 0.5496 | 0.3692 | 0.5496 | 0.54774 | 0.51535 | 0.50227 | 0.48992 | 0.36464 | 0.39766 | 0.39854 | 0.6791 | 0.56543 | 0.59004
2308 | 2004-04-06 | 04:00 | 0.56142 | 0.36464 | 0.56142 | 0.5496 | 0.50227 | 0.49752 | 0.48831 | 0.37027 | 0.40436 | 0.39766 | 0.66999 | 0.57699 | 0.61224
2309 | 2004-04-06 | 05:00 | 0.60076 | 0.37027 | 0.60076 | 0.56142 | 0.49752 | 0.5023 | 0.49938 | 0.39731 | 0.43213 | 0.40436 | 0.6594 | 0.58456 | 0.62634
2310 | 2004-04-06 | 06:00 | 0.66779 | 0.39731 | 0.66779 | 0.60076 | 0.5023 | 0.53051 | 0.54682 | 0.45548 | 0.48767 | 0.43213 | 0.64505 | 0.58782 | 0.63201
2311 | 2004-04-06 | 07:00 | 0.69969 | 0.45548 | 0.69969 | 0.66779 | 0.53051 | 0.58566 | 0.63033 | 0.48543 | 0.51848 | 0.48767 | 0.63835 | 0.59205 | 0.63358
2312 | 2004-04-06 | 08:00 | 0.69782 | 0.48543 | 0.69782 | 0.69969 | 0.58566 | 0.63317 | 0.68643 | 0.48555 | 0.52243 | 0.51848 | 0.63215 | 0.59484 | 0.63617
2313 | 2004-04-06 | 09:00 | 0.69063 | 0.48555 | 0.69063 | 0.69782 | 0.63317 | 0.66089 | 0.69655 | 0.49431 | 0.52382 | 0.52243 | 0.62251 | 0.59457 | 0.6346
2314 | 2004-04-06 | 10:00 | 0.68262 | 0.49431 | 0.68262 | 0.69063 | 0.66089 | 0.67569 | 0.69643 | 0.50509 | 0.52969 | 0.52382 | 0.61604 | 0.59243 | 0.63071
2315 | 2004-04-06 | 11:00 | 0.67231 | 0.50509 | 0.67231 | 0.68262 | 0.67569 | 0.68132 | 0.69626 | 0.51138 | 0.52791 | 0.52969 | 0.61195 | 0.58924 | 0.6231
2316 | 2004-04-06 | 12:00 | 0.66025 | 0.51138 | 0.66025 | 0.67231 | 0.68132 | 0.67882 | 0.68954 | 0.51138 | 0.52732 | 0.52791 | 0.61407 | 0.58531 | 0.61252
2317 | 2004-04-06 | 13:00 | 0.6492 | 0.51138 | 0.6492 | 0.66025 | 0.67882 | 0.67425 | 0.67918 | 0.51279 | 0.52858 | 0.52732 | 0.62198 | 0.59318 | 0.60015
2318 | 2004-04-06 | 14:00 | 0.63476 | 0.51279 | 0.63476 | 0.6492 | 0.67425 | 0.66827 | 0.67238 | 0.51511 | 0.52611 | 0.52858 | 0.64221 | 0.61489 | 0.62728
2319 | 2004-04-06 | 15:00 | 0.62229 | 0.51511 | 0.62229 | 0.63476 | 0.66827 | 0.65899 | 0.65741 | 0.51462 | 0.52392 | 0.52611 | 0.66302 | 0.61238 | 0.64696
2320 | 2004-04-06 | 16:00 | 0.61458 | 0.51462 | 0.61458 | 0.62229 | 0.65899 | 0.64932 | 0.64716 | 0.5158 | 0.52245 | 0.52392 | 0.63063 | 0.57659 | 0.61599
2321 | 2004-04-06 | 17:00 | 0.61393 | 0.5158 | 0.61393 | 0.61458 | 0.64932 | 0.64633 | 0.6441 | 0.51366 | 0.51547 | 0.52245 | 0.57585 | 0.52707 | 0.55951
2322 | 2004-04-06 | 18:00 | 0.61309 | 0.51366 | 0.61309 | 0.61393 | 0.64633 | 0.64555 | 0.6475 | 0.50837 | 0.51297 | 0.51547 | 0.52379 | 0.48628 | 0.50249
2323 | 2004-04-06 | 19:00 | 0.63713 | 0.50837 | 0.63713 | 0.61309 | 0.64555 | 0.64056 | 0.65247 | 0.50689 | 0.52078 | 0.51297 | 0.49566 | 0.46227 | 0.45951
2324 | 2004-04-06 | 20:00 | 0.66497 | 0.50689 | 0.66497 | 0.63713 | 0.64056 | 0.66036 | 0.68913 | 0.52996 | 0.54548 | 0.52078 | 0.479 | 0.45263 | 0.43739
2325 | 2004-04-06 | 21:00 | 0.64524 | 0.52996 | 0.64524 | 0.66497 | 0.66036 | 0.67657 | 0.69937 | 0.51426 | 0.5293 | 0.54548 | 0.47426 | 0.44513 | 0.42629
2326 | 2004-04-06 | 22:00 | 0.59825 | 0.51426 | 0.59825 | 0.64524 | 0.67657 | 0.65086 | 0.65865 | 0.4727 | 0.4929 | 0.5293 | 0.47597 | 0.44658 | 0.42083
2327 | 2004-04-06 | 23:00 | 0.54843 | 0.4727 | 0.54843 | 0.59825 | 0.65086 | 0.60465 | 0.59405 | 0.42349 | 0.44978 | 0.4929 | 0.4943 | 0.46548 | 0.42868
2328 | 2004-04-07 | 00:00 | 0.51209 | 0.42349 | 0.51209 | 0.54843 | 0.60465 | 0.55144 | 0.53446 | 0.38939 | 0.42229 | 0.44978 | 0.5495 | 0.50259 | 0.46057
2329 | 2004-04-07 | 01:00 | 0.49313 | 0.38939 | 0.49313 | 0.51209 | 0.55144 | 0.51018 | 0.49167 | 0.37118 | 0.40758 | 0.42229 | 0.62871 | 0.54144 | 0.51868
2330 | 2004-04-07 | 02:00 | 0.48169 | 0.37118 | 0.48169 | 0.49313 | 0.51018 | 0.48609 | 0.47019 | 0.3613 | 0.40091 | 0.40758 | 0.6693 | 0.55494 | 0.56133
2331 | 2004-04-07 | 03:00 | 0.48101 | 0.3613 | 0.48101 | 0.48169 | 0.48609 | 0.47178 | 0.4604 | 0.35889 | 0.39722 | 0.40091 | 0.67029 | 0.56707 | 0.59417
2332 | 2004-04-07 | 04:00 | 0.48959 | 0.35889 | 0.48959 | 0.48101 | 0.47178 | 0.46657 | 0.45833 | 0.36328 | 0.40379 | 0.39722 | 0.66544 | 0.57938 | 0.61984
2333 | 2004-04-07 | 05:00 | 0.52844 | 0.36328 | 0.52844 | 0.48959 | 0.46657 | 0.47086 | 0.46936 | 0.39101 | 0.42937 | 0.40379 | 0.65743 | 0.58849 | 0.64054
2334 | 2004-04-07 | 06:00 | 0.59497 | 0.39101 | 0.59497 | 0.52844 | 0.47086 | 0.50062 | 0.51559 | 0.44997 | 0.48167 | 0.42937 | 0.65099 | 0.59387 | 0.65298
2335 | 2004-04-07 | 07:00 | 0.63085 | 0.44997 | 0.63085 | 0.59497 | 0.50062 | 0.55829 | 0.60454 | 0.47668 | 0.51132 | 0.48167 | 0.64282 | 0.59763 | 0.65695
2336 | 2004-04-07 | 08:00 | 0.63566 | 0.47668 | 0.63566 | 0.63085 | 0.55829 | 0.61077 | 0.66487 | 0.47557 | 0.51758 | 0.51132 | 0.63454 | 0.6007 | 0.66525
2337 | 2004-04-07 | 09:00 | 0.63476 | 0.47557 | 0.63476 | 0.63566 | 0.61077 | 0.64436 | 0.67764 | 0.486 | 0.52273 | 0.51758 | 0.62616 | 0.60095 | 0.66617
2338 | 2004-04-07 | 10:00 | 0.6329 | 0.486 | 0.6329 | 0.63476 | 0.64436 | 0.66296 | 0.67955 | 0.49984 | 0.52861 | 0.52273 | 0.62001 | 0.59447 | 0.65864
2339 | 2004-04-07 | 11:00 | 0.6275 | 0.49984 | 0.6275 | 0.6329 | 0.66296 | 0.6701 | 0.68 | 0.51015 | 0.52881 | 0.52861 | 0.61623 | 0.59039 | 0.64958
2340 | 2004-04-07 | 12:00 | 0.62394 | 0.51015 | 0.62394 | 0.6275 | 0.6701 | 0.6707 | 0.67412 | 0.51972 | 0.52923 | 0.52881 | 0.619 | 0.58675 | 0.63565
2341 | 2004-04-07 | 13:00 | 0.61925 | 0.51972 | 0.61925 | 0.62394 | 0.6707 | 0.66518 | 0.66234 | 0.53404 | 0.53175 | 0.52923 | 0.62219 | 0.59141 | 0.61738
2342 | 2004-04-07 | 14:00 | 0.61169 | 0.53404 | 0.61169 | 0.61925 | 0.66518 | 0.6625 | 0.65595 | 0.54558 | 0.53242 | 0.53175 | 0.63984 | 0.60964 | 0.63945
2343 | 2004-04-07 | 15:00 | 0.60458 | 0.54558 | 0.60458 | 0.61169 | 0.6625 | 0.65702 | 0.64426 | 0.55883 | 0.53394 | 0.53242 | 0.6635 | 0.60623 | 0.65648
2344 | 2004-04-07 | 16:00 | 0.5992 | 0.55883 | 0.5992 | 0.60458 | 0.65702 | 0.65157 | 0.63195 | 0.57154 | 0.5326 | 0.53394 | 0.63537 | 0.57519 | 0.62173
2345 | 2004-04-07 | 17:00 | 0.59517 | 0.57154 | 0.59517 | 0.5992 | 0.65157 | 0.64953 | 0.63311 | 0.57303 | 0.52789 | 0.5326 | 0.58203 | 0.52613 | 0.56518
2346 | 2004-04-07 | 18:00 | 0.58889 | 0.57303 | 0.58889 | 0.59517 | 0.64953 | 0.64506 | 0.63713 | 0.56424 | 0.5231 | 0.52789 | 0.53247 | 0.48797 | 0.50743
2347 | 2004-04-07 | 19:00 | 0.60649 | 0.56424 | 0.60649 | 0.58889 | 0.64506 | 0.63658 | 0.63995 | 0.55203 | 0.52225 | 0.5231 | 0.50189 | 0.46705 | 0.46775
2348 | 2004-04-07 | 20:00 | 0.63575 | 0.55203 | 0.63575 | 0.60649 | 0.63658 | 0.65118 | 0.67242 | 0.56787 | 0.54566 | 0.52225 | 0.48762 | 0.45484 | 0.4454
2349 | 2004-04-07 | 21:00 | 0.61518 | 0.56787 | 0.61518 | 0.63575 | 0.65118 | 0.67021 | 0.68482 | 0.55142 | 0.53417 | 0.54566 | 0.48371 | 0.44745 | 0.43279
2350 | 2004-04-07 | 22:00 | 0.5708 | 0.55142 | 0.5708 | 0.61518 | 0.67021 | 0.64411 | 0.64463 | 0.50829 | 0.49656 | 0.53417 | 0.48818 | 0.44822 | 0.42836
2351 | 2004-04-07 | 23:00 | 0.52242 | 0.50829 | 0.52242 | 0.5708 | 0.64411 | 0.59867 | 0.57962 | 0.45346 | 0.45305 | 0.49656 | 0.50862 | 0.46496 | 0.43597
2352 | 2004-04-08 | 00:00 | 0.48813 | 0.45346 | 0.48813 | 0.52242 | 0.59867 | 0.54651 | 0.51696 | 0.41154 | 0.42386 | 0.45305 | 0.56276 | 0.50062 | 0.4679
2353 | 2004-04-08 | 01:00 | 0.47166 | 0.41154 | 0.47166 | 0.48813 | 0.54651 | 0.50477 | 0.47657 | 0.38755 | 0.40982 | 0.42386 | 0.64021 | 0.53512 | 0.52682
2354 | 2004-04-08 | 02:00 | 0.46317 | 0.38755 | 0.46317 | 0.47166 | 0.50477 | 0.48331 | 0.45642 | 0.37338 | 0.40129 | 0.40982 | 0.67912 | 0.55905 | 0.57304
2355 | 2004-04-08 | 03:00 | 0.46336 | 0.37338 | 0.46336 | 0.46317 | 0.48331 | 0.47037 | 0.44983 | 0.36679 | 0.39967 | 0.40129 | 0.68242 | 0.57166 | 0.60861
2356 | 2004-04-08 | 04:00 | 0.47452 | 0.36679 | 0.47452 | 0.46336 | 0.47037 | 0.4653 | 0.44908 | 0.36981 | 0.40449 | 0.39967 | 0.67553 | 0.58431 | 0.62886
2357 | 2004-04-08 | 05:00 | 0.51267 | 0.36981 | 0.51267 | 0.47452 | 0.4653 | 0.47044 | 0.46272 | 0.3953 | 0.4304 | 0.40449 | 0.66664 | 0.59156 | 0.64414
2358 | 2004-04-08 | 06:00 | 0.57952 | 0.3953 | 0.57952 | 0.51267 | 0.47044 | 0.50083 | 0.51422 | 0.45353 | 0.48152 | 0.4304 | 0.65147 | 0.59479 | 0.65033
2359 | 2004-04-08 | 07:00 | 0.61868 | 0.45353 | 0.61868 | 0.57952 | 0.50083 | 0.55608 | 0.59894 | 0.47657 | 0.50833 | 0.48152 | 0.64348 | 0.59816 | 0.65924
2360 | 2004-04-08 | 08:00 | 0.63202 | 0.47657 | 0.63202 | 0.61868 | 0.55608 | 0.6044 | 0.65454 | 0.47847 | 0.51385 | 0.50833 | 0.63478 | 0.60115 | 0.65386
2361 | 2004-04-08 | 09:00 | 0.63864 | 0.47847 | 0.63864 | 0.63202 | 0.6044 | 0.63718 | 0.66305 | 0.49136 | 0.51797 | 0.51385 | 0.6264 | 0.5998 | 0.65446
2362 | 2004-04-08 | 10:00 | 0.64028 | 0.49136 | 0.64028 | 0.63864 | 0.63718 | 0.65269 | 0.66114 | 0.50709 | 0.5231 | 0.51797 | 0.61809 | 0.5936 | 0.64914
2363 | 2004-04-08 | 11:00 | 0.637 | 0.50709 | 0.637 | 0.64028 | 0.65269 | 0.6612 | 0.65832 | 0.5196 | 0.52516 | 0.5231 | 0.61208 | 0.59173 | 0.65224
2364 | 2004-04-08 | 12:00 | 0.63511 | 0.5196 | 0.63511 | 0.637 | 0.6612 | 0.66043 | 0.65442 | 0.53104 | 0.52423 | 0.52516 | 0.61067 | 0.58804 | 0.63687
2365 | 2004-04-08 | 13:00 | 0.63422 | 0.53104 | 0.63422 | 0.63511 | 0.66043 | 0.65202 | 0.6443 | 0.54585 | 0.52608 | 0.52423 | 0.61136 | 0.59166 | 0.62002
2366 | 2004-04-08 | 14:00 | 0.62827 | 0.54585 | 0.62827 | 0.63422 | 0.65202 | 0.6458 | 0.64065 | 0.55901 | 0.52778 | 0.52608 | 0.62696 | 0.61041 | 0.64141
2367 | 2004-04-08 | 15:00 | 0.6211 | 0.55901 | 0.6211 | 0.62827 | 0.6458 | 0.6401 | 0.6295 | 0.56987 | 0.52884 | 0.52778 | 0.65373 | 0.60832 | 0.65743
2368 | 2004-04-08 | 16:00 | 0.62162 | 0.56987 | 0.62162 | 0.6211 | 0.6401 | 0.64073 | 0.62187 | 0.5735 | 0.52941 | 0.52884 | 0.62972 | 0.57644 | 0.62501
2369 | 2004-04-08 | 17:00 | 0.6263 | 0.5735 | 0.6263 | 0.62162 | 0.64073 | 0.6427 | 0.62311 | 0.56651 | 0.52091 | 0.52941 | 0.5774 | 0.53041 | 0.57277
2370 | 2004-04-08 | 18:00 | 0.63101 | 0.56651 | 0.63101 | 0.6263 | 0.6427 | 0.64401 | 0.63253 | 0.55169 | 0.51274 | 0.52091 | 0.52632 | 0.48927 | 0.51667
2371 | 2004-04-08 | 19:00 | 0.64004 | 0.55169 | 0.64004 | 0.63101 | 0.64401 | 0.64235 | 0.63978 | 0.54053 | 0.51027 | 0.51274 | 0.49713 | 0.4656 | 0.4742
2372 | 2004-04-08 | 20:00 | 0.649 | 0.54053 | 0.649 | 0.64004 | 0.64235 | 0.65174 | 0.66607 | 0.55241 | 0.53479 | 0.51027 | 0.48382 | 0.45577 | 0.44968
2373 | 2004-04-08 | 21:00 | 0.62904 | 0.55241 | 0.62904 | 0.649 | 0.65174 | 0.65888 | 0.66441 | 0.53496 | 0.5225 | 0.53479 | 0.47916 | 0.44909 | 0.43718
2374 | 2004-04-08 | 22:00 | 0.58601 | 0.53496 | 0.58601 | 0.62904 | 0.65888 | 0.6331 | 0.62544 | 0.49876 | 0.48801 | 0.5225 | 0.48464 | 0.44964 | 0.43084
2375 | 2004-04-08 | 23:00 | 0.53606 | 0.49876 | 0.53606 | 0.58601 | 0.6331 | 0.58851 | 0.56564 | 0.44901 | 0.44424 | 0.48801 | 0.50436 | 0.46438 | 0.43647
2376 | 2004-04-09 | 00:00 | 0.49796 | 0.44901 | 0.49796 | 0.53606 | 0.58851 | 0.53716 | 0.50751 | 0.41069 | 0.41554 | 0.44424 | 0.55965 | 0.49674 | 0.46522
2377 | 2004-04-09 | 01:00 | 0.47874 | 0.41069 | 0.47874 | 0.49796 | 0.53716 | 0.49488 | 0.46372 | 0.38605 | 0.39964 | 0.41554 | 0.63436 | 0.52413 | 0.51412
2378 | 2004-04-09 | 02:00 | 0.46723 | 0.38605 | 0.46723 | 0.47874 | 0.49488 | 0.4716 | 0.44348 | 0.37232 | 0.39058 | 0.39964 | 0.67287 | 0.5464 | 0.55826
2379 | 2004-04-09 | 03:00 | 0.46454 | 0.37232 | 0.46454 | 0.46723 | 0.4716 | 0.45757 | 0.43328 | 0.36481 | 0.38841 | 0.39058 | 0.67729 | 0.56747 | 0.59436
2380 | 2004-04-09 | 04:00 | 0.47076 | 0.36481 | 0.47076 | 0.46454 | 0.45757 | 0.44979 | 0.43208 | 0.36572 | 0.39305 | 0.38841 | 0.66424 | 0.58222 | 0.62182
2381 | 2004-04-09 | 05:00 | 0.49483 | 0.36572 | 0.49483 | 0.47076 | 0.44979 | 0.45169 | 0.4412 | 0.38104 | 0.41147 | 0.39305 | 0.6508 | 0.59203 | 0.64243
2382 | 2004-04-09 | 06:00 | 0.53569 | 0.38104 | 0.53569 | 0.49483 | 0.45169 | 0.47417 | 0.47665 | 0.41189 | 0.44501 | 0.41147 | 0.64018 | 0.59502 | 0.65546
2383 | 2004-04-09 | 07:00 | 0.5657 | 0.41189 | 0.5657 | 0.53569 | 0.47417 | 0.51525 | 0.53616 | 0.42788 | 0.4682 | 0.44501 | 0.62983 | 0.59955 | 0.66495
2384 | 2004-04-09 | 08:00 | 0.58499 | 0.42788 | 0.58499 | 0.5657 | 0.51525 | 0.55495 | 0.58973 | 0.4499 | 0.48481 | 0.4682 | 0.62288 | 0.60182 | 0.66722
2385 | 2004-04-09 | 09:00 | 0.59303 | 0.4499 | 0.59303 | 0.58499 | 0.55495 | 0.58837 | 0.61884 | 0.47782 | 0.49844 | 0.48481 | 0.61368 | 0.60244 | 0.66704
2386 | 2004-04-09 | 10:00 | 0.59338 | 0.47782 | 0.59338 | 0.59303 | 0.58837 | 0.61059 | 0.63315 | 0.50267 | 0.50751 | 0.49844 | 0.60854 | 0.60105 | 0.66577
2387 | 2004-04-09 | 11:00 | 0.58715 | 0.50267 | 0.58715 | 0.59338 | 0.61059 | 0.62143 | 0.63431 | 0.52073 | 0.51052 | 0.50751 | 0.60513 | 0.60095 | 0.65718
2388 | 2004-04-09 | 12:00 | 0.57747 | 0.52073 | 0.57747 | 0.58715 | 0.62143 | 0.62304 | 0.63103 | 0.53585 | 0.50818 | 0.51052 | 0.59944 | 0.59365 | 0.64311
2389 | 2004-04-09 | 13:00 | 0.57025 | 0.53585 | 0.57025 | 0.57747 | 0.62304 | 0.61657 | 0.62133 | 0.55374 | 0.51019 | 0.50818 | 0.59579 | 0.59215 | 0.62271
2390 | 2004-04-09 | 14:00 | 0.55963 | 0.55374 | 0.55963 | 0.57025 | 0.61657 | 0.61151 | 0.6137 | 0.56941 | 0.50985 | 0.51019 | 0.60463 | 0.60252 | 0.63365
2391 | 2004-04-09 | 15:00 | 0.55029 | 0.56941 | 0.55029 | 0.55963 | 0.61151 | 0.60374 | 0.60329 | 0.584 | 0.51016 | 0.50985 | 0.62608 | 0.60202 | 0.6469
2392 | 2004-04-09 | 16:00 | 0.54741 | 0.584 | 0.54741 | 0.55029 | 0.60374 | 0.59543 | 0.59268 | 0.59238 | 0.51032 | 0.51016 | 0.60513 | 0.5744 | 0.61584
2393 | 2004-04-09 | 17:00 | 0.54666 | 0.59238 | 0.54666 | 0.54741 | 0.59543 | 0.59276 | 0.58924 | 0.59207 | 0.50627 | 0.51032 | 0.56523 | 0.53604 | 0.57021
2394 | 2004-04-09 | 18:00 | 0.54238 | 0.59207 | 0.54238 | 0.54666 | 0.59276 | 0.58998 | 0.58803 | 0.57676 | 0.50035 | 0.50627 | 0.52377 | 0.49898 | 0.51833
2395 | 2004-04-09 | 19:00 | 0.55206 | 0.57676 | 0.55206 | 0.54238 | 0.58998 | 0.58344 | 0.58633 | 0.55316 | 0.49852 | 0.50035 | 0.49641 | 0.47621 | 0.47574
2396 | 2004-04-09 | 20:00 | 0.58014 | 0.55316 | 0.58014 | 0.55206 | 0.58344 | 0.59667 | 0.60586 | 0.5604 | 0.51109 | 0.49852 | 0.47895 | 0.46508 | 0.45124
2397 | 2004-04-09 | 21:00 | 0.571 | 0.5604 | 0.571 | 0.58014 | 0.59667 | 0.62076 | 0.61988 | 0.54345 | 0.49973 | 0.51109 | 0.46918 | 0.45606 | 0.43436
2398 | 2004-04-09 | 22:00 | 0.5383 | 0.54345 | 0.5383 | 0.571 | 0.62076 | 0.60099 | 0.59434 | 0.51356 | 0.47252 | 0.49973 | 0.46633 | 0.45333 | 0.42754
2399 | 2004-04-09 | 23:00 | 0.50314 | 0.51356 | 0.50314 | 0.5383 | 0.60099 | 0.56575 | 0.54487 | 0.46883 | 0.43919 | 0.47252 | 0.4749 | 0.45738 | 0.42895
2400 | 2004-04-10 | 00:00 | 0.47171 | 0.46883 | 0.47171 | 0.50314 | 0.56575 | 0.52527 | 0.49556 | 0.42962 | 0.41273 | 0.43919 | 0.49814 | 0.46847 | 0.43785
2401 | 2004-04-10 | 01:00 | 0.45072 | 0.42962 | 0.45072 | 0.47171 | 0.52527 | 0.48926 | 0.45401 | 0.40334 | 0.39774 | 0.41273 | 0.53037 | 0.47813 | 0.45562
2402 | 2004-04-10 | 02:00 | 0.44365 | 0.40334 | 0.44365 | 0.45072 | 0.48926 | 0.46727 | 0.4332 | 0.38765 | 0.3888 | 0.39774 | 0.56987 | 0.50184 | 0.4764
2403 | 2004-04-10 | 03:00 | 0.44258 | 0.38765 | 0.44258 | 0.44365 | 0.46727 | 0.4524 | 0.42329 | 0.37922 | 0.38429 | 0.3888 | 0.60308 | 0.53318 | 0.51372
2404 | 2004-04-10 | 04:00 | 0.44716 | 0.37922 | 0.44716 | 0.44258 | 0.4524 | 0.44547 | 0.42092 | 0.37459 | 0.38519 | 0.38429 | 0.61256 | 0.55547 | 0.54724
2405 | 2004-04-10 | 05:00 | 0.46188 | 0.37459 | 0.46188 | 0.44716 | 0.44547 | 0.44526 | 0.4237 | 0.37976 | 0.39181 | 0.38519 | 0.60505 | 0.56366 | 0.56941
2406 | 2004-04-10 | 06:00 | 0.48328 | 0.37976 | 0.48328 | 0.46188 | 0.44526 | 0.45423 | 0.43942 | 0.39251 | 0.40802 | 0.39181 | 0.59228 | 0.56814 | 0.5765
2407 | 2004-04-10 | 07:00 | 0.50791 | 0.39251 | 0.50791 | 0.48328 | 0.45423 | 0.46819 | 0.46529 | 0.40484 | 0.42365 | 0.40802 | 0.58075 | 0.56792 | 0.57016
2408 | 2004-04-10 | 08:00 | 0.5391 | 0.40484 | 0.5391 | 0.50791 | 0.46819 | 0.49597 | 0.5085 | 0.43022 | 0.45016 | 0.42365 | 0.56859 | 0.56585 | 0.56646
2409 | 2004-04-10 | 09:00 | 0.55595 | 0.43022 | 0.55595 | 0.5391 | 0.49597 | 0.53065 | 0.55465 | 0.45799 | 0.47791 | 0.45016 | 0.55792 | 0.56247 | 0.56476
2410 | 2004-04-10 | 10:00 | 0.55976 | 0.45799 | 0.55976 | 0.55595 | 0.53065 | 0.55749 | 0.58277 | 0.48239 | 0.49447 | 0.47791 | 0.55536 | 0.55699 | 0.55838
2411 | 2004-04-10 | 11:00 | 0.55191 | 0.48239 | 0.55191 | 0.55976 | 0.55749 | 0.57159 | 0.58982 | 0.49668 | 0.50089 | 0.49447 | 0.55778 | 0.55537 | 0.55663
2412 | 2004-04-10 | 12:00 | 0.53934 | 0.49668 | 0.53934 | 0.55191 | 0.57159 | 0.57366 | 0.58314 | 0.50479 | 0.50055 | 0.50089 | 0.56236 | 0.55838 | 0.55209
2413 | 2004-04-10 | 13:00 | 0.52554 | 0.50479 | 0.52554 | 0.53934 | 0.57366 | 0.56818 | 0.57016 | 0.50834 | 0.49875 | 0.50055 | 0.56539 | 0.5662 | 0.5546
2414 | 2004-04-10 | 14:00 | 0.5149 | 0.50834 | 0.5149 | 0.52554 | 0.56818 | 0.55949 | 0.55627 | 0.51001 | 0.49401 | 0.49875 | 0.57993 | 0.58471 | 0.57804
2415 | 2004-04-10 | 15:00 | 0.50746 | 0.51001 | 0.50746 | 0.5149 | 0.55949 | 0.55109 | 0.54308 | 0.51324 | 0.49136 | 0.49401 | 0.60455 | 0.58747 | 0.59345
2416 | 2004-04-10 | 16:00 | 0.5051 | 0.51324 | 0.5051 | 0.50746 | 0.55109 | 0.54444 | 0.53616 | 0.51054 | 0.49043 | 0.49136 | 0.5824 | 0.567 | 0.56781
2417 | 2004-04-10 | 17:00 | 0.50782 | 0.51054 | 0.50782 | 0.5051 | 0.54444 | 0.54437 | 0.53686 | 0.50383 | 0.49128 | 0.49043 | 0.54487 | 0.53044 | 0.52966
2418 | 2004-04-10 | 18:00 | 0.51162 | 0.50383 | 0.51162 | 0.50782 | 0.54437 | 0.54715 | 0.54375 | 0.49718 | 0.4911 | 0.49128 | 0.50575 | 0.4941 | 0.48524
2419 | 2004-04-10 | 19:00 | 0.53332 | 0.49718 | 0.53332 | 0.51162 | 0.54715 | 0.55151 | 0.55287 | 0.49289 | 0.49674 | 0.4911 | 0.47227 | 0.46777 | 0.44818
2420 | 2004-04-10 | 20:00 | 0.56394 | 0.49289 | 0.56394 | 0.53332 | 0.55151 | 0.57388 | 0.57991 | 0.49178 | 0.51328 | 0.49674 | 0.45164 | 0.45743 | 0.42015
2421 | 2004-04-10 | 21:00 | 0.55485 | 0.49178 | 0.55485 | 0.56394 | 0.57388 | 0.60279 | 0.59964 | 0.47657 | 0.50447 | 0.51328 | 0.44741 | 0.44854 | 0.40342
2422 | 2004-04-10 | 22:00 | 0.5267 | 0.47657 | 0.5267 | 0.55485 | 0.60279 | 0.5896 | 0.57518 | 0.45756 | 0.48211 | 0.50447 | 0.44677 | 0.44672 | 0.39574
2423 | 2004-04-10 | 23:00 | 0.49076 | 0.45756 | 0.49076 | 0.5267 | 0.5896 | 0.56143 | 0.53661 | 0.42453 | 0.45099 | 0.48211 | 0.45105 | 0.45059 | 0.39441
2424 | 2004-04-11 | 00:00 | 0.45694 | 0.42453 | 0.45694 | 0.49076 | 0.56143 | 0.52457 | 0.48876 | 0.39673 | 0.42602 | 0.45099 | 0.46873 | 0.45968 | 0.4008
2425 | 2004-04-11 | 01:00 | 0.43587 | 0.39673 | 0.43587 | 0.45694 | 0.52457 | 0.4895 | 0.44825 | 0.37679 | 0.40907 | 0.42602 | 0.49444 | 0.4661 | 0.40947
2426 | 2004-04-11 | 02:00 | 0.42427 | 0.37679 | 0.42427 | 0.43587 | 0.4895 | 0.46516 | 0.42354 | 0.3659 | 0.40176 | 0.40907 | 0.53428 | 0.48433 | 0.42234
2427 | 2004-04-11 | 03:00 | 0.41844 | 0.3659 | 0.41844 | 0.42427 | 0.46516 | 0.44993 | 0.41168 | 0.35921 | 0.39815 | 0.40176 | 0.56396 | 0.50336 | 0.45376
2428 | 2004-04-11 | 04:00 | 0.41686 | 0.35921 | 0.41686 | 0.41844 | 0.44993 | 0.44121 | 0.40699 | 0.35513 | 0.39949 | 0.39815 | 0.57599 | 0.51614 | 0.48123
2429 | 2004-04-11 | 05:00 | 0.42467 | 0.35513 | 0.42467 | 0.41686 | 0.44121 | 0.43945 | 0.40865 | 0.35898 | 0.40928 | 0.39949 | 0.57157 | 0.52085 | 0.49991
2430 | 2004-04-11 | 06:00 | 0.44577 | 0.35898 | 0.44577 | 0.42467 | 0.43945 | 0.4455 | 0.41864 | 0.37166 | 0.42512 | 0.40928 | 0.56191 | 0.5198 | 0.50913
2431 | 2004-04-11 | 07:00 | 0.46859 | 0.37166 | 0.46859 | 0.44577 | 0.4455 | 0.45384 | 0.43602 | 0.38958 | 0.43888 | 0.42512 | 0.55251 | 0.51751 | 0.51604
2432 | 2004-04-11 | 08:00 | 0.5053 | 0.38958 | 0.5053 | 0.46859 | 0.45384 | 0.47269 | 0.47267 | 0.41289 | 0.45766 | 0.43888 | 0.54378 | 0.51161 | 0.5176
2433 | 2004-04-11 | 09:00 | 0.53648 | 0.41289 | 0.53648 | 0.5053 | 0.47269 | 0.50557 | 0.51941 | 0.43392 | 0.46518 | 0.45766 | 0.5346 | 0.5076 | 0.5179
2434 | 2004-04-11 | 10:00 | 0.54719 | 0.43392 | 0.54719 | 0.53648 | 0.50557 | 0.53346 | 0.55233 | 0.44165 | 0.45519 | 0.46518 | 0.5317 | 0.50222 | 0.51585
2435 | 2004-04-11 | 11:00 | 0.55124 | 0.44165 | 0.55124 | 0.54719 | 0.53346 | 0.54402 | 0.56556 | 0.44199 | 0.44893 | 0.45519 | 0.5337 | 0.50658 | 0.51548
2436 | 2004-04-11 | 12:00 | 0.54998 | 0.44199 | 0.54998 | 0.55124 | 0.54402 | 0.54964 | 0.56684 | 0.44326 | 0.44318 | 0.44893 | 0.53654 | 0.51049 | 0.515
2437 | 2004-04-11 | 13:00 | 0.54148 | 0.44326 | 0.54148 | 0.54998 | 0.54964 | 0.54788 | 0.55855 | 0.43657 | 0.43218 | 0.44318 | 0.54125 | 0.52453 | 0.51748
2438 | 2004-04-11 | 14:00 | 0.53148 | 0.43657 | 0.53148 | 0.54148 | 0.54788 | 0.53871 | 0.53545 | 0.42537 | 0.42461 | 0.43218 | 0.56444 | 0.55761 | 0.5477
2439 | 2004-04-11 | 15:00 | 0.52434 | 0.42537 | 0.52434 | 0.53148 | 0.53871 | 0.52924 | 0.51232 | 0.42081 | 0.42 | 0.42461 | 0.59829 | 0.56443 | 0.57844
2440 | 2004-04-11 | 16:00 | 0.51988 | 0.42081 | 0.51988 | 0.52434 | 0.52924 | 0.52267 | 0.49855 | 0.41982 | 0.42188 | 0.42 | 0.57426 | 0.5461 | 0.55478
2441 | 2004-04-11 | 17:00 | 0.5207 | 0.41982 | 0.5207 | 0.51988 | 0.52267 | 0.51634 | 0.49436 | 0.42571 | 0.42747 | 0.42188 | 0.52614 | 0.50605 | 0.51137
2442 | 2004-04-11 | 18:00 | 0.53163 | 0.42571 | 0.53163 | 0.5207 | 0.51634 | 0.51852 | 0.50187 | 0.43401 | 0.43362 | 0.42747 | 0.4786 | 0.47357 | 0.46609
2443 | 2004-04-11 | 19:00 | 0.55709 | 0.43401 | 0.55709 | 0.53163 | 0.51852 | 0.52903 | 0.52409 | 0.45155 | 0.4531 | 0.43362 | 0.4543 | 0.45746 | 0.43271
2444 | 2004-04-11 | 20:00 | 0.58108 | 0.45155 | 0.58108 | 0.55709 | 0.52903 | 0.55633 | 0.57082 | 0.47355 | 0.48932 | 0.4531 | 0.4428 | 0.44879 | 0.41381
2445 | 2004-04-11 | 21:00 | 0.56771 | 0.47355 | 0.56771 | 0.58108 | 0.55633 | 0.58422 | 0.59342 | 0.46848 | 0.48675 | 0.48932 | 0.43988 | 0.4455 | 0.40357
2446 | 2004-04-11 | 22:00 | 0.54066 | 0.46848 | 0.54066 | 0.56771 | 0.58422 | 0.57162 | 0.56286 | 0.44797 | 0.46104 | 0.48675 | 0.44515 | 0.44874 | 0.4017
2447 | 2004-04-11 | 23:00 | 0.50587 | 0.44797 | 0.50587 | 0.54066 | 0.57162 | 0.5444 | 0.51526 | 0.41329 | 0.42806 | 0.46104 | 0.46519 | 0.46677 | 0.41074
2448 | 2004-04-12 | 00:00 | 0.47857 | 0.41329 | 0.47857 | 0.50587 | 0.5444 | 0.50659 | 0.46778 | 0.39018 | 0.40928 | 0.42806 | 0.52052 | 0.50403 | 0.44241
2449 | 2004-04-12 | 01:00 | 0.46275 | 0.39018 | 0.46275 | 0.47857 | 0.50659 | 0.47596 | 0.43602 | 0.37801 | 0.40127 | 0.40928 | 0.59158 | 0.539 | 0.49752
2450 | 2004-04-12 | 02:00 | 0.45749 | 0.37801 | 0.45749 | 0.46275 | 0.47596 | 0.46013 | 0.42192 | 0.37164 | 0.39825 | 0.40127 | 0.63515 | 0.56055 | 0.54457
2451 | 2004-04-12 | 03:00 | 0.45725 | 0.37164 | 0.45725 | 0.45749 | 0.46013 | 0.45074 | 0.41545 | 0.37087 | 0.3997 | 0.39825 | 0.64681 | 0.57253 | 0.58619
2452 | 2004-04-12 | 04:00 | 0.46899 | 0.37087 | 0.46899 | 0.45725 | 0.45074 | 0.44663 | 0.41504 | 0.37809 | 0.40941 | 0.3997 | 0.65102 | 0.58301 | 0.61569
2453 | 2004-04-12 | 05:00 | 0.50384 | 0.37809 | 0.50384 | 0.46899 | 0.44663 | 0.45292 | 0.42843 | 0.40714 | 0.43909 | 0.40941 | 0.6508 | 0.58864 | 0.64353
2454 | 2004-04-12 | 06:00 | 0.56535 | 0.40714 | 0.56535 | 0.50384 | 0.45292 | 0.48282 | 0.47744 | 0.45814 | 0.48958 | 0.43909 | 0.64609 | 0.59131 | 0.65955
2455 | 2004-04-12 | 07:00 | 0.60808 | 0.45814 | 0.60808 | 0.56535 | 0.48282 | 0.53213 | 0.56527 | 0.48922 | 0.52034 | 0.48958 | 0.64394 | 0.59218 | 0.66731
2456 | 2004-04-12 | 08:00 | 0.63461 | 0.48922 | 0.63461 | 0.60808 | 0.53213 | 0.58436 | 0.62846 | 0.50047 | 0.53273 | 0.52034 | 0.63896 | 0.5936 | 0.67586
2457 | 2004-04-12 | 09:00 | 0.65062 | 0.50047 | 0.65062 | 0.63461 | 0.58436 | 0.62266 | 0.64949 | 0.51105 | 0.53629 | 0.53273 | 0.63388 | 0.59218 | 0.67904
2458 | 2004-04-12 | 10:00 | 0.65932 | 0.51105 | 0.65932 | 0.65062 | 0.62266 | 0.64401 | 0.65479 | 0.51803 | 0.53994 | 0.53629 | 0.62802 | 0.58862 | 0.67163
2459 | 2004-04-12 | 11:00 | 0.66202 | 0.51803 | 0.66202 | 0.65932 | 0.64401 | 0.65357 | 0.65836 | 0.51767 | 0.5369 | 0.53994 | 0.62291 | 0.58807 | 0.65779
2460 | 2004-04-12 | 12:00 | 0.65922 | 0.51767 | 0.65922 | 0.66202 | 0.65357 | 0.65529 | 0.65674 | 0.51054 | 0.53059 | 0.5369 | 0.62539 | 0.58667 | 0.6386
2461 | 2004-04-12 | 13:00 | 0.65706 | 0.51054 | 0.65706 | 0.65922 | 0.65529 | 0.65027 | 0.64642 | 0.50294 | 0.52583 | 0.53059 | 0.63036 | 0.58984 | 0.62145
2462 | 2004-04-12 | 14:00 | 0.65492 | 0.50294 | 0.65492 | 0.65706 | 0.65027 | 0.64597 | 0.64007 | 0.49494 | 0.51944 | 0.52583 | 0.64697 | 0.61255 | 0.63733
2463 | 2004-04-12 | 15:00 | 0.65348 | 0.49494 | 0.65348 | 0.65492 | 0.64597 | 0.64341 | 0.63634 | 0.48835 | 0.51331 | 0.51944 | 0.66361 | 0.6193 | 0.66183
2464 | 2004-04-12 | 16:00 | 0.66005 | 0.48835 | 0.66005 | 0.65348 | 0.64341 | 0.64137 | 0.62676 | 0.4854 | 0.51099 | 0.51331 | 0.62706 | 0.58182 | 0.62578
2465 | 2004-04-12 | 17:00 | 0.67338 | 0.4854 | 0.67338 | 0.66005 | 0.64137 | 0.64362 | 0.62855 | 0.48601 | 0.50867 | 0.51099 | 0.57037 | 0.53649 | 0.56574
2466 | 2004-04-12 | 18:00 | 0.68056 | 0.48601 | 0.68056 | 0.67338 | 0.64362 | 0.64995 | 0.64285 | 0.48605 | 0.51163 | 0.50867 | 0.51778 | 0.49073 | 0.50887
2467 | 2004-04-12 | 19:00 | 0.69556 | 0.48605 | 0.69556 | 0.68056 | 0.64995 | 0.65252 | 0.65616 | 0.49176 | 0.51921 | 0.51163 | 0.49068 | 0.46857 | 0.46785
2468 | 2004-04-12 | 20:00 | 0.69452 | 0.49176 | 0.69452 | 0.69556 | 0.65252 | 0.66465 | 0.68282 | 0.52221 | 0.54718 | 0.51921 | 0.47434 | 0.45557 | 0.44599
2469 | 2004-04-12 | 21:00 | 0.66467 | 0.52221 | 0.66467 | 0.69452 | 0.66465 | 0.67299 | 0.68013 | 0.51218 | 0.53482 | 0.54718 | 0.46774 | 0.45143 | 0.43372
2470 | 2004-04-12 | 22:00 | 0.61557 | 0.51218 | 0.61557 | 0.66467 | 0.67299 | 0.64161 | 0.63365 | 0.47806 | 0.50161 | 0.53482 | 0.47043 | 0.45357 | 0.42966
2471 | 2004-04-12 | 23:00 | 0.56411 | 0.47806 | 0.56411 | 0.61557 | 0.64161 | 0.59631 | 0.56796 | 0.43397 | 0.46248 | 0.50161 | 0.49111 | 0.46902 | 0.43862
2472 | 2004-04-13 | 00:00 | 0.52566 | 0.43397 | 0.52566 | 0.56411 | 0.59631 | 0.54493 | 0.50576 | 0.40689 | 0.44331 | 0.46248 | 0.54958 | 0.50864 | 0.4694
2473 | 2004-04-13 | 01:00 | 0.5071 | 0.40689 | 0.5071 | 0.52566 | 0.54493 | 0.5041 | 0.46902 | 0.39577 | 0.43409 | 0.44331 | 0.62493 | 0.5397 | 0.52631
2474 | 2004-04-13 | 02:00 | 0.49619 | 0.39577 | 0.49619 | 0.5071 | 0.5041 | 0.48352 | 0.45016 | 0.39021 | 0.43115 | 0.43409 | 0.6672 | 0.55933 | 0.57024
2475 | 2004-04-13 | 03:00 | 0.49315 | 0.39021 | 0.49315 | 0.49619 | 0.48352 | 0.471 | 0.44203 | 0.39321 | 0.43252 | 0.43115 | 0.66991 | 0.56667 | 0.60637
2476 | 2004-04-13 | 04:00 | 0.50067 | 0.39321 | 0.50067 | 0.49315 | 0.471 | 0.4646 | 0.44037 | 0.40424 | 0.44202 | 0.43252 | 0.6611 | 0.57616 | 0.63232
2477 | 2004-04-13 | 05:00 | 0.5384 | 0.40424 | 0.5384 | 0.50067 | 0.4646 | 0.46865 | 0.45128 | 0.44367 | 0.47222 | 0.44202 | 0.65325 | 0.5856 | 0.65306
2478 | 2004-04-13 | 06:00 | 0.60666 | 0.44367 | 0.60666 | 0.5384 | 0.46865 | 0.49548 | 0.49677 | 0.51487 | 0.52796 | 0.47222 | 0.64689 | 0.5929 | 0.66452
2479 | 2004-04-13 | 07:00 | 0.64989 | 0.51487 | 0.64989 | 0.60666 | 0.49548 | 0.55045 | 0.58895 | 0.53877 | 0.55599 | 0.52796 | 0.64418 | 0.59841 | 0.66953
2480 | 2004-04-13 | 08:00 | 0.66453 | 0.53877 | 0.66453 | 0.64989 | 0.55045 | 0.60546 | 0.65836 | 0.52718 | 0.55352 | 0.55599 | 0.63481 | 0.60543 | 0.67795
2481 | 2004-04-13 | 09:00 | 0.67087 | 0.52718 | 0.67087 | 0.66453 | 0.60546 | 0.6439 | 0.68253 | 0.51559 | 0.54989 | 0.55352 | 0.63502 | 0.61146 | 0.6764
2482 | 2004-04-13 | 10:00 | 0.6768 | 0.51559 | 0.6768 | 0.67087 | 0.6439 | 0.66838 | 0.69178 | 0.50998 | 0.54437 | 0.54989 | 0.62999 | 0.61068 | 0.67155
2483 | 2004-04-13 | 11:00 | 0.67789 | 0.50998 | 0.67789 | 0.6768 | 0.66838 | 0.68132 | 0.70057 | 0.49941 | 0.53477 | 0.54437 | 0.62584 | 0.60956 | 0.66261
2484 | 2004-04-13 | 12:00 | 0.67391 | 0.49941 | 0.67391 | 0.67789 | 0.68132 | 0.68846 | 0.7019 | 0.49088 | 0.52593 | 0.53477 | 0.62906 | 0.60605 | 0.6453
2485 | 2004-04-13 | 13:00 | 0.67114 | 0.49088 | 0.67114 | 0.67391 | 0.68846 | 0.6866 | 0.69634 | 0.48576 | 0.5189 | 0.52593 | 0.63318 | 0.60339 | 0.6267
2486 | 2004-04-13 | 14:00 | 0.66406 | 0.48576 | 0.66406 | 0.67114 | 0.6866 | 0.68959 | 0.6934 | 0.48125 | 0.5121 | 0.5189 | 0.65482 | 0.62314 | 0.64464
2487 | 2004-04-13 | 15:00 | 0.66 | 0.48125 | 0.66 | 0.66406 | 0.68959 | 0.69001 | 0.69307 | 0.47908 | 0.50532 | 0.5121 | 0.67116 | 0.62453 | 0.66548
2488 | 2004-04-13 | 16:00 | 0.66166 | 0.47908 | 0.66166 | 0.66 | 0.69001 | 0.69075 | 0.69485 | 0.48048 | 0.50055 | 0.50532 | 0.63688 | 0.58757 | 0.63067
2489 | 2004-04-13 | 17:00 | 0.67087 | 0.48048 | 0.67087 | 0.66166 | 0.69075 | 0.69229 | 0.70265 | 0.47843 | 0.49401 | 0.50055 | 0.5787 | 0.5333 | 0.57059
2490 | 2004-04-13 | 18:00 | 0.66895 | 0.47843 | 0.66895 | 0.67087 | 0.69229 | 0.69535 | 0.71504 | 0.47359 | 0.49115 | 0.49401 | 0.52837 | 0.48802 | 0.51611
2491 | 2004-04-13 | 19:00 | 0.67448 | 0.47359 | 0.67448 | 0.66895 | 0.69535 | 0.6899 | 0.7177 | 0.47533 | 0.49854 | 0.49115 | 0.50077 | 0.46406 | 0.47189
2492 | 2004-04-13 | 20:00 | 0.67543 | 0.47533 | 0.67543 | 0.67448 | 0.6899 | 0.69289 | 0.72184 | 0.50815 | 0.53219 | 0.49854 | 0.48525 | 0.44984 | 0.44944
2493 | 2004-04-13 | 21:00 | 0.64501 | 0.50815 | 0.64501 | 0.67543 | 0.69289 | 0.68586 | 0.70182 | 0.49712 | 0.52678 | 0.53219 | 0.47996 | 0.44279 | 0.43691
2494 | 2004-04-13 | 22:00 | 0.59586 | 0.49712 | 0.59586 | 0.64501 | 0.68586 | 0.65146 | 0.64924 | 0.46271 | 0.49398 | 0.52678 | 0.48161 | 0.44359 | 0.43232
2495 | 2004-04-13 | 23:00 | 0.54107 | 0.46271 | 0.54107 | 0.59586 | 0.65146 | 0.60127 | 0.57908 | 0.41919 | 0.4564 | 0.49398 | 0.50213 | 0.45813 | 0.4396
2496 | 2004-04-14 | 00:00 | 0.50587 | 0.41919 | 0.50587 | 0.54107 | 0.60127 | 0.54563 | 0.51696 | 0.39122 | 0.43617 | 0.4564 | 0.56132 | 0.4926 | 0.47181
2497 | 2004-04-14 | 01:00 | 0.48648 | 0.39122 | 0.48648 | 0.50587 | 0.54563 | 0.50339 | 0.47529 | 0.38092 | 0.42695 | 0.43617 | 0.63582 | 0.52511 | 0.52743
2498 | 2004-04-14 | 02:00 | 0.47548 | 0.38092 | 0.47548 | 0.48648 | 0.50339 | 0.47955 | 0.45377 | 0.37758 | 0.42535 | 0.42695 | 0.68133 | 0.55009 | 0.57099
2499 | 2004-04-14 | 03:00 | 0.47175 | 0.37758 | 0.47175 | 0.47548 | 0.47955 | 0.46548 | 0.44162 | 0.38144 | 0.42706 | 0.42535 | 0.68461 | 0.56408 | 0.60108
2500 | 2004-04-14 | 04:00 | 0.48178 | 0.38144 | 0.48178 | 0.47175 | 0.46548 | 0.45922 | 0.4361 | 0.39272 | 0.43811 | 0.42706 | 0.68107 | 0.57843 | 0.62878
2501 | 2004-04-14 | 05:00 | 0.51874 | 0.39272 | 0.51874 | 0.48178 | 0.45922 | 0.46348 | 0.44419 | 0.4254 | 0.46856 | 0.43811 | 0.67223 | 0.58949 | 0.65042
2502 | 2004-04-14 | 06:00 | 0.58889 | 0.4254 | 0.58889 | 0.51874 | 0.46348 | 0.49319 | 0.48735 | 0.50074 | 0.52619 | 0.46856 | 0.66289 | 0.59895 | 0.66356
2503 | 2004-04-14 | 07:00 | 0.63299 | 0.50074 | 0.63299 | 0.58889 | 0.49319 | 0.5539 | 0.57228 | 0.52882 | 0.55112 | 0.52619 | 0.66257 | 0.60752 | 0.66575
2504 | 2004-04-14 | 08:00 | 0.64807 | 0.52882 | 0.64807 | 0.63299 | 0.5539 | 0.61116 | 0.64103 | 0.51013 | 0.54602 | 0.55112 | 0.64969 | 0.61542 | 0.66959
2505 | 2004-04-14 | 09:00 | 0.65465 | 0.51013 | 0.65465 | 0.64807 | 0.61116 | 0.64714 | 0.66412 | 0.49997 | 0.53569 | 0.54602 | 0.64274 | 0.62062 | 0.66998
2506 | 2004-04-14 | 10:00 | 0.66072 | 0.49997 | 0.66072 | 0.65465 | 0.64714 | 0.66599 | 0.67262 | 0.49479 | 0.52985 | 0.53569 | 0.63707 | 0.61711 | 0.66787
2507 | 2004-04-14 | 11:00 | 0.66137 | 0.49479 | 0.66137 | 0.66072 | 0.66599 | 0.67668 | 0.67337 | 0.48939 | 0.52464 | 0.52985 | 0.63747 | 0.61375 | 0.65854
2508 | 2004-04-14 | 12:00 | 0.65597 | 0.48939 | 0.65597 | 0.66137 | 0.67668 | 0.68255 | 0.681 | 0.48762 | 0.51846 | 0.52464 | 0.64575 | 0.60904 | 0.64547
2509 | 2004-04-14 | 13:00 | 0.65355 | 0.48762 | 0.65355 | 0.65597 | 0.68255 | 0.68107 | 0.67412 | 0.48984 | 0.51575 | 0.51846 | 0.65216 | 0.60869 | 0.62858
2510 | 2004-04-14 | 14:00 | 0.64977 | 0.48984 | 0.64977 | 0.65355 | 0.68107 | 0.67619 | 0.67213 | 0.49217 | 0.51367 | 0.51575 | 0.67236 | 0.6262 | 0.64522
2511 | 2004-04-14 | 15:00 | 0.65206 | 0.49217 | 0.65206 | 0.64977 | 0.67619 | 0.67028 | 0.66578 | 0.49671 | 0.51238 | 0.51367 | 0.68727 | 0.62426 | 0.66533
2512 | 2004-04-14 | 16:00 | 0.64902 | 0.49671 | 0.64902 | 0.65206 | 0.67028 | 0.66739 | 0.66188 | 0.50363 | 0.51186 | 0.51238 | 0.65309 | 0.58809 | 0.62969
2513 | 2004-04-14 | 17:00 | 0.65545 | 0.50363 | 0.65545 | 0.64902 | 0.66739 | 0.66845 | 0.66732 | 0.50445 | 0.50754 | 0.51186 | 0.60069 | 0.53477 | 0.57371
2514 | 2004-04-14 | 18:00 | 0.65681 | 0.50445 | 0.65681 | 0.65545 | 0.66845 | 0.66979 | 0.6769 | 0.49912 | 0.50269 | 0.50754 | 0.55174 | 0.48882 | 0.516
2515 | 2004-04-14 | 19:00 | 0.66961 | 0.49912 | 0.66961 | 0.65681 | 0.66979 | 0.66286 | 0.67793 | 0.49234 | 0.50161 | 0.50269 | 0.52222 | 0.46573 | 0.476
2516 | 2004-04-14 | 20:00 | 0.68187 | 0.49234 | 0.68187 | 0.66961 | 0.66286 | 0.66877 | 0.68697 | 0.51931 | 0.52943 | 0.50161 | 0.50822 | 0.4532 | 0.45361
2517 | 2004-04-14 | 21:00 | 0.65754 | 0.51931 | 0.65754 | 0.68187 | 0.66877 | 0.67422 | 0.6788 | 0.50914 | 0.52232 | 0.52943 | 0.50426 | 0.44533 | 0.44213
2518 | 2004-04-14 | 22:00 | 0.61027 | 0.50914 | 0.61027 | 0.65754 | 0.67422 | 0.64728 | 0.63323 | 0.46959 | 0.48713 | 0.52232 | 0.50554 | 0.44672 | 0.43666
2519 | 2004-04-14 | 23:00 | 0.55878 | 0.46959 | 0.55878 | 0.61027 | 0.64728 | 0.59783 | 0.56394 | 0.41923 | 0.44491 | 0.48713 | 0.52627 | 0.46107 | 0.44269
2520 | 2004-04-15 | 00:00 | 0.52076 | 0.41923 | 0.52076 | 0.55878 | 0.59783 | 0.54159 | 0.5034 | 0.38971 | 0.41904 | 0.44491 | 0.58687 | 0.49626 | 0.47501
2521 | 2004-04-15 | 01:00 | 0.50351 | 0.38971 | 0.50351 | 0.52076 | 0.54159 | 0.50076 | 0.46455 | 0.37591 | 0.40611 | 0.41904 | 0.66669 | 0.52922 | 0.5288
2522 | 2004-04-15 | 02:00 | 0.49599 | 0.37591 | 0.49599 | 0.50351 | 0.50076 | 0.47937 | 0.44365 | 0.36637 | 0.39972 | 0.40611 | 0.70776 | 0.55455 | 0.5741
2523 | 2004-04-15 | 03:00 | 0.49458 | 0.36637 | 0.49458 | 0.49599 | 0.47937 | 0.46703 | 0.43374 | 0.363 | 0.39936 | 0.39972 | 0.70531 | 0.56797 | 0.60739
2524 | 2004-04-15 | 04:00 | 0.50588 | 0.363 | 0.50588 | 0.49458 | 0.46703 | 0.46246 | 0.43183 | 0.36942 | 0.40678 | 0.39936 | 0.69658 | 0.58177 | 0.63196
2525 | 2004-04-15 | 05:00 | 0.54636 | 0.36942 | 0.54636 | 0.50588 | 0.46246 | 0.46713 | 0.44315 | 0.39774 | 0.43329 | 0.40678 | 0.68594 | 0.59283 | 0.65286
2526 | 2004-04-15 | 06:00 | 0.61318 | 0.39774 | 0.61318 | 0.54636 | 0.46713 | 0.49696 | 0.48868 | 0.46348 | 0.48765 | 0.43329 | 0.67191 | 0.59918 | 0.66276
2527 | 2004-04-15 | 07:00 | 0.64964 | 0.46348 | 0.64964 | 0.61318 | 0.49696 | 0.55446 | 0.57825 | 0.48422 | 0.51367 | 0.48765 | 0.66188 | 0.60697 | 0.66537
2528 | 2004-04-15 | 08:00 | 0.65295 | 0.48422 | 0.65295 | 0.64964 | 0.55446 | 0.61362 | 0.64401 | 0.48036 | 0.51696 | 0.51367 | 0.65155 | 0.61492 | 0.66934
2529 | 2004-04-15 | 09:00 | 0.64832 | 0.48036 | 0.64832 | 0.65295 | 0.61362 | 0.64707 | 0.66794 | 0.48569 | 0.51812 | 0.51696 | 0.64362 | 0.6202 | 0.66528
2530 | 2004-04-15 | 10:00 | 0.64787 | 0.48569 | 0.64787 | 0.64832 | 0.64707 | 0.66338 | 0.67801 | 0.49521 | 0.52011 | 0.51812 | 0.64058 | 0.61796 | 0.65941
2531 | 2004-04-15 | 11:00 | 0.6426 | 0.49521 | 0.6426 | 0.64787 | 0.66338 | 0.67246 | 0.68282 | 0.50088 | 0.52201 | 0.52011 | 0.64151 | 0.61985 | 0.6566
2532 | 2004-04-15 | 12:00 | 0.63212 | 0.50088 | 0.63212 | 0.6426 | 0.67246 | 0.67193 | 0.67918 | 0.50585 | 0.52304 | 0.52201 | 0.64713 | 0.6137 | 0.64014
2533 | 2004-04-15 | 13:00 | 0.62652 | 0.50585 | 0.62652 | 0.63212 | 0.67193 | 0.66476 | 0.66798 | 0.51581 | 0.52737 | 0.52304 | 0.65378 | 0.60797 | 0.62338
2534 | 2004-04-15 | 14:00 | 0.61344 | 0.51581 | 0.61344 | 0.62652 | 0.66476 | 0.66219 | 0.65985 | 0.52462 | 0.53111 | 0.52737 | 0.67063 | 0.62745 | 0.64027
2535 | 2004-04-15 | 15:00 | 0.60169 | 0.52462 | 0.60169 | 0.61344 | 0.66219 | 0.65016 | 0.64538 | 0.53136 | 0.53489 | 0.53111 | 0.68689 | 0.62329 | 0.66187
2536 | 2004-04-15 | 16:00 | 0.59741 | 0.53136 | 0.59741 | 0.60169 | 0.65016 | 0.64095 | 0.63481 | 0.53886 | 0.53757 | 0.53489 | 0.65764 | 0.59178 | 0.62881
2537 | 2004-04-15 | 17:00 | 0.59305 | 0.53886 | 0.59305 | 0.59741 | 0.64095 | 0.63655 | 0.63074 | 0.53607 | 0.53484 | 0.53757 | 0.60314 | 0.54032 | 0.57127
2538 | 2004-04-15 | 18:00 | 0.58905 | 0.53607 | 0.58905 | 0.59305 | 0.63655 | 0.63053 | 0.62705 | 0.52896 | 0.52948 | 0.53484 | 0.55387 | 0.49639 | 0.51678
2539 | 2004-04-15 | 19:00 | 0.60545 | 0.52896 | 0.60545 | 0.58905 | 0.63053 | 0.62185 | 0.62539 | 0.52223 | 0.52614 | 0.52948 | 0.51978 | 0.46946 | 0.47387
2540 | 2004-04-15 | 20:00 | 0.64855 | 0.52223 | 0.64855 | 0.60545 | 0.62185 | 0.62952 | 0.65061 | 0.54575 | 0.55115 | 0.52614 | 0.50708 | 0.45619 | 0.44992
2541 | 2004-04-15 | 21:00 | 0.63429 | 0.54575 | 0.63429 | 0.64855 | 0.62952 | 0.65814 | 0.67287 | 0.53288 | 0.54092 | 0.55115 | 0.50261 | 0.44907 | 0.43763
2542 | 2004-04-15 | 22:00 | 0.58939 | 0.53288 | 0.58939 | 0.63429 | 0.65814 | 0.63627 | 0.63821 | 0.49315 | 0.5062 | 0.54092 | 0.50594 | 0.44859 | 0.43374
2543 | 2004-04-15 | 23:00 | 0.54305 | 0.49315 | 0.54305 | 0.58939 | 0.63627 | 0.59083 | 0.57626 | 0.43861 | 0.45933 | 0.5062 | 0.52646 | 0.46237 | 0.44084
2544 | 2004-04-16 | 00:00 | 0.50742 | 0.43861 | 0.50742 | 0.54305 | 0.59083 | 0.53849 | 0.51874 | 0.40325 | 0.42788 | 0.45933 | 0.58525 | 0.49397 | 0.47534
2545 | 2004-04-16 | 01:00 | 0.49097 | 0.40325 | 0.49097 | 0.50742 | 0.53849 | 0.49914 | 0.47616 | 0.38302 | 0.41124 | 0.42788 | 0.66363 | 0.5261 | 0.52951
2546 | 2004-04-16 | 02:00 | 0.48449 | 0.38302 | 0.48449 | 0.49097 | 0.49914 | 0.47765 | 0.45298 | 0.3706 | 0.40052 | 0.41124 | 0.70662 | 0.55308 | 0.57399
2547 | 2004-04-16 | 03:00 | 0.48472 | 0.3706 | 0.48472 | 0.48449 | 0.47765 | 0.46805 | 0.44414 | 0.36444 | 0.39673 | 0.40052 | 0.70246 | 0.57073 | 0.60813
2548 | 2004-04-16 | 04:00 | 0.49875 | 0.36444 | 0.49875 | 0.48472 | 0.46805 | 0.46502 | 0.44485 | 0.36811 | 0.40057 | 0.39673 | 0.68913 | 0.58872 | 0.63316
2549 | 2004-04-16 | 05:00 | 0.54291 | 0.36811 | 0.54291 | 0.49875 | 0.46502 | 0.4697 | 0.45725 | 0.39502 | 0.42206 | 0.40057 | 0.67973 | 0.60065 | 0.65107
2550 | 2004-04-16 | 06:00 | 0.61095 | 0.39502 | 0.61095 | 0.54291 | 0.4697 | 0.49664 | 0.5029 | 0.4537 | 0.46985 | 0.42206 | 0.66699 | 0.60862 | 0.65705
2551 | 2004-04-16 | 07:00 | 0.64439 | 0.4537 | 0.64439 | 0.61095 | 0.49664 | 0.54992 | 0.58231 | 0.4754 | 0.49754 | 0.46985 | 0.65554 | 0.61624 | 0.65537
2552 | 2004-04-16 | 08:00 | 0.64494 | 0.4754 | 0.64494 | 0.64439 | 0.54992 | 0.60374 | 0.63912 | 0.47903 | 0.51076 | 0.49754 | 0.64519 | 0.62314 | 0.65775
2553 | 2004-04-16 | 09:00 | 0.64253 | 0.47903 | 0.64253 | 0.64494 | 0.60374 | 0.63507 | 0.65807 | 0.49434 | 0.52235 | 0.51076 | 0.63406 | 0.62824 | 0.65192
2554 | 2004-04-16 | 10:00 | 0.63967 | 0.49434 | 0.63967 | 0.64253 | 0.63507 | 0.65202 | 0.66201 | 0.50912 | 0.53564 | 0.52235 | 0.62746 | 0.62214 | 0.64288
2555 | 2004-04-16 | 11:00 | 0.62991 | 0.50912 | 0.62991 | 0.63967 | 0.65202 | 0.65818 | 0.66255 | 0.52196 | 0.54484 | 0.53564 | 0.62203 | 0.61597 | 0.63265
2556 | 2004-04-16 | 12:00 | 0.62132 | 0.52196 | 0.62132 | 0.62991 | 0.65818 | 0.65596 | 0.65612 | 0.53124 | 0.55398 | 0.54484 | 0.62118 | 0.60212 | 0.61714
2557 | 2004-04-16 | 13:00 | 0.61632 | 0.53124 | 0.61632 | 0.62132 | 0.65596 | 0.64844 | 0.64505 | 0.54582 | 0.56779 | 0.55398 | 0.619 | 0.59198 | 0.60098
2558 | 2004-04-16 | 14:00 | 0.60547 | 0.54582 | 0.60547 | 0.61632 | 0.64844 | 0.64316 | 0.63808 | 0.55748 | 0.57781 | 0.56779 | 0.62861 | 0.60605 | 0.61555
2559 | 2004-04-16 | 15:00 | 0.59531 | 0.55748 | 0.59531 | 0.60547 | 0.64316 | 0.63493 | 0.62448 | 0.5654 | 0.58418 | 0.57781 | 0.65227 | 0.60692 | 0.63705
2560 | 2004-04-16 | 16:00 | 0.58619 | 0.5654 | 0.58619 | 0.59531 | 0.63493 | 0.62825 | 0.61208 | 0.57111 | 0.58933 | 0.58418 | 0.63316 | 0.58217 | 0.61078
2561 | 2004-04-16 | 17:00 | 0.57922 | 0.57111 | 0.57922 | 0.58619 | 0.62825 | 0.62255 | 0.60159 | 0.56661 | 0.58286 | 0.58933 | 0.58823 | 0.53965 | 0.56336
2562 | 2004-04-16 | 18:00 | 0.56821 | 0.56661 | 0.56821 | 0.57922 | 0.62255 | 0.61112 | 0.59429 | 0.54816 | 0.57158 | 0.58286 | 0.54506 | 0.49878 | 0.51449
2563 | 2004-04-16 | 19:00 | 0.57259 | 0.54816 | 0.57259 | 0.56821 | 0.61112 | 0.60057 | 0.58961 | 0.53048 | 0.5571 | 0.57158 | 0.51765 | 0.4738 | 0.47426
2564 | 2004-04-16 | 20:00 | 0.60794 | 0.53048 | 0.60794 | 0.57259 | 0.60057 | 0.60915 | 0.60964 | 0.54321 | 0.56844 | 0.5571 | 0.49947 | 0.45841 | 0.45031
2565 | 2004-04-16 | 21:00 | 0.59602 | 0.54321 | 0.59602 | 0.60794 | 0.60915 | 0.6363 | 0.63298 | 0.53104 | 0.55561 | 0.56844 | 0.49295 | 0.44809 | 0.43616
2566 | 2004-04-16 | 22:00 | 0.55923 | 0.53104 | 0.55923 | 0.59602 | 0.6363 | 0.61562 | 0.60362 | 0.50011 | 0.52405 | 0.55561 | 0.4922 | 0.44331 | 0.42948
2567 | 2004-04-16 | 23:00 | 0.51424 | 0.50011 | 0.51424 | 0.55923 | 0.61562 | 0.57567 | 0.55631 | 0.45773 | 0.48203 | 0.52405 | 0.50008 | 0.446 | 0.43046
2568 | 2004-04-17 | 00:00 | 0.47618 | 0.45773 | 0.47618 | 0.51424 | 0.57567 | 0.53016 | 0.50319 | 0.41982 | 0.44772 | 0.48203 | 0.52459 | 0.45676 | 0.44207
2569 | 2004-04-17 | 01:00 | 0.45446 | 0.41982 | 0.45446 | 0.47618 | 0.53016 | 0.4895 | 0.46359 | 0.39535 | 0.42546 | 0.44772 | 0.55885 | 0.46623 | 0.46301
2570 | 2004-04-17 | 02:00 | 0.44154 | 0.39535 | 0.44154 | 0.45446 | 0.4895 | 0.46562 | 0.44128 | 0.38128 | 0.41021 | 0.42546 | 0.59893 | 0.49054 | 0.48656
2571 | 2004-04-17 | 03:00 | 0.43728 | 0.38128 | 0.43728 | 0.44154 | 0.46562 | 0.45022 | 0.42942 | 0.37241 | 0.40042 | 0.41021 | 0.63071 | 0.52105 | 0.52274
2572 | 2004-04-17 | 04:00 | 0.43774 | 0.37241 | 0.43774 | 0.43728 | 0.45022 | 0.44171 | 0.42519 | 0.36969 | 0.39776 | 0.40042 | 0.64037 | 0.54508 | 0.55383
2573 | 2004-04-17 | 05:00 | 0.45333 | 0.36969 | 0.45333 | 0.43774 | 0.44171 | 0.43949 | 0.42876 | 0.3769 | 0.40335 | 0.39776 | 0.63766 | 0.55731 | 0.5737
2574 | 2004-04-17 | 06:00 | 0.4729 | 0.3769 | 0.4729 | 0.45333 | 0.43949 | 0.44962 | 0.44452 | 0.39606 | 0.41621 | 0.40335 | 0.62411 | 0.56147 | 0.5787
2575 | 2004-04-17 | 07:00 | 0.49809 | 0.39606 | 0.49809 | 0.4729 | 0.44962 | 0.46362 | 0.46977 | 0.41189 | 0.42698 | 0.41621 | 0.60657 | 0.56324 | 0.57573
2576 | 2004-04-17 | 08:00 | 0.52585 | 0.41189 | 0.52585 | 0.49809 | 0.46362 | 0.49383 | 0.50925 | 0.43728 | 0.45617 | 0.42698 | 0.59049 | 0.56364 | 0.56638
2577 | 2004-04-17 | 09:00 | 0.54308 | 0.43728 | 0.54308 | 0.52585 | 0.49383 | 0.53132 | 0.55266 | 0.46594 | 0.48121 | 0.45617 | 0.57729 | 0.56453 | 0.55431
2578 | 2004-04-17 | 10:00 | 0.54881 | 0.46594 | 0.54881 | 0.54308 | 0.53132 | 0.55861 | 0.57555 | 0.48934 | 0.49772 | 0.48121 | 0.57223 | 0.561 | 0.54335
2579 | 2004-04-17 | 11:00 | 0.54616 | 0.48934 | 0.54616 | 0.54881 | 0.55861 | 0.57271 | 0.58127 | 0.50305 | 0.5088 | 0.49772 | 0.5716 | 0.56007 | 0.53858
2580 | 2004-04-17 | 12:00 | 0.54166 | 0.50305 | 0.54166 | 0.54616 | 0.57271 | 0.57535 | 0.5746 | 0.51088 | 0.51717 | 0.5088 | 0.5758 | 0.55425 | 0.53858
2581 | 2004-04-17 | 13:00 | 0.53536 | 0.51088 | 0.53536 | 0.54166 | 0.57535 | 0.57085 | 0.5622 | 0.51779 | 0.52487 | 0.51717 | 0.58022 | 0.55064 | 0.54055
2582 | 2004-04-17 | 14:00 | 0.52718 | 0.51779 | 0.52718 | 0.53536 | 0.57085 | 0.56392 | 0.54914 | 0.52537 | 0.53255 | 0.52487 | 0.59339 | 0.56837 | 0.56522
2583 | 2004-04-17 | 15:00 | 0.52223 | 0.52537 | 0.52223 | 0.52718 | 0.56392 | 0.55766 | 0.53749 | 0.53331 | 0.54162 | 0.53255 | 0.61988 | 0.57071 | 0.59249
2584 | 2004-04-17 | 16:00 | 0.52426 | 0.53331 | 0.52426 | 0.52223 | 0.55766 | 0.55393 | 0.53243 | 0.53843 | 0.54963 | 0.54162 | 0.6051 | 0.55056 | 0.57332
2585 | 2004-04-17 | 17:00 | 0.52513 | 0.53843 | 0.52513 | 0.52426 | 0.55393 | 0.55569 | 0.53529 | 0.53769 | 0.5502 | 0.54963 | 0.56803 | 0.5128 | 0.53711
2586 | 2004-04-17 | 18:00 | 0.52233 | 0.53769 | 0.52233 | 0.52513 | 0.55569 | 0.5596 | 0.54242 | 0.52865 | 0.53899 | 0.5502 | 0.52773 | 0.48082 | 0.49729
2587 | 2004-04-17 | 19:00 | 0.52959 | 0.52865 | 0.52959 | 0.52233 | 0.5596 | 0.56477 | 0.54943 | 0.51829 | 0.52863 | 0.53899 | 0.50354 | 0.45659 | 0.46083
2588 | 2004-04-17 | 20:00 | 0.55983 | 0.51829 | 0.55983 | 0.52959 | 0.56477 | 0.57746 | 0.57369 | 0.53399 | 0.542 | 0.52863 | 0.49292 | 0.44304 | 0.4385
2589 | 2004-04-17 | 21:00 | 0.55162 | 0.53399 | 0.55162 | 0.55983 | 0.57746 | 0.59821 | 0.58277 | 0.52384 | 0.53144 | 0.542 | 0.48656 | 0.43427 | 0.42391
2590 | 2004-04-17 | 22:00 | 0.51668 | 0.52384 | 0.51668 | 0.55162 | 0.59821 | 0.58 | 0.55474 | 0.49489 | 0.50182 | 0.53144 | 0.4876 | 0.43021 | 0.41892
2591 | 2004-04-17 | 23:00 | 0.4782 | 0.49489 | 0.4782 | 0.51668 | 0.58 | 0.54623 | 0.51261 | 0.45829 | 0.46428 | 0.50182 | 0.49502 | 0.43176 | 0.41773
2592 | 2004-04-18 | 00:00 | 0.44192 | 0.45829 | 0.44192 | 0.4782 | 0.54623 | 0.5079 | 0.46724 | 0.42523 | 0.43414 | 0.46428 | 0.51339 | 0.43594 | 0.41994
2593 | 2004-04-18 | 01:00 | 0.41735 | 0.42523 | 0.41735 | 0.44192 | 0.5079 | 0.47389 | 0.43071 | 0.40086 | 0.41301 | 0.43414 | 0.53944 | 0.43905 | 0.43382
2594 | 2004-04-18 | 02:00 | 0.40095 | 0.40086 | 0.40095 | 0.41735 | 0.47389 | 0.45036 | 0.40658 | 0.38533 | 0.4007 | 0.41301 | 0.57761 | 0.45993 | 0.45039
2595 | 2004-04-18 | 03:00 | 0.39319 | 0.38533 | 0.39319 | 0.40095 | 0.45036 | 0.43309 | 0.39364 | 0.37541 | 0.39223 | 0.4007 | 0.60681 | 0.4873 | 0.48015
2596 | 2004-04-18 | 04:00 | 0.39288 | 0.37541 | 0.39288 | 0.39319 | 0.43309 | 0.42363 | 0.38783 | 0.37125 | 0.38818 | 0.39223 | 0.61956 | 0.51039 | 0.50092
2597 | 2004-04-18 | 05:00 | 0.39884 | 0.37125 | 0.39884 | 0.39288 | 0.42363 | 0.42004 | 0.38738 | 0.37232 | 0.39101 | 0.38818 | 0.61783 | 0.52276 | 0.51631
2598 | 2004-04-18 | 06:00 | 0.40479 | 0.37232 | 0.40479 | 0.39884 | 0.42004 | 0.42472 | 0.39364 | 0.37958 | 0.3973 | 0.39101 | 0.61115 | 0.52618 | 0.52605
2599 | 2004-04-18 | 07:00 | 0.42718 | 0.37958 | 0.42718 | 0.40479 | 0.42472 | 0.4282 | 0.40434 | 0.38715 | 0.40513 | 0.3973 | 0.60159 | 0.52832 | 0.52739
2600 | 2004-04-18 | 08:00 | 0.46779 | 0.38715 | 0.46779 | 0.42718 | 0.4282 | 0.44948 | 0.4378 | 0.41373 | 0.43313 | 0.40513 | 0.59033 | 0.52745 | 0.52607
2601 | 2004-04-18 | 09:00 | 0.49804 | 0.41373 | 0.49804 | 0.46779 | 0.44948 | 0.48662 | 0.48142 | 0.44257 | 0.45472 | 0.43313 | 0.57804 | 0.52702 | 0.52555
2602 | 2004-04-18 | 10:00 | 0.5163 | 0.44257 | 0.5163 | 0.49804 | 0.48662 | 0.5175 | 0.51368 | 0.46231 | 0.46897 | 0.45472 | 0.57298 | 0.52814 | 0.52303
2603 | 2004-04-18 | 11:00 | 0.52712 | 0.46231 | 0.52712 | 0.5163 | 0.5175 | 0.5398 | 0.53019 | 0.47756 | 0.47595 | 0.46897 | 0.57732 | 0.53407 | 0.52863
2604 | 2004-04-18 | 12:00 | 0.53399 | 0.47756 | 0.53399 | 0.52712 | 0.5398 | 0.55295 | 0.53533 | 0.49182 | 0.48749 | 0.47595 | 0.58621 | 0.53866 | 0.53683
2605 | 2004-04-18 | 13:00 | 0.53576 | 0.49182 | 0.53576 | 0.53399 | 0.55295 | 0.55661 | 0.53234 | 0.501 | 0.49141 | 0.48749 | 0.5956 | 0.54349 | 0.54857
2606 | 2004-04-18 | 14:00 | 0.53628 | 0.501 | 0.53628 | 0.53576 | 0.55661 | 0.55369 | 0.52413 | 0.50586 | 0.49187 | 0.49141 | 0.61751 | 0.56936 | 0.57968
2607 | 2004-04-18 | 15:00 | 0.53917 | 0.50586 | 0.53917 | 0.53628 | 0.55369 | 0.5494 | 0.51431 | 0.50721 | 0.49432 | 0.49187 | 0.64686 | 0.5809 | 0.60495
2608 | 2004-04-18 | 16:00 | 0.54281 | 0.50721 | 0.54281 | 0.53917 | 0.5494 | 0.54722 | 0.51161 | 0.51271 | 0.49996 | 0.49432 | 0.62137 | 0.55377 | 0.57872
2609 | 2004-04-18 | 17:00 | 0.54554 | 0.51271 | 0.54554 | 0.54281 | 0.54722 | 0.54912 | 0.5141 | 0.51887 | 0.50439 | 0.49996 | 0.56811 | 0.50837 | 0.53241
2610 | 2004-04-18 | 18:00 | 0.54462 | 0.51887 | 0.54462 | 0.54554 | 0.54912 | 0.5532 | 0.52994 | 0.51745 | 0.50341 | 0.50439 | 0.51754 | 0.47073 | 0.48299
2611 | 2004-04-18 | 19:00 | 0.55784 | 0.51745 | 0.55784 | 0.54462 | 0.5532 | 0.55249 | 0.54172 | 0.51498 | 0.50478 | 0.50341 | 0.49516 | 0.44924 | 0.44816
2612 | 2004-04-18 | 20:00 | 0.59482 | 0.51498 | 0.59482 | 0.55784 | 0.55249 | 0.56867 | 0.56718 | 0.54186 | 0.52825 | 0.50478 | 0.48432 | 0.43953 | 0.43023
2613 | 2004-04-18 | 21:00 | 0.58021 | 0.54186 | 0.58021 | 0.59482 | 0.56867 | 0.60272 | 0.58368 | 0.53382 | 0.52039 | 0.52825 | 0.48273 | 0.43604 | 0.42127
2614 | 2004-04-18 | 22:00 | 0.53969 | 0.53382 | 0.53969 | 0.58021 | 0.60272 | 0.58 | 0.54847 | 0.49619 | 0.48713 | 0.52039 | 0.49111 | 0.43846 | 0.42059
2615 | 2004-04-18 | 23:00 | 0.49301 | 0.49619 | 0.49301 | 0.53969 | 0.58 | 0.54236 | 0.49975 | 0.44633 | 0.44736 | 0.48713 | 0.5181 | 0.45811 | 0.43397
2616 | 2004-04-19 | 00:00 | 0.45608 | 0.44633 | 0.45608 | 0.49301 | 0.54236 | 0.49541 | 0.45414 | 0.41028 | 0.42172 | 0.44736 | 0.5857 | 0.49557 | 0.47181
2617 | 2004-04-19 | 01:00 | 0.43739 | 0.41028 | 0.43739 | 0.45608 | 0.49541 | 0.46115 | 0.42014 | 0.39014 | 0.40642 | 0.42172 | 0.67231 | 0.53278 | 0.53323
2618 | 2004-04-19 | 02:00 | 0.42733 | 0.39014 | 0.42733 | 0.43739 | 0.46115 | 0.44086 | 0.40363 | 0.37997 | 0.399 | 0.40642 | 0.71383 | 0.55452 | 0.58309
2619 | 2004-04-19 | 03:00 | 0.4231 | 0.37997 | 0.4231 | 0.42733 | 0.44086 | 0.42792 | 0.39551 | 0.3764 | 0.39694 | 0.399 | 0.70755 | 0.5672 | 0.61445
2620 | 2004-04-19 | 04:00 | 0.43173 | 0.3764 | 0.43173 | 0.4231 | 0.42792 | 0.42458 | 0.39468 | 0.3833 | 0.40199 | 0.39694 | 0.69363 | 0.57656 | 0.63673
2621 | 2004-04-19 | 05:00 | 0.4682 | 0.3833 | 0.4682 | 0.43173 | 0.42458 | 0.43049 | 0.40517 | 0.41062 | 0.42646 | 0.40199 | 0.68312 | 0.58441 | 0.65602
2622 | 2004-04-19 | 06:00 | 0.53136 | 0.41062 | 0.53136 | 0.4682 | 0.43049 | 0.46376 | 0.44286 | 0.46917 | 0.47564 | 0.42646 | 0.673 | 0.58887 | 0.6622
2623 | 2004-04-19 | 07:00 | 0.57845 | 0.46917 | 0.57845 | 0.53136 | 0.46376 | 0.5265 | 0.50361 | 0.49383 | 0.50429 | 0.47564 | 0.66704 | 0.59086 | 0.66488
2624 | 2004-04-19 | 08:00 | 0.59947 | 0.49383 | 0.59947 | 0.57845 | 0.5265 | 0.58777 | 0.56477 | 0.50264 | 0.52055 | 0.50429 | 0.65889 | 0.59253 | 0.6676
2625 | 2004-04-19 | 09:00 | 0.61734 | 0.50264 | 0.61734 | 0.59947 | 0.58777 | 0.62114 | 0.6018 | 0.52087 | 0.53384 | 0.52055 | 0.65104 | 0.5925 | 0.66263
2626 | 2004-04-19 | 10:00 | 0.63844 | 0.52087 | 0.63844 | 0.61734 | 0.62114 | 0.64362 | 0.62369 | 0.53775 | 0.54592 | 0.53384 | 0.64569 | 0.58792 | 0.65653
2627 | 2004-04-19 | 11:00 | 0.64902 | 0.53775 | 0.64902 | 0.63844 | 0.64362 | 0.65902 | 0.63916 | 0.54961 | 0.55437 | 0.54592 | 0.65136 | 0.58685 | 0.64762
2628 | 2004-04-19 | 12:00 | 0.65823 | 0.54961 | 0.65823 | 0.64902 | 0.65902 | 0.6668 | 0.64302 | 0.55813 | 0.56158 | 0.55437 | 0.66259 | 0.58244 | 0.63488
2629 | 2004-04-19 | 13:00 | 0.67015 | 0.55813 | 0.67015 | 0.65823 | 0.6668 | 0.66947 | 0.64277 | 0.5649 | 0.56743 | 0.56158 | 0.67047 | 0.58304 | 0.62999
2630 | 2004-04-19 | 14:00 | 0.67483 | 0.5649 | 0.67483 | 0.67015 | 0.66947 | 0.6745 | 0.64497 | 0.57101 | 0.57039 | 0.56743 | 0.68402 | 0.60725 | 0.65242
2631 | 2004-04-19 | 15:00 | 0.6769 | 0.57101 | 0.6769 | 0.67483 | 0.6745 | 0.67703 | 0.6421 | 0.57577 | 0.57119 | 0.57039 | 0.69562 | 0.60692 | 0.66967
2632 | 2004-04-19 | 16:00 | 0.67694 | 0.57577 | 0.67694 | 0.6769 | 0.67703 | 0.67629 | 0.63692 | 0.58011 | 0.57256 | 0.57119 | 0.65921 | 0.57405 | 0.63039
2633 | 2004-04-19 | 17:00 | 0.67369 | 0.58011 | 0.67369 | 0.67694 | 0.67629 | 0.6759 | 0.63398 | 0.57511 | 0.56578 | 0.57256 | 0.59986 | 0.52339 | 0.56907
2634 | 2004-04-19 | 18:00 | 0.6595 | 0.57511 | 0.6595 | 0.67369 | 0.6759 | 0.67172 | 0.62929 | 0.56393 | 0.55947 | 0.56578 | 0.54836 | 0.48257 | 0.51053
2635 | 2004-04-19 | 19:00 | 0.6653 | 0.56393 | 0.6653 | 0.6595 | 0.67172 | 0.66148 | 0.62382 | 0.55557 | 0.55592 | 0.55947 | 0.52167 | 0.45935 | 0.46908
2636 | 2004-04-19 | 20:00 | 0.69319 | 0.55557 | 0.69319 | 0.6653 | 0.66148 | 0.66722 | 0.64165 | 0.57359 | 0.57361 | 0.55592 | 0.50429 | 0.45076 | 0.44733
2637 | 2004-04-19 | 21:00 | 0.66776 | 0.57359 | 0.66776 | 0.69319 | 0.66722 | 0.68311 | 0.65338 | 0.55944 | 0.55937 | 0.57361 | 0.49739 | 0.44396 | 0.43654
2638 | 2004-04-19 | 22:00 | 0.61043 | 0.55944 | 0.61043 | 0.66776 | 0.68311 | 0.64981 | 0.61154 | 0.51455 | 0.52 | 0.55937 | 0.50024 | 0.44583 | 0.432
2639 | 2004-04-19 | 23:00 | 0.55452 | 0.51455 | 0.55452 | 0.61043 | 0.64981 | 0.59223 | 0.54835 | 0.45862 | 0.47366 | 0.52 | 0.5223 | 0.46291 | 0.44052
2640 | 2004-04-20 | 00:00 | 0.51164 | 0.45862 | 0.51164 | 0.55452 | 0.59223 | 0.53209 | 0.48797 | 0.41916 | 0.443 | 0.47366 | 0.58429 | 0.49985 | 0.47578
2641 | 2004-04-20 | 01:00 | 0.485 | 0.41916 | 0.485 | 0.51164 | 0.53209 | 0.48725 | 0.44904 | 0.39746 | 0.42487 | 0.443 | 0.66973 | 0.5342 | 0.5367
2642 | 2004-04-20 | 02:00 | 0.46984 | 0.39746 | 0.46984 | 0.485 | 0.48725 | 0.46383 | 0.4264 | 0.38526 | 0.41474 | 0.42487 | 0.71471 | 0.55502 | 0.58896
2643 | 2004-04-20 | 03:00 | 0.46349 | 0.38526 | 0.46349 | 0.46984 | 0.46383 | 0.44934 | 0.41545 | 0.37951 | 0.40907 | 0.41474 | 0.70779 | 0.56488 | 0.61654
2644 | 2004-04-20 | 04:00 | 0.46708 | 0.37951 | 0.46708 | 0.46349 | 0.44934 | 0.44339 | 0.41031 | 0.38316 | 0.41389 | 0.40907 | 0.69379 | 0.57537 | 0.63937
2645 | 2004-04-20 | 05:00 | 0.49891 | 0.38316 | 0.49891 | 0.46708 | 0.44339 | 0.44691 | 0.41757 | 0.41085 | 0.43584 | 0.41389 | 0.68061 | 0.58511 | 0.6583
2646 | 2004-04-20 | 06:00 | 0.55918 | 0.41085 | 0.55918 | 0.49891 | 0.44691 | 0.47691 | 0.4514 | 0.46842 | 0.48577 | 0.43584 | 0.67383 | 0.59014 | 0.66837
2647 | 2004-04-20 | 07:00 | 0.60249 | 0.46842 | 0.60249 | 0.55918 | 0.47691 | 0.54103 | 0.51273 | 0.49226 | 0.51601 | 0.48577 | 0.66688 | 0.59447 | 0.67351
2648 | 2004-04-20 | 08:00 | 0.62235 | 0.49226 | 0.62235 | 0.60249 | 0.54103 | 0.60286 | 0.57957 | 0.49653 | 0.52753 | 0.51601 | 0.66023 | 0.59798 | 0.67798
2649 | 2004-04-20 | 09:00 | 0.6321 | 0.49653 | 0.6321 | 0.62235 | 0.60286 | 0.6363 | 0.61461 | 0.51097 | 0.53799 | 0.52753 | 0.65107 | 0.5995 | 0.67441
2650 | 2004-04-20 | 10:00 | 0.64568 | 0.51097 | 0.64568 | 0.6321 | 0.6363 | 0.65442 | 0.63315 | 0.53413 | 0.54981 | 0.53799 | 0.6467 | 0.59788 | 0.66694
2651 | 2004-04-20 | 11:00 | 0.64957 | 0.53413 | 0.64957 | 0.64568 | 0.65442 | 0.66602 | 0.64306 | 0.53935 | 0.55625 | 0.54981 | 0.65046 | 0.59186 | 0.65557
2652 | 2004-04-20 | 12:00 | 0.65221 | 0.53935 | 0.65221 | 0.64957 | 0.66602 | 0.66834 | 0.64604 | 0.54573 | 0.55888 | 0.55625 | 0.65826 | 0.58692 | 0.64113
2653 | 2004-04-20 | 13:00 | 0.65617 | 0.54573 | 0.65617 | 0.65221 | 0.66834 | 0.66725 | 0.64206 | 0.55637 | 0.56573 | 0.55888 | 0.6672 | 0.5865 | 0.62669
2654 | 2004-04-20 | 14:00 | 0.65701 | 0.55637 | 0.65701 | 0.65617 | 0.66725 | 0.6656 | 0.64152 | 0.56458 | 0.56694 | 0.56573 | 0.67997 | 0.60936 | 0.64201
2655 | 2004-04-20 | 15:00 | 0.65776 | 0.56458 | 0.65776 | 0.65701 | 0.6656 | 0.6637 | 0.63526 | 0.56905 | 0.56802 | 0.56694 | 0.69403 | 0.60996 | 0.66653
2656 | 2004-04-20 | 16:00 | 0.65698 | 0.56905 | 0.65698 | 0.65776 | 0.6637 | 0.66191 | 0.62718 | 0.5713 | 0.56936 | 0.56802 | 0.66182 | 0.57993 | 0.6331
2657 | 2004-04-20 | 17:00 | 0.65171 | 0.5713 | 0.65171 | 0.65698 | 0.66191 | 0.66173 | 0.62548 | 0.5698 | 0.56346 | 0.56936 | 0.60372 | 0.52869 | 0.57084
2658 | 2004-04-20 | 18:00 | 0.63723 | 0.5698 | 0.63723 | 0.65171 | 0.66173 | 0.65501 | 0.61884 | 0.56429 | 0.55916 | 0.56346 | 0.55265 | 0.48941 | 0.5132
2659 | 2004-04-20 | 19:00 | 0.63386 | 0.56429 | 0.63386 | 0.63723 | 0.65501 | 0.64007 | 0.61047 | 0.55683 | 0.55241 | 0.55916 | 0.52393 | 0.4665 | 0.47169
2660 | 2004-04-20 | 20:00 | 0.66149 | 0.55683 | 0.66149 | 0.63386 | 0.64007 | 0.64309 | 0.62345 | 0.57383 | 0.56607 | 0.55241 | 0.51054 | 0.45636 | 0.45062
2661 | 2004-04-20 | 21:00 | 0.6366 | 0.57383 | 0.6366 | 0.66149 | 0.64309 | 0.66757 | 0.64103 | 0.56251 | 0.55453 | 0.56607 | 0.50508 | 0.45011 | 0.44095
2662 | 2004-04-20 | 22:00 | 0.57745 | 0.56251 | 0.57745 | 0.6366 | 0.66757 | 0.63651 | 0.60192 | 0.52204 | 0.51483 | 0.55453 | 0.50735 | 0.45191 | 0.43658
2663 | 2004-04-20 | 23:00 | 0.51712 | 0.52204 | 0.51712 | 0.57745 | 0.63651 | 0.57943 | 0.53778 | 0.4684 | 0.4675 | 0.51483 | 0.53205 | 0.46859 | 0.4443
2664 | 2004-04-21 | 00:00 | 0.47531 | 0.4684 | 0.47531 | 0.51712 | 0.57943 | 0.52147 | 0.48117 | 0.43083 | 0.43656 | 0.4675 | 0.59566 | 0.50229 | 0.47927
2665 | 2004-04-21 | 01:00 | 0.45266 | 0.43083 | 0.45266 | 0.47531 | 0.52147 | 0.47775 | 0.43921 | 0.40916 | 0.42054 | 0.43656 | 0.67838 | 0.54032 | 0.53735
2666 | 2004-04-21 | 02:00 | 0.44087 | 0.40916 | 0.44087 | 0.45266 | 0.47775 | 0.45574 | 0.41835 | 0.39734 | 0.40933 | 0.42054 | 0.71231 | 0.56065 | 0.58979
2667 | 2004-04-21 | 03:00 | 0.43611 | 0.39734 | 0.43611 | 0.44087 | 0.45574 | 0.44234 | 0.40906 | 0.39198 | 0.40438 | 0.40933 | 0.70364 | 0.57392 | 0.61874
2668 | 2004-04-21 | 04:00 | 0.4436 | 0.39198 | 0.4436 | 0.43611 | 0.44234 | 0.43689 | 0.40703 | 0.39547 | 0.40797 | 0.40438 | 0.68705 | 0.58478 | 0.64207
2669 | 2004-04-21 | 05:00 | 0.47795 | 0.39547 | 0.47795 | 0.4436 | 0.43689 | 0.44213 | 0.41765 | 0.42288 | 0.43133 | 0.40797 | 0.67271 | 0.59402 | 0.66041
2670 | 2004-04-21 | 06:00 | 0.54753 | 0.42288 | 0.54753 | 0.47795 | 0.44213 | 0.47273 | 0.45576 | 0.48045 | 0.47891 | 0.43133 | 0.66238 | 0.59965 | 0.67056
2671 | 2004-04-21 | 07:00 | 0.58966 | 0.48045 | 0.58966 | 0.54753 | 0.47273 | 0.54039 | 0.51878 | 0.50139 | 0.50612 | 0.47891 | 0.65365 | 0.60431 | 0.67385
2672 | 2004-04-21 | 08:00 | 0.6049 | 0.50139 | 0.6049 | 0.58966 | 0.54039 | 0.60127 | 0.58588 | 0.51177 | 0.52031 | 0.50612 | 0.6445 | 0.61088 | 0.67746
2673 | 2004-04-21 | 09:00 | 0.61354 | 0.51177 | 0.61354 | 0.6049 | 0.60127 | 0.63219 | 0.6188 | 0.53054 | 0.53209 | 0.52031 | 0.63412 | 0.61592 | 0.67669
2674 | 2004-04-21 | 10:00 | 0.62615 | 0.53054 | 0.62615 | 0.61354 | 0.63219 | 0.64587 | 0.63526 | 0.54934 | 0.54365 | 0.53209 | 0.62685 | 0.62017 | 0.66793
2675 | 2004-04-21 | 11:00 | 0.63289 | 0.54934 | 0.63289 | 0.62615 | 0.64587 | 0.65551 | 0.64331 | 0.56535 | 0.55177 | 0.54365 | 0.62435 | 0.61831 | 0.65722
2676 | 2004-04-21 | 12:00 | 0.63581 | 0.56535 | 0.63581 | 0.63289 | 0.65551 | 0.656 | 0.6436 | 0.57685 | 0.55831 | 0.55177 | 0.62794 | 0.61333 | 0.64163
2677 | 2004-04-21 | 13:00 | 0.63911 | 0.57685 | 0.63911 | 0.63581 | 0.656 | 0.65399 | 0.63796 | 0.59253 | 0.56841 | 0.55831 | 0.6281 | 0.60829 | 0.6219
2678 | 2004-04-21 | 14:00 | 0.63962 | 0.59253 | 0.63962 | 0.63911 | 0.65399 | 0.65368 | 0.6353 | 0.60453 | 0.57689 | 0.56841 | 0.64136 | 0.62391 | 0.63498
2679 | 2004-04-21 | 15:00 | 0.63797 | 0.60453 | 0.63797 | 0.63962 | 0.65368 | 0.64914 | 0.62855 | 0.61372 | 0.5831 | 0.57689 | 0.66605 | 0.62483 | 0.66305
2680 | 2004-04-21 | 16:00 | 0.63673 | 0.61372 | 0.63673 | 0.63797 | 0.64914 | 0.64524 | 0.61901 | 0.62141 | 0.5849 | 0.5831 | 0.64301 | 0.59554 | 0.63175
2681 | 2004-04-21 | 17:00 | 0.63118 | 0.62141 | 0.63118 | 0.63673 | 0.64524 | 0.64323 | 0.61507 | 0.62175 | 0.57653 | 0.5849 | 0.58493 | 0.54279 | 0.57094
2682 | 2004-04-21 | 18:00 | 0.62459 | 0.62175 | 0.62459 | 0.63118 | 0.64323 | 0.63919 | 0.60976 | 0.60981 | 0.56699 | 0.57653 | 0.53564 | 0.5012 | 0.51385
2683 | 2004-04-21 | 19:00 | 0.63233 | 0.60981 | 0.63233 | 0.62459 | 0.63919 | 0.63627 | 0.60462 | 0.59462 | 0.55834 | 0.56699 | 0.51275 | 0.47537 | 0.47634
2684 | 2004-04-21 | 20:00 | 0.65128 | 0.59462 | 0.65128 | 0.63233 | 0.63627 | 0.64928 | 0.62452 | 0.60953 | 0.56954 | 0.55834 | 0.50114 | 0.46476 | 0.45405
2685 | 2004-04-21 | 21:00 | 0.62712 | 0.60953 | 0.62712 | 0.65128 | 0.64928 | 0.66159 | 0.64414 | 0.59795 | 0.55759 | 0.56954 | 0.49835 | 0.45746 | 0.44252
2686 | 2004-04-21 | 22:00 | 0.57135 | 0.59795 | 0.57135 | 0.62712 | 0.66159 | 0.62962 | 0.60582 | 0.55428 | 0.51647 | 0.55759 | 0.50543 | 0.45746 | 0.43855
2687 | 2004-04-21 | 23:00 | 0.51408 | 0.55428 | 0.51408 | 0.57135 | 0.62962 | 0.5762 | 0.54565 | 0.49613 | 0.46802 | 0.51647 | 0.53151 | 0.47288 | 0.44776
2688 | 2004-04-22 | 00:00 | 0.4764 | 0.49613 | 0.4764 | 0.51408 | 0.5762 | 0.51613 | 0.48586 | 0.45456 | 0.43574 | 0.46802 | 0.59648 | 0.50707 | 0.48362
2689 | 2004-04-22 | 01:00 | 0.45572 | 0.45456 | 0.45572 | 0.4764 | 0.51613 | 0.47491 | 0.44547 | 0.43279 | 0.41951 | 0.43574 | 0.67989 | 0.54294 | 0.54013
2690 | 2004-04-22 | 02:00 | 0.44502 | 0.43279 | 0.44502 | 0.45572 | 0.47491 | 0.45317 | 0.42445 | 0.41868 | 0.40809 | 0.41951 | 0.7125 | 0.56446 | 0.58838
2691 | 2004-04-22 | 03:00 | 0.4393 | 0.41868 | 0.4393 | 0.44502 | 0.45317 | 0.44083 | 0.41367 | 0.41163 | 0.40454 | 0.40809 | 0.70015 | 0.57836 | 0.61875
2692 | 2004-04-22 | 04:00 | 0.44558 | 0.41163 | 0.44558 | 0.4393 | 0.44083 | 0.43492 | 0.41105 | 0.41375 | 0.40874 | 0.40454 | 0.67936 | 0.58924 | 0.6438
2693 | 2004-04-22 | 05:00 | 0.48243 | 0.41375 | 0.48243 | 0.44558 | 0.43492 | 0.43843 | 0.42051 | 0.43911 | 0.43162 | 0.40874 | 0.66358 | 0.59856 | 0.66432
2694 | 2004-04-22 | 06:00 | 0.54856 | 0.43911 | 0.54856 | 0.48243 | 0.43843 | 0.46991 | 0.45903 | 0.49776 | 0.48072 | 0.43162 | 0.64676 | 0.60062 | 0.67182
2695 | 2004-04-22 | 07:00 | 0.59462 | 0.49776 | 0.59462 | 0.54856 | 0.46991 | 0.53536 | 0.52451 | 0.51953 | 0.51058 | 0.48072 | 0.63686 | 0.60309 | 0.67408
2696 | 2004-04-22 | 08:00 | 0.61257 | 0.51953 | 0.61257 | 0.59462 | 0.53536 | 0.59902 | 0.5928 | 0.52769 | 0.52245 | 0.51058 | 0.62765 | 0.60585 | 0.68201
2697 | 2004-04-22 | 09:00 | 0.62284 | 0.52769 | 0.62284 | 0.61257 | 0.59902 | 0.63173 | 0.62589 | 0.54498 | 0.53464 | 0.52245 | 0.62363 | 0.6071 | 0.68159
2698 | 2004-04-22 | 10:00 | 0.63875 | 0.54498 | 0.63875 | 0.62284 | 0.63173 | 0.65231 | 0.64356 | 0.56627 | 0.54687 | 0.53464 | 0.61658 | 0.60301 | 0.67755
2699 | 2004-04-22 | 11:00 | 0.6495 | 0.56627 | 0.6495 | 0.63875 | 0.65231 | 0.66511 | 0.65633 | 0.58409 | 0.55638 | 0.54687 | 0.612 | 0.60309 | 0.66925
2700 | 2004-04-22 | 12:00 | 0.65783 | 0.58409 | 0.65783 | 0.6495 | 0.66511 | 0.67453 | 0.66056 | 0.60032 | 0.56274 | 0.55638 | 0.61173 | 0.59953 | 0.65394
2701 | 2004-04-22 | 13:00 | 0.66617 | 0.60032 | 0.66617 | 0.65783 | 0.67453 | 0.67678 | 0.66018 | 0.6243 | 0.57279 | 0.56274 | 0.60894 | 0.59811 | 0.63439
2702 | 2004-04-22 | 14:00 | 0.6702 | 0.6243 | 0.6702 | 0.66617 | 0.67678 | 0.68477 | 0.66475 | 0.64118 | 0.57846 | 0.57279 | 0.62006 | 0.61278 | 0.6443
2703 | 2004-04-22 | 15:00 | 0.66881 | 0.64118 | 0.66881 | 0.6702 | 0.68477 | 0.68304 | 0.66222 | 0.65661 | 0.58114 | 0.57846 | 0.64535 | 0.61509 | 0.67184
2704 | 2004-04-22 | 16:00 | 0.66544 | 0.65661 | 0.66544 | 0.66881 | 0.68304 | 0.679 | 0.65438 | 0.66719 | 0.58505 | 0.58114 | 0.6268 | 0.5856 | 0.64065
2705 | 2004-04-22 | 17:00 | 0.65997 | 0.66719 | 0.65997 | 0.66544 | 0.679 | 0.67879 | 0.6492 | 0.66463 | 0.57957 | 0.58505 | 0.57351 | 0.53616 | 0.57957
2706 | 2004-04-22 | 18:00 | 0.6528 | 0.66463 | 0.6528 | 0.65997 | 0.67879 | 0.66827 | 0.64385 | 0.64964 | 0.5723 | 0.57957 | 0.52084 | 0.49654 | 0.51953
2707 | 2004-04-22 | 19:00 | 0.65718 | 0.64964 | 0.65718 | 0.6528 | 0.66827 | 0.65459 | 0.63091 | 0.63046 | 0.56424 | 0.5723 | 0.49132 | 0.47225 | 0.47712
2708 | 2004-04-22 | 20:00 | 0.67182 | 0.63046 | 0.67182 | 0.65718 | 0.65459 | 0.65902 | 0.64128 | 0.64367 | 0.579 | 0.56424 | 0.47956 | 0.46207 | 0.45606
2709 | 2004-04-22 | 21:00 | 0.6476 | 0.64367 | 0.6476 | 0.67182 | 0.65902 | 0.6752 | 0.65591 | 0.6288 | 0.56375 | 0.579 | 0.47541 | 0.45691 | 0.4436
2710 | 2004-04-22 | 22:00 | 0.58944 | 0.6288 | 0.58944 | 0.6476 | 0.6752 | 0.64471 | 0.61951 | 0.58127 | 0.5248 | 0.56375 | 0.48012 | 0.45841 | 0.43851
2711 | 2004-04-22 | 23:00 | 0.52996 | 0.58127 | 0.52996 | 0.58944 | 0.64471 | 0.57978 | 0.55548 | 0.52317 | 0.4766 | 0.5248 | 0.50162 | 0.47308 | 0.44613
2712 | 2004-04-23 | 00:00 | 0.48768 | 0.52317 | 0.48768 | 0.52996 | 0.57978 | 0.53146 | 0.4949 | 0.47736 | 0.44542 | 0.4766 | 0.55746 | 0.50401 | 0.47932
2713 | 2004-04-23 | 01:00 | 0.4656 | 0.47736 | 0.4656 | 0.48768 | 0.53146 | 0.48855 | 0.45119 | 0.45031 | 0.42767 | 0.44542 | 0.63502 | 0.53955 | 0.52965
2714 | 2004-04-23 | 02:00 | 0.45132 | 0.45031 | 0.45132 | 0.4656 | 0.48855 | 0.46228 | 0.42801 | 0.43348 | 0.41714 | 0.42767 | 0.67896 | 0.56125 | 0.58326
2715 | 2004-04-23 | 03:00 | 0.44353 | 0.43348 | 0.44353 | 0.45132 | 0.46228 | 0.44825 | 0.41537 | 0.42766 | 0.41317 | 0.41714 | 0.68298 | 0.57651 | 0.62346
2716 | 2004-04-23 | 04:00 | 0.44976 | 0.42766 | 0.44976 | 0.44353 | 0.44825 | 0.44093 | 0.40898 | 0.42638 | 0.41755 | 0.41317 | 0.67787 | 0.58568 | 0.65579
2717 | 2004-04-23 | 05:00 | 0.48333 | 0.42638 | 0.48333 | 0.44976 | 0.44093 | 0.44346 | 0.41512 | 0.45242 | 0.43916 | 0.41755 | 0.67023 | 0.59365 | 0.68246
2718 | 2004-04-23 | 06:00 | 0.54617 | 0.45242 | 0.54617 | 0.48333 | 0.44346 | 0.47251 | 0.45331 | 0.51069 | 0.48718 | 0.43916 | 0.66182 | 0.59504 | 0.69834
2719 | 2004-04-23 | 07:00 | 0.59288 | 0.51069 | 0.59288 | 0.54617 | 0.47251 | 0.53797 | 0.51551 | 0.53577 | 0.51931 | 0.48718 | 0.65424 | 0.59639 | 0.70722
2720 | 2004-04-23 | 08:00 | 0.61344 | 0.53577 | 0.61344 | 0.59288 | 0.53797 | 0.60229 | 0.58438 | 0.54616 | 0.53201 | 0.51931 | 0.64777 | 0.59793 | 0.71808
2721 | 2004-04-23 | 09:00 | 0.62926 | 0.54616 | 0.62926 | 0.61344 | 0.60229 | 0.63753 | 0.62929 | 0.5649 | 0.54378 | 0.53201 | 0.63646 | 0.59529 | 0.72364
2722 | 2004-04-23 | 10:00 | 0.64345 | 0.5649 | 0.64345 | 0.62926 | 0.63753 | 0.65716 | 0.65239 | 0.58588 | 0.5527 | 0.54378 | 0.62501 | 0.59133 | 0.72129
2723 | 2004-04-23 | 11:00 | 0.65046 | 0.58588 | 0.65046 | 0.64345 | 0.65716 | 0.6682 | 0.66545 | 0.5994 | 0.55754 | 0.5527 | 0.61719 | 0.59071 | 0.7105
2724 | 2004-04-23 | 12:00 | 0.65328 | 0.5994 | 0.65328 | 0.65046 | 0.6682 | 0.66852 | 0.66653 | 0.60786 | 0.55731 | 0.55754 | 0.61298 | 0.58496 | 0.68811
2725 | 2004-04-23 | 13:00 | 0.65808 | 0.60786 | 0.65808 | 0.65328 | 0.66852 | 0.65959 | 0.66097 | 0.61708 | 0.56323 | 0.55731 | 0.60766 | 0.58535 | 0.6586
2726 | 2004-04-23 | 14:00 | 0.65393 | 0.61708 | 0.65393 | 0.65808 | 0.65959 | 0.65315 | 0.65181 | 0.62131 | 0.56344 | 0.56323 | 0.6137 | 0.59711 | 0.65107
2727 | 2004-04-23 | 15:00 | 0.64725 | 0.62131 | 0.64725 | 0.65393 | 0.65315 | 0.64622 | 0.63991 | 0.62032 | 0.56032 | 0.56344 | 0.6396 | 0.601 | 0.66801
2728 | 2004-04-23 | 16:00 | 0.64218 | 0.62032 | 0.64218 | 0.64725 | 0.64622 | 0.64059 | 0.6278 | 0.61605 | 0.55842 | 0.56032 | 0.62536 | 0.57634 | 0.63835
2729 | 2004-04-23 | 17:00 | 0.63218 | 0.61605 | 0.63218 | 0.64218 | 0.64059 | 0.63789 | 0.62228 | 0.60644 | 0.54958 | 0.55842 | 0.57892 | 0.53634 | 0.58736
2730 | 2004-04-23 | 18:00 | 0.61797 | 0.60644 | 0.61797 | 0.63218 | 0.63789 | 0.62916 | 0.61739 | 0.59073 | 0.54087 | 0.54958 | 0.53947 | 0.50177 | 0.53298
2731 | 2004-04-23 | 19:00 | 0.61919 | 0.59073 | 0.61919 | 0.61797 | 0.62916 | 0.61654 | 0.61528 | 0.58173 | 0.53569 | 0.54087 | 0.51107 | 0.47736 | 0.48951
2732 | 2004-04-23 | 20:00 | 0.62289 | 0.58173 | 0.62289 | 0.61919 | 0.61654 | 0.62055 | 0.62593 | 0.58793 | 0.54437 | 0.53569 | 0.49755 | 0.46399 | 0.46303
2733 | 2004-04-23 | 21:00 | 0.59937 | 0.58793 | 0.59937 | 0.62289 | 0.62055 | 0.63461 | 0.62996 | 0.57272 | 0.53188 | 0.54437 | 0.4906 | 0.45342 | 0.44672
2734 | 2004-04-23 | 22:00 | 0.55664 | 0.57272 | 0.55664 | 0.59937 | 0.63461 | 0.61116 | 0.59985 | 0.54288 | 0.50377 | 0.53188 | 0.49215 | 0.45059 | 0.43914
2735 | 2004-04-23 | 23:00 | 0.50724 | 0.54288 | 0.50724 | 0.55664 | 0.61116 | 0.56776 | 0.54665 | 0.50219 | 0.46717 | 0.50377 | 0.50399 | 0.45601 | 0.43749
2736 | 2004-04-24 | 00:00 | 0.46499 | 0.50219 | 0.46499 | 0.50724 | 0.56776 | 0.51665 | 0.49577 | 0.46408 | 0.43934 | 0.46717 | 0.53074 | 0.46172 | 0.44753
2737 | 2004-04-24 | 01:00 | 0.44318 | 0.46408 | 0.44318 | 0.46499 | 0.51665 | 0.47357 | 0.45426 | 0.436 | 0.42317 | 0.43934 | 0.56335 | 0.46745 | 0.45849
2738 | 2004-04-24 | 02:00 | 0.42997 | 0.436 | 0.42997 | 0.44318 | 0.47357 | 0.44913 | 0.42971 | 0.41571 | 0.4109 | 0.42317 | 0.60385 | 0.4937 | 0.48691
2739 | 2004-04-24 | 03:00 | 0.4225 | 0.41571 | 0.4225 | 0.42997 | 0.44913 | 0.43439 | 0.41748 | 0.4032 | 0.40469 | 0.4109 | 0.62948 | 0.52157 | 0.53251
2740 | 2004-04-24 | 04:00 | 0.42058 | 0.4032 | 0.42058 | 0.4225 | 0.43439 | 0.42873 | 0.41238 | 0.39799 | 0.40549 | 0.40469 | 0.63204 | 0.54207 | 0.57249
2741 | 2004-04-24 | 05:00 | 0.43348 | 0.39799 | 0.43348 | 0.42058 | 0.42873 | 0.42788 | 0.4128 | 0.40187 | 0.41332 | 0.40549 | 0.62288 | 0.55395 | 0.60077
2742 | 2004-04-24 | 06:00 | 0.44928 | 0.40187 | 0.44928 | 0.43348 | 0.42788 | 0.43544 | 0.4281 | 0.41506 | 0.42976 | 0.41332 | 0.60729 | 0.55813 | 0.61619
2743 | 2004-04-24 | 07:00 | 0.48021 | 0.41506 | 0.48021 | 0.44928 | 0.43544 | 0.44983 | 0.45074 | 0.42662 | 0.44434 | 0.42976 | 0.59153 | 0.56117 | 0.62292
2744 | 2004-04-24 | 08:00 | 0.52006 | 0.42662 | 0.52006 | 0.48021 | 0.44983 | 0.48605 | 0.49324 | 0.4488 | 0.46964 | 0.44434 | 0.57758 | 0.56396 | 0.62678
2745 | 2004-04-24 | 09:00 | 0.54566 | 0.4488 | 0.54566 | 0.52006 | 0.48605 | 0.52436 | 0.53653 | 0.47396 | 0.49396 | 0.46964 | 0.5647 | 0.56623 | 0.62875
2746 | 2004-04-24 | 10:00 | 0.55654 | 0.47396 | 0.55654 | 0.54566 | 0.52436 | 0.55467 | 0.5629 | 0.4933 | 0.50656 | 0.49396 | 0.55959 | 0.56892 | 0.63265
2747 | 2004-04-24 | 11:00 | 0.5559 | 0.4933 | 0.5559 | 0.55654 | 0.55467 | 0.57025 | 0.57501 | 0.49929 | 0.50931 | 0.50656 | 0.56138 | 0.57305 | 0.63216
2748 | 2004-04-24 | 12:00 | 0.54942 | 0.49929 | 0.54942 | 0.5559 | 0.57025 | 0.57321 | 0.57348 | 0.49811 | 0.50388 | 0.50931 | 0.56542 | 0.57303 | 0.62868
2749 | 2004-04-24 | 13:00 | 0.54166 | 0.49811 | 0.54166 | 0.54942 | 0.57321 | 0.56839 | 0.56266 | 0.49308 | 0.49813 | 0.50388 | 0.56614 | 0.57173 | 0.61742
2750 | 2004-04-24 | 14:00 | 0.5345 | 0.49308 | 0.5345 | 0.54166 | 0.56839 | 0.55942 | 0.54727 | 0.49221 | 0.49071 | 0.49813 | 0.5746 | 0.58516 | 0.61823
2751 | 2004-04-24 | 15:00 | 0.53074 | 0.49221 | 0.53074 | 0.5345 | 0.55942 | 0.55165 | 0.53628 | 0.49523 | 0.48775 | 0.49071 | 0.60574 | 0.58936 | 0.63856
2752 | 2004-04-24 | 16:00 | 0.53215 | 0.49523 | 0.53215 | 0.53074 | 0.55165 | 0.54454 | 0.52675 | 0.4983 | 0.48765 | 0.48775 | 0.59582 | 0.56702 | 0.61394
2753 | 2004-04-24 | 17:00 | 0.53233 | 0.4983 | 0.53233 | 0.53215 | 0.54454 | 0.54363 | 0.5248 | 0.49531 | 0.48857 | 0.48765 | 0.55757 | 0.52822 | 0.56955
2754 | 2004-04-24 | 18:00 | 0.52802 | 0.49531 | 0.52802 | 0.53233 | 0.54363 | 0.54739 | 0.5282 | 0.49127 | 0.48435 | 0.48857 | 0.51874 | 0.49397 | 0.52306
2755 | 2004-04-24 | 19:00 | 0.52905 | 0.49127 | 0.52905 | 0.52802 | 0.54739 | 0.54468 | 0.52973 | 0.48852 | 0.48116 | 0.48435 | 0.49167 | 0.4677 | 0.48217
2756 | 2004-04-24 | 20:00 | 0.55923 | 0.48852 | 0.55923 | 0.52905 | 0.54468 | 0.5546 | 0.54599 | 0.5031 | 0.49648 | 0.48116 | 0.47892 | 0.4534 | 0.45539
2757 | 2004-04-24 | 21:00 | 0.54925 | 0.5031 | 0.54925 | 0.55923 | 0.5546 | 0.58668 | 0.57215 | 0.49583 | 0.49406 | 0.49648 | 0.47368 | 0.44605 | 0.43843
2758 | 2004-04-24 | 22:00 | 0.51468 | 0.49583 | 0.51468 | 0.54925 | 0.58668 | 0.57184 | 0.55482 | 0.47168 | 0.47041 | 0.49406 | 0.47495 | 0.44117 | 0.42914
2759 | 2004-04-24 | 23:00 | 0.47568 | 0.47168 | 0.47568 | 0.51468 | 0.57184 | 0.53944 | 0.51169 | 0.43846 | 0.4394 | 0.47041 | 0.48456 | 0.44814 | 0.42622
2760 | 2004-04-25 | 00:00 | 0.44027 | 0.43846 | 0.44027 | 0.47568 | 0.53944 | 0.50026 | 0.47151 | 0.40885 | 0.41268 | 0.4394 | 0.5029 | 0.44675 | 0.43107
2761 | 2004-04-25 | 01:00 | 0.41673 | 0.40885 | 0.41673 | 0.44027 | 0.50026 | 0.46319 | 0.43432 | 0.38867 | 0.39619 | 0.41268 | 0.52688 | 0.45186 | 0.43028
2762 | 2004-04-25 | 02:00 | 0.40449 | 0.38867 | 0.40449 | 0.41673 | 0.46319 | 0.44128 | 0.41334 | 0.37539 | 0.38604 | 0.39619 | 0.56012 | 0.47372 | 0.4495
2763 | 2004-04-25 | 03:00 | 0.39786 | 0.37539 | 0.39786 | 0.40449 | 0.44128 | 0.42845 | 0.40206 | 0.36898 | 0.38169 | 0.38604 | 0.58501 | 0.5007 | 0.48728
2764 | 2004-04-25 | 04:00 | 0.39766 | 0.36898 | 0.39766 | 0.39786 | 0.42845 | 0.42081 | 0.39787 | 0.36642 | 0.38138 | 0.38169 | 0.59249 | 0.52565 | 0.52484
2765 | 2004-04-25 | 05:00 | 0.40561 | 0.36642 | 0.40561 | 0.39766 | 0.42081 | 0.41874 | 0.39899 | 0.37029 | 0.38748 | 0.38138 | 0.5886 | 0.54354 | 0.55718
2766 | 2004-04-25 | 06:00 | 0.41441 | 0.37029 | 0.41441 | 0.40561 | 0.41874 | 0.42598 | 0.40749 | 0.38016 | 0.39457 | 0.38748 | 0.57894 | 0.55641 | 0.58174
2767 | 2004-04-25 | 07:00 | 0.43764 | 0.38016 | 0.43764 | 0.41441 | 0.42598 | 0.42943 | 0.4179 | 0.39134 | 0.40565 | 0.39457 | 0.57045 | 0.56702 | 0.60029
2768 | 2004-04-25 | 08:00 | 0.473 | 0.39134 | 0.473 | 0.43764 | 0.42943 | 0.46084 | 0.45277 | 0.41339 | 0.4311 | 0.40565 | 0.56156 | 0.57611 | 0.617
2769 | 2004-04-25 | 09:00 | 0.49908 | 0.41339 | 0.49908 | 0.473 | 0.46084 | 0.49576 | 0.49059 | 0.43628 | 0.44821 | 0.4311 | 0.55576 | 0.58423 | 0.63413
2770 | 2004-04-25 | 10:00 | 0.51398 | 0.43628 | 0.51398 | 0.49908 | 0.49576 | 0.52446 | 0.52094 | 0.45686 | 0.4564 | 0.44821 | 0.55411 | 0.59016 | 0.64442
2771 | 2004-04-25 | 11:00 | 0.52038 | 0.45686 | 0.52038 | 0.51398 | 0.52446 | 0.54475 | 0.53545 | 0.46941 | 0.46 | 0.4564 | 0.56026 | 0.59826 | 0.65395
2772 | 2004-04-25 | 12:00 | 0.52272 | 0.46941 | 0.52272 | 0.52038 | 0.54475 | 0.55545 | 0.53923 | 0.47954 | 0.46663 | 0.46 | 0.56875 | 0.60304 | 0.65884
2773 | 2004-04-25 | 13:00 | 0.52317 | 0.47954 | 0.52317 | 0.52272 | 0.55545 | 0.55829 | 0.53682 | 0.48625 | 0.46912 | 0.46663 | 0.57338 | 0.60037 | 0.65194
2774 | 2004-04-25 | 14:00 | 0.51938 | 0.48625 | 0.51938 | 0.52317 | 0.55829 | 0.55928 | 0.52845 | 0.49219 | 0.46925 | 0.46912 | 0.58874 | 0.61457 | 0.65411
2775 | 2004-04-25 | 15:00 | 0.51765 | 0.49219 | 0.51765 | 0.51938 | 0.55928 | 0.55664 | 0.52086 | 0.49878 | 0.47049 | 0.46925 | 0.61729 | 0.62032 | 0.67834
2776 | 2004-04-25 | 16:00 | 0.52357 | 0.49878 | 0.52357 | 0.51765 | 0.55664 | 0.55924 | 0.52173 | 0.50576 | 0.47647 | 0.47049 | 0.60308 | 0.59054 | 0.64307
2777 | 2004-04-25 | 17:00 | 0.53328 | 0.50576 | 0.53328 | 0.52357 | 0.55924 | 0.56973 | 0.53508 | 0.51298 | 0.48443 | 0.47647 | 0.54871 | 0.53918 | 0.58607
2778 | 2004-04-25 | 18:00 | 0.54255 | 0.51298 | 0.54255 | 0.53328 | 0.56973 | 0.58418 | 0.55652 | 0.51418 | 0.48579 | 0.48443 | 0.49532 | 0.49487 | 0.52622
2779 | 2004-04-25 | 19:00 | 0.55936 | 0.51418 | 0.55936 | 0.54255 | 0.58418 | 0.59009 | 0.57717 | 0.51088 | 0.48677 | 0.48579 | 0.46793 | 0.46917 | 0.4857
2780 | 2004-04-25 | 20:00 | 0.57941 | 0.51088 | 0.57941 | 0.55936 | 0.59009 | 0.60078 | 0.60155 | 0.53075 | 0.5105 | 0.48677 | 0.45518 | 0.45611 | 0.46294
2781 | 2004-04-25 | 21:00 | 0.56 | 0.53075 | 0.56 | 0.57941 | 0.60078 | 0.61534 | 0.61275 | 0.52221 | 0.50563 | 0.5105 | 0.45228 | 0.44991 | 0.45007
2782 | 2004-04-25 | 22:00 | 0.52389 | 0.52221 | 0.52389 | 0.56 | 0.61534 | 0.58893 | 0.57016 | 0.48757 | 0.47763 | 0.50563 | 0.45731 | 0.45071 | 0.44728
2783 | 2004-04-25 | 23:00 | 0.48215 | 0.48757 | 0.48215 | 0.52389 | 0.58893 | 0.55109 | 0.51592 | 0.43856 | 0.43718 | 0.47763 | 0.48044 | 0.46722 | 0.45761
2784 | 2004-04-26 | 00:00 | 0.45037 | 0.43856 | 0.45037 | 0.48215 | 0.55109 | 0.50452 | 0.46853 | 0.40335 | 0.41052 | 0.43718 | 0.53811 | 0.50204 | 0.49147
2785 | 2004-04-26 | 01:00 | 0.4347 | 0.40335 | 0.4347 | 0.45037 | 0.50452 | 0.46991 | 0.43457 | 0.38367 | 0.39666 | 0.41052 | 0.60998 | 0.53504 | 0.54034
2786 | 2004-04-26 | 02:00 | 0.42743 | 0.38367 | 0.42743 | 0.4347 | 0.46991 | 0.45335 | 0.4179 | 0.37289 | 0.39076 | 0.39666 | 0.65373 | 0.56498 | 0.59835
2787 | 2004-04-26 | 03:00 | 0.42803 | 0.37289 | 0.42803 | 0.42743 | 0.45335 | 0.44199 | 0.41168 | 0.36876 | 0.38931 | 0.39076 | 0.6581 | 0.58503 | 0.64896
2788 | 2004-04-26 | 04:00 | 0.43766 | 0.36876 | 0.43766 | 0.42803 | 0.44199 | 0.43865 | 0.41031 | 0.37483 | 0.39745 | 0.38931 | 0.65812 | 0.60645 | 0.69907
2789 | 2004-04-26 | 05:00 | 0.47604 | 0.37483 | 0.47604 | 0.43766 | 0.43865 | 0.4441 | 0.42258 | 0.40199 | 0.4236 | 0.39745 | 0.66781 | 0.62488 | 0.74584
2790 | 2004-04-26 | 06:00 | 0.54584 | 0.40199 | 0.54584 | 0.47604 | 0.4441 | 0.47751 | 0.46902 | 0.45671 | 0.47268 | 0.4236 | 0.65775 | 0.63763 | 0.78605
2791 | 2004-04-26 | 07:00 | 0.5943 | 0.45671 | 0.5943 | 0.54584 | 0.47751 | 0.54838 | 0.55756 | 0.47721 | 0.50251 | 0.47268 | 0.66217 | 0.65066 | 0.81552
2792 | 2004-04-26 | 08:00 | 0.61659 | 0.47721 | 0.61659 | 0.5943 | 0.54838 | 0.61372 | 0.63253 | 0.48787 | 0.51161 | 0.50251 | 0.66249 | 0.66535 | 0.84673
2793 | 2004-04-26 | 09:00 | 0.63003 | 0.48787 | 0.63003 | 0.61659 | 0.61372 | 0.64397 | 0.66222 | 0.50598 | 0.52688 | 0.51161 | 0.66427 | 0.67268 | 0.86296
2794 | 2004-04-26 | 10:00 | 0.63966 | 0.50598 | 0.63966 | 0.63003 | 0.64397 | 0.66317 | 0.67631 | 0.52322 | 0.53433 | 0.52688 | 0.66313 | 0.67263 | 0.87672
2795 | 2004-04-26 | 11:00 | 0.64237 | 0.52322 | 0.64237 | 0.63966 | 0.66317 | 0.67334 | 0.68552 | 0.53841 | 0.54219 | 0.53433 | 0.66366 | 0.67101 | 0.8769
2796 | 2004-04-26 | 12:00 | 0.64011 | 0.53841 | 0.64011 | 0.64237 | 0.67334 | 0.67977 | 0.68627 | 0.54992 | 0.54481 | 0.54219 | 0.66353 | 0.65993 | 0.86357
2797 | 2004-04-26 | 13:00 | 0.63489 | 0.54992 | 0.63489 | 0.64011 | 0.67977 | 0.68016 | 0.68071 | 0.56331 | 0.55053 | 0.54481 | 0.65607 | 0.65285 | 0.82188
2798 | 2004-04-26 | 14:00 | 0.62747 | 0.56331 | 0.62747 | 0.63489 | 0.68016 | 0.67833 | 0.67644 | 0.5747 | 0.55267 | 0.55053 | 0.65772 | 0.66506 | 0.79652
2799 | 2004-04-26 | 15:00 | 0.62398 | 0.5747 | 0.62398 | 0.62747 | 0.67833 | 0.67214 | 0.66674 | 0.58427 | 0.55447 | 0.55267 | 0.67675 | 0.66565 | 0.79973
2800 | 2004-04-26 | 16:00 | 0.62668 | 0.58427 | 0.62668 | 0.62398 | 0.67214 | 0.66968 | 0.66255 | 0.59323 | 0.55558 | 0.55447 | 0.65275 | 0.62563 | 0.74723
2801 | 2004-04-26 | 17:00 | 0.62989 | 0.59323 | 0.62989 | 0.62668 | 0.66968 | 0.67365 | 0.67155 | 0.59284 | 0.54968 | 0.55558 | 0.58464 | 0.5672 | 0.66568
2802 | 2004-04-26 | 18:00 | 0.62725 | 0.59284 | 0.62725 | 0.62989 | 0.67365 | 0.67446 | 0.67913 | 0.57997 | 0.54195 | 0.54968 | 0.52824 | 0.51569 | 0.58861
2803 | 2004-04-26 | 19:00 | 0.63163 | 0.57997 | 0.63163 | 0.62725 | 0.67446 | 0.66532 | 0.68021 | 0.56287 | 0.53497 | 0.54195 | 0.48938 | 0.48922 | 0.53379
2804 | 2004-04-26 | 20:00 | 0.64151 | 0.56287 | 0.64151 | 0.63163 | 0.66532 | 0.66578 | 0.68303 | 0.57181 | 0.55285 | 0.53497 | 0.47165 | 0.47457 | 0.50235
2805 | 2004-04-26 | 21:00 | 0.61557 | 0.57181 | 0.61557 | 0.64151 | 0.66578 | 0.67376 | 0.67329 | 0.55481 | 0.54713 | 0.55285 | 0.46242 | 0.46503 | 0.48345
2806 | 2004-04-26 | 22:00 | 0.56002 | 0.55481 | 0.56002 | 0.61557 | 0.67376 | 0.64161 | 0.62506 | 0.50322 | 0.50599 | 0.54713 | 0.46332 | 0.46436 | 0.47599
2807 | 2004-04-26 | 23:00 | 0.50707 | 0.50322 | 0.50707 | 0.56002 | 0.64161 | 0.5845 | 0.55527 | 0.44534 | 0.45305 | 0.50599 | 0.4794 | 0.47684 | 0.48312
2808 | 2004-04-27 | 00:00 | 0.47061 | 0.44534 | 0.47061 | 0.50707 | 0.5845 | 0.52502 | 0.49544 | 0.40543 | 0.42507 | 0.45305 | 0.53 | 0.50877 | 0.51592
2809 | 2004-04-27 | 01:00 | 0.4515 | 0.40543 | 0.4515 | 0.47061 | 0.52502 | 0.47941 | 0.45696 | 0.38161 | 0.40866 | 0.42507 | 0.59606 | 0.5394 | 0.56898
2810 | 2004-04-27 | 02:00 | 0.44463 | 0.38161 | 0.44463 | 0.4515 | 0.47941 | 0.45985 | 0.43743 | 0.36763 | 0.39993 | 0.40866 | 0.64247 | 0.57081 | 0.62833
2811 | 2004-04-27 | 03:00 | 0.44057 | 0.36763 | 0.44057 | 0.44463 | 0.45985 | 0.44814 | 0.42515 | 0.36096 | 0.39812 | 0.39993 | 0.65267 | 0.59116 | 0.68636
2812 | 2004-04-27 | 04:00 | 0.44996 | 0.36096 | 0.44996 | 0.44057 | 0.44814 | 0.441 | 0.42163 | 0.36483 | 0.40204 | 0.39812 | 0.65554 | 0.6141 | 0.73959
2813 | 2004-04-27 | 05:00 | 0.48831 | 0.36483 | 0.48831 | 0.44996 | 0.441 | 0.44297 | 0.431 | 0.39144 | 0.42917 | 0.40204 | 0.66393 | 0.63482 | 0.79103
2814 | 2004-04-27 | 06:00 | 0.55095 | 0.39144 | 0.55095 | 0.48831 | 0.44297 | 0.47631 | 0.47313 | 0.44317 | 0.47693 | 0.42917 | 0.66443 | 0.65305 | 0.82779
2815 | 2004-04-27 | 07:00 | 0.59345 | 0.44317 | 0.59345 | 0.55095 | 0.47631 | 0.54356 | 0.5549 | 0.46857 | 0.50496 | 0.47693 | 0.66438 | 0.66936 | 0.85581
2816 | 2004-04-27 | 08:00 | 0.6038 | 0.46857 | 0.6038 | 0.59345 | 0.54356 | 0.60366 | 0.62158 | 0.47495 | 0.51465 | 0.50496 | 0.66637 | 0.68366 | 0.88376
2817 | 2004-04-27 | 09:00 | 0.61197 | 0.47495 | 0.61197 | 0.6038 | 0.60366 | 0.63131 | 0.64351 | 0.49347 | 0.52361 | 0.51465 | 0.66222 | 0.69497 | 0.90215
2818 | 2004-04-27 | 10:00 | 0.61904 | 0.49347 | 0.61904 | 0.61197 | 0.63131 | 0.64893 | 0.6516 | 0.51624 | 0.53384 | 0.52361 | 0.6586 | 0.69629 | 0.91256
2819 | 2004-04-27 | 11:00 | 0.62108 | 0.51624 | 0.62108 | 0.61904 | 0.64893 | 0.66039 | 0.65666 | 0.53454 | 0.54074 | 0.53384 | 0.65115 | 0.69666 | 0.90797
2820 | 2004-04-27 | 12:00 | 0.61687 | 0.53454 | 0.61687 | 0.62108 | 0.66039 | 0.66426 | 0.65604 | 0.55193 | 0.54778 | 0.54074 | 0.64183 | 0.68795 | 0.88132
2821 | 2004-04-27 | 13:00 | 0.6198 | 0.55193 | 0.6198 | 0.61687 | 0.66426 | 0.66384 | 0.65177 | 0.57275 | 0.55759 | 0.54778 | 0.63483 | 0.67308 | 0.83318
2822 | 2004-04-27 | 14:00 | 0.61348 | 0.57275 | 0.61348 | 0.6198 | 0.66384 | 0.66141 | 0.65061 | 0.59335 | 0.56596 | 0.55759 | 0.64013 | 0.6789 | 0.80041
2823 | 2004-04-27 | 15:00 | 0.60687 | 0.59335 | 0.60687 | 0.61348 | 0.66141 | 0.6567 | 0.6424 | 0.61134 | 0.57217 | 0.56596 | 0.6578 | 0.67609 | 0.79582
2824 | 2004-04-27 | 16:00 | 0.60697 | 0.61134 | 0.60697 | 0.60687 | 0.6567 | 0.65357 | 0.63485 | 0.62769 | 0.57756 | 0.57217 | 0.63281 | 0.63173 | 0.74262
2825 | 2004-04-27 | 17:00 | 0.60773 | 0.62769 | 0.60773 | 0.60697 | 0.65357 | 0.65385 | 0.63137 | 0.62961 | 0.57333 | 0.57756 | 0.57548 | 0.56927 | 0.65512
2826 | 2004-04-27 | 18:00 | 0.60587 | 0.62961 | 0.60587 | 0.60773 | 0.65385 | 0.65062 | 0.63037 | 0.61349 | 0.5663 | 0.57333 | 0.52451 | 0.51821 | 0.58338
2827 | 2004-04-27 | 19:00 | 0.61612 | 0.61349 | 0.61612 | 0.60587 | 0.65062 | 0.63961 | 0.6261 | 0.58781 | 0.55437 | 0.5663 | 0.49917 | 0.48924 | 0.5294
2828 | 2004-04-27 | 20:00 | 0.63792 | 0.58781 | 0.63792 | 0.61612 | 0.63961 | 0.64541 | 0.6436 | 0.59151 | 0.56936 | 0.55437 | 0.48611 | 0.47407 | 0.50136
2829 | 2004-04-27 | 21:00 | 0.61881 | 0.59151 | 0.61881 | 0.63792 | 0.64541 | 0.66796 | 0.65728 | 0.56934 | 0.56285 | 0.56936 | 0.48014 | 0.46478 | 0.48288
2830 | 2004-04-27 | 22:00 | 0.56781 | 0.56934 | 0.56781 | 0.61881 | 0.66796 | 0.64189 | 0.61544 | 0.51429 | 0.51913 | 0.56285 | 0.48358 | 0.46349 | 0.4739
2831 | 2004-04-27 | 23:00 | 0.51709 | 0.51429 | 0.51709 | 0.56781 | 0.64189 | 0.58573 | 0.54793 | 0.45244 | 0.47018 | 0.51913 | 0.50716 | 0.47649 | 0.4805
2832 | 2004-04-28 | 00:00 | 0.48079 | 0.45244 | 0.48079 | 0.51709 | 0.58573 | 0.52376 | 0.48715 | 0.41096 | 0.43213 | 0.47018 | 0.56348 | 0.5069 | 0.5116
2833 | 2004-04-28 | 01:00 | 0.46947 | 0.41096 | 0.46947 | 0.48079 | 0.52376 | 0.48131 | 0.44601 | 0.38849 | 0.41518 | 0.43213 | 0.63787 | 0.53983 | 0.56398
2834 | 2004-04-28 | 02:00 | 0.46158 | 0.38849 | 0.46158 | 0.46947 | 0.48131 | 0.46112 | 0.42801 | 0.37604 | 0.40763 | 0.41518 | 0.67867 | 0.57056 | 0.6146
2835 | 2004-04-28 | 03:00 | 0.46294 | 0.37604 | 0.46294 | 0.46158 | 0.46112 | 0.44673 | 0.42022 | 0.36824 | 0.40281 | 0.40763 | 0.67481 | 0.59455 | 0.65686
2836 | 2004-04-28 | 04:00 | 0.47476 | 0.36824 | 0.47476 | 0.46294 | 0.44673 | 0.44445 | 0.41947 | 0.37089 | 0.40745 | 0.40281 | 0.66576 | 0.61402 | 0.69966
2837 | 2004-04-28 | 05:00 | 0.51926 | 0.37089 | 0.51926 | 0.47476 | 0.44445 | 0.45229 | 0.42855 | 0.39646 | 0.43169 | 0.40745 | 0.65802 | 0.63915 | 0.73045
2838 | 2004-04-28 | 06:00 | 0.5866 | 0.39646 | 0.5866 | 0.51926 | 0.45229 | 0.48433 | 0.47238 | 0.45181 | 0.47502 | 0.43169 | 0.64844 | 0.65681 | 0.75121
2839 | 2004-04-28 | 07:00 | 0.62697 | 0.45181 | 0.62697 | 0.5866 | 0.48433 | 0.54947 | 0.55192 | 0.47185 | 0.50395 | 0.47502 | 0.64492 | 0.67126 | 0.76265
2840 | 2004-04-28 | 08:00 | 0.63493 | 0.47185 | 0.63493 | 0.62697 | 0.54947 | 0.60845 | 0.61706 | 0.48125 | 0.51794 | 0.50395 | 0.6401 | 0.68252 | 0.77191
2841 | 2004-04-28 | 09:00 | 0.63364 | 0.48125 | 0.63364 | 0.63493 | 0.60845 | 0.63746 | 0.63692 | 0.49852 | 0.53214 | 0.51794 | 0.63521 | 0.68737 | 0.77665
2842 | 2004-04-28 | 10:00 | 0.63384 | 0.49852 | 0.63384 | 0.63364 | 0.63746 | 0.65216 | 0.64418 | 0.51438 | 0.54824 | 0.53214 | 0.63108 | 0.68052 | 0.77471
2843 | 2004-04-28 | 11:00 | 0.62797 | 0.51438 | 0.62797 | 0.63384 | 0.65216 | 0.65821 | 0.64812 | 0.52805 | 0.55911 | 0.54824 | 0.63039 | 0.6872 | 0.76318
2844 | 2004-04-28 | 12:00 | 0.621 | 0.52805 | 0.621 | 0.62797 | 0.65821 | 0.65624 | 0.64687 | 0.53628 | 0.56612 | 0.55911 | 0.63084 | 0.67704 | 0.73457
2845 | 2004-04-28 | 13:00 | 0.61599 | 0.53628 | 0.61599 | 0.621 | 0.65624 | 0.64977 | 0.64115 | 0.54249 | 0.57624 | 0.56612 | 0.62674 | 0.66675 | 0.698
2846 | 2004-04-28 | 14:00 | 0.60769 | 0.54249 | 0.60769 | 0.61599 | 0.64977 | 0.64777 | 0.63829 | 0.54181 | 0.58127 | 0.57624 | 0.63084 | 0.67455 | 0.68908
2847 | 2004-04-28 | 15:00 | 0.60077 | 0.54181 | 0.60077 | 0.60769 | 0.64777 | 0.64436 | 0.62875 | 0.54188 | 0.58376 | 0.58127 | 0.65272 | 0.66625 | 0.7009
2848 | 2004-04-28 | 16:00 | 0.59589 | 0.54188 | 0.59589 | 0.60077 | 0.64436 | 0.64003 | 0.62038 | 0.54229 | 0.58668 | 0.58376 | 0.63465 | 0.62692 | 0.6676
2849 | 2004-04-28 | 17:00 | 0.5923 | 0.54229 | 0.5923 | 0.59589 | 0.64003 | 0.64091 | 0.61797 | 0.53534 | 0.57655 | 0.58668 | 0.57974 | 0.5659 | 0.60274
2850 | 2004-04-28 | 18:00 | 0.58507 | 0.53534 | 0.58507 | 0.5923 | 0.64091 | 0.63651 | 0.61416 | 0.52553 | 0.56437 | 0.57655 | 0.53032 | 0.51988 | 0.54089
2851 | 2004-04-28 | 19:00 | 0.59011 | 0.52553 | 0.59011 | 0.58507 | 0.63651 | 0.62347 | 0.6079 | 0.52054 | 0.5546 | 0.56437 | 0.50035 | 0.48899 | 0.49616
2852 | 2004-04-28 | 20:00 | 0.62913 | 0.52054 | 0.62913 | 0.59011 | 0.62347 | 0.62751 | 0.62162 | 0.53909 | 0.56833 | 0.5546 | 0.4876 | 0.47457 | 0.47434
2853 | 2004-04-28 | 21:00 | 0.61682 | 0.53909 | 0.61682 | 0.62913 | 0.62751 | 0.66001 | 0.65471 | 0.52754 | 0.56097 | 0.56833 | 0.48387 | 0.46511 | 0.46192
2854 | 2004-04-28 | 22:00 | 0.56607 | 0.52754 | 0.56607 | 0.61682 | 0.66001 | 0.63662 | 0.61913 | 0.489 | 0.52091 | 0.56097 | 0.48869 | 0.46274 | 0.45622
2855 | 2004-04-28 | 23:00 | 0.51388 | 0.489 | 0.51388 | 0.56607 | 0.63662 | 0.58239 | 0.55482 | 0.4402 | 0.47152 | 0.52091 | 0.51325 | 0.47808 | 0.46411
2856 | 2004-04-29 | 00:00 | 0.47673 | 0.4402 | 0.47673 | 0.51388 | 0.58239 | 0.52228 | 0.4954 | 0.40808 | 0.44055 | 0.47152 | 0.57415 | 0.50971 | 0.49791
2857 | 2004-04-29 | 01:00 | 0.45852 | 0.40808 | 0.45852 | 0.47673 | 0.52228 | 0.47994 | 0.45634 | 0.39089 | 0.42291 | 0.44055 | 0.65197 | 0.5468 | 0.5521
2858 | 2004-04-29 | 02:00 | 0.45042 | 0.39089 | 0.45042 | 0.45852 | 0.47994 | 0.4575 | 0.43606 | 0.37992 | 0.41317 | 0.42291 | 0.687 | 0.57285 | 0.60362
2859 | 2004-04-29 | 03:00 | 0.44916 | 0.37992 | 0.44916 | 0.45042 | 0.4575 | 0.44371 | 0.4269 | 0.37572 | 0.40768 | 0.41317 | 0.67774 | 0.58929 | 0.63954
2860 | 2004-04-29 | 04:00 | 0.45959 | 0.37572 | 0.45959 | 0.44916 | 0.44371 | 0.43794 | 0.42478 | 0.37956 | 0.41165 | 0.40768 | 0.66866 | 0.60548 | 0.66594
2861 | 2004-04-29 | 05:00 | 0.49895 | 0.37956 | 0.49895 | 0.45959 | 0.43794 | 0.44389 | 0.43581 | 0.40793 | 0.43494 | 0.41165 | 0.66113 | 0.6132 | 0.68751
2862 | 2004-04-29 | 06:00 | 0.5617 | 0.40793 | 0.5617 | 0.49895 | 0.44389 | 0.4761 | 0.47699 | 0.46529 | 0.48239 | 0.43494 | 0.65397 | 0.61601 | 0.69904
2863 | 2004-04-29 | 07:00 | 0.60071 | 0.46529 | 0.60071 | 0.5617 | 0.4761 | 0.53934 | 0.55258 | 0.49103 | 0.513 | 0.48239 | 0.64926 | 0.61903 | 0.70407
2864 | 2004-04-29 | 08:00 | 0.60896 | 0.49103 | 0.60896 | 0.60071 | 0.53934 | 0.59885 | 0.61312 | 0.49898 | 0.52469 | 0.513 | 0.64474 | 0.61811 | 0.71293
2865 | 2004-04-29 | 09:00 | 0.6155 | 0.49898 | 0.6155 | 0.60896 | 0.59885 | 0.62867 | 0.63373 | 0.51783 | 0.53621 | 0.52469 | 0.64042 | 0.61716 | 0.71537
2866 | 2004-04-29 | 10:00 | 0.62271 | 0.51783 | 0.62271 | 0.6155 | 0.62867 | 0.64816 | 0.64277 | 0.53798 | 0.5461 | 0.53621 | 0.63747 | 0.61587 | 0.714
2867 | 2004-04-29 | 11:00 | 0.62266 | 0.53798 | 0.62266 | 0.62271 | 0.64816 | 0.6598 | 0.65015 | 0.55062 | 0.54945 | 0.5461 | 0.63587 | 0.61768 | 0.70731
2868 | 2004-04-29 | 12:00 | 0.62334 | 0.55062 | 0.62334 | 0.62266 | 0.6598 | 0.66377 | 0.6504 | 0.55917 | 0.55306 | 0.54945 | 0.63396 | 0.61592 | 0.68619
2869 | 2004-04-29 | 13:00 | 0.62722 | 0.55917 | 0.62722 | 0.62334 | 0.66377 | 0.66416 | 0.64667 | 0.57263 | 0.55638 | 0.55306 | 0.6318 | 0.61527 | 0.65504
2870 | 2004-04-29 | 14:00 | 0.62958 | 0.57263 | 0.62958 | 0.62722 | 0.66416 | 0.66789 | 0.64832 | 0.58752 | 0.56053 | 0.55638 | 0.63483 | 0.6277 | 0.65502
2871 | 2004-04-29 | 15:00 | 0.63043 | 0.58752 | 0.63043 | 0.62958 | 0.66789 | 0.67014 | 0.64343 | 0.60522 | 0.56439 | 0.56053 | 0.64985 | 0.62737 | 0.67553
2872 | 2004-04-29 | 16:00 | 0.62884 | 0.60522 | 0.62884 | 0.63043 | 0.67014 | 0.66736 | 0.63854 | 0.62215 | 0.56849 | 0.56439 | 0.63595 | 0.59405 | 0.64732
2873 | 2004-04-29 | 17:00 | 0.62152 | 0.62215 | 0.62152 | 0.62884 | 0.66736 | 0.66673 | 0.63514 | 0.62466 | 0.56493 | 0.56849 | 0.58184 | 0.54416 | 0.58552
2874 | 2004-04-29 | 18:00 | 0.61094 | 0.62466 | 0.61094 | 0.62152 | 0.66673 | 0.65835 | 0.62705 | 0.61187 | 0.55965 | 0.56493 | 0.52294 | 0.50351 | 0.52547
2875 | 2004-04-29 | 19:00 | 0.60743 | 0.61187 | 0.60743 | 0.61094 | 0.65835 | 0.6382 | 0.61693 | 0.59608 | 0.55648 | 0.55965 | 0.49747 | 0.47711 | 0.48509
2876 | 2004-04-29 | 20:00 | 0.63436 | 0.59608 | 0.63436 | 0.60743 | 0.6382 | 0.63472 | 0.62527 | 0.61131 | 0.57189 | 0.55648 | 0.48363 | 0.46615 | 0.46129
2877 | 2004-04-29 | 21:00 | 0.61991 | 0.61131 | 0.61991 | 0.63436 | 0.63472 | 0.66156 | 0.65438 | 0.60151 | 0.56305 | 0.57189 | 0.47357 | 0.46047 | 0.44832
2878 | 2004-04-29 | 22:00 | 0.56605 | 0.60151 | 0.56605 | 0.61991 | 0.66156 | 0.64225 | 0.61942 | 0.5569 | 0.52485 | 0.56305 | 0.47597 | 0.45863 | 0.44459
2879 | 2004-04-29 | 23:00 | 0.51067 | 0.5569 | 0.51067 | 0.56605 | 0.64225 | 0.58583 | 0.55204 | 0.50003 | 0.48103 | 0.52485 | 0.4967 | 0.47524 | 0.45407
2880 | 2004-04-30 | 00:00 | 0.46869 | 0.50003 | 0.46869 | 0.51067 | 0.58583 | 0.52432 | 0.49009 | 0.45993 | 0.44687 | 0.48103 | 0.54785 | 0.50615 | 0.48383
2881 | 2004-04-30 | 01:00 | 0.44614 | 0.45993 | 0.44614 | 0.46869 | 0.52432 | 0.47965 | 0.44663 | 0.43414 | 0.42829 | 0.44687 | 0.61445 | 0.54055 | 0.531
2882 | 2004-04-30 | 02:00 | 0.43519 | 0.43414 | 0.43519 | 0.44614 | 0.47965 | 0.455 | 0.42329 | 0.42061 | 0.41788 | 0.42829 | 0.65392 | 0.56349 | 0.58254
2883 | 2004-04-30 | 03:00 | 0.43074 | 0.42061 | 0.43074 | 0.43519 | 0.455 | 0.4404 | 0.41342 | 0.41347 | 0.41314 | 0.41788 | 0.65951 | 0.5799 | 0.62132
2884 | 2004-04-30 | 04:00 | 0.43666 | 0.41347 | 0.43666 | 0.43074 | 0.4404 | 0.43471 | 0.40998 | 0.41678 | 0.41814 | 0.41314 | 0.65621 | 0.59148 | 0.65359
2885 | 2004-04-30 | 05:00 | 0.47329 | 0.41678 | 0.47329 | 0.43666 | 0.43471 | 0.43682 | 0.41723 | 0.44261 | 0.44009 | 0.41814 | 0.65299 | 0.59861 | 0.67948
2886 | 2004-04-30 | 06:00 | 0.53119 | 0.44261 | 0.53119 | 0.47329 | 0.43682 | 0.46917 | 0.4543 | 0.50301 | 0.48685 | 0.44009 | 0.65011 | 0.60257 | 0.69282
2887 | 2004-04-30 | 07:00 | 0.58135 | 0.50301 | 0.58135 | 0.53119 | 0.46917 | 0.53058 | 0.52836 | 0.52733 | 0.51825 | 0.48685 | 0.64958 | 0.60321 | 0.70011
2888 | 2004-04-30 | 08:00 | 0.60422 | 0.52733 | 0.60422 | 0.58135 | 0.53058 | 0.59406 | 0.59579 | 0.53674 | 0.5293 | 0.51825 | 0.65048 | 0.60548 | 0.70968
2889 | 2004-04-30 | 09:00 | 0.61931 | 0.53674 | 0.61931 | 0.60422 | 0.59406 | 0.63476 | 0.62382 | 0.55504 | 0.54046 | 0.5293 | 0.64923 | 0.6063 | 0.71612
2890 | 2004-04-30 | 10:00 | 0.63217 | 0.55504 | 0.63217 | 0.61931 | 0.63476 | 0.65892 | 0.64285 | 0.5775 | 0.54811 | 0.54046 | 0.64492 | 0.6072 | 0.71567
2891 | 2004-04-30 | 11:00 | 0.63845 | 0.5775 | 0.63845 | 0.63217 | 0.65892 | 0.67506 | 0.65745 | 0.59308 | 0.54901 | 0.54811 | 0.64319 | 0.60573 | 0.70975
2892 | 2004-04-30 | 12:00 | 0.64054 | 0.59308 | 0.64054 | 0.63845 | 0.67506 | 0.68111 | 0.66533 | 0.60643 | 0.54909 | 0.54901 | 0.63989 | 0.60416 | 0.69058
2893 | 2004-04-30 | 13:00 | 0.64375 | 0.60643 | 0.64375 | 0.64054 | 0.68111 | 0.68273 | 0.66599 | 0.62447 | 0.55331 | 0.54909 | 0.62925 | 0.60032 | 0.65891
2894 | 2004-04-30 | 14:00 | 0.64288 | 0.62447 | 0.64288 | 0.64375 | 0.68273 | 0.68297 | 0.66873 | 0.63174 | 0.55259 | 0.55331 | 0.62286 | 0.613 | 0.6519
2895 | 2004-04-30 | 15:00 | 0.63914 | 0.63174 | 0.63914 | 0.64288 | 0.68297 | 0.67756 | 0.66346 | 0.65241 | 0.55064 | 0.55259 | 0.63816 | 0.61738 | 0.67036
2896 | 2004-04-30 | 16:00 | 0.63544 | 0.65241 | 0.63544 | 0.63914 | 0.67756 | 0.67172 | 0.65293 | 0.66376 | 0.55128 | 0.55064 | 0.62379 | 0.59059 | 0.64243
2897 | 2004-04-30 | 17:00 | 0.62413 | 0.66376 | 0.62413 | 0.63544 | 0.67172 | 0.66623 | 0.64293 | 0.65625 | 0.54347 | 0.55128 | 0.57527 | 0.54894 | 0.59218
2898 | 2004-04-30 | 18:00 | 0.60895 | 0.65625 | 0.60895 | 0.62413 | 0.66623 | 0.65364 | 0.62859 | 0.63304 | 0.53417 | 0.54347 | 0.5296 | 0.51183 | 0.53726
2899 | 2004-04-30 | 19:00 | 0.60027 | 0.63304 | 0.60027 | 0.60895 | 0.65364 | 0.63454 | 0.60939 | 0.61324 | 0.52523 | 0.53417 | 0.49702 | 0.4873 | 0.49476
2900 | 2004-04-30 | 20:00 | 0.62342 | 0.61324 | 0.62342 | 0.60027 | 0.63454 | 0.6305 | 0.60649 | 0.61039 | 0.53332 | 0.52523 | 0.47839 | 0.47395 | 0.46814
2901 | 2004-04-30 | 21:00 | 0.60838 | 0.61039 | 0.60838 | 0.62342 | 0.6305 | 0.65132 | 0.63398 | 0.58989 | 0.52132 | 0.53332 | 0.46835 | 0.46229 | 0.45095
2902 | 2004-04-30 | 22:00 | 0.56236 | 0.58989 | 0.56236 | 0.60838 | 0.65132 | 0.6311 | 0.60483 | 0.5536 | 0.49406 | 0.52132 | 0.4637 | 0.46105 | 0.44135
2903 | 2004-04-30 | 23:00 | 0.51078 | 0.5536 | 0.51078 | 0.56236 | 0.6311 | 0.58313 | 0.54856 | 0.50368 | 0.4565 | 0.49406 | 0.46955 | 0.46518 | 0.44004
2904 | 2004-05-01 | 00:00 | 0.46777 | 0.50368 | 0.46777 | 0.51078 | 0.58313 | 0.5296 | 0.48997 | 0.46521 | 0.41013 | 0.4565 | 0.48345 | 0.46894 | 0.45016
2905 | 2004-05-01 | 01:00 | 0.44473 | 0.46521 | 0.44473 | 0.46777 | 0.5296 | 0.48591 | 0.45016 | 0.43679 | 0.39292 | 0.41013 | 0.50338 | 0.4801 | 0.45876
2906 | 2004-05-01 | 02:00 | 0.43036 | 0.43679 | 0.43036 | 0.44473 | 0.48591 | 0.45922 | 0.42308 | 0.4173 | 0.387 | 0.39292 | 0.54392 | 0.50351 | 0.48896
2907 | 2004-05-01 | 03:00 | 0.42168 | 0.4173 | 0.42168 | 0.43036 | 0.45922 | 0.44374 | 0.40832 | 0.40835 | 0.37958 | 0.387 | 0.5812 | 0.53071 | 0.53265
2908 | 2004-05-01 | 04:00 | 0.42086 | 0.40835 | 0.42086 | 0.42168 | 0.44374 | 0.43474 | 0.40177 | 0.40098 | 0.38045 | 0.37958 | 0.60335 | 0.552 | 0.57272
2909 | 2004-05-01 | 05:00 | 0.43029 | 0.40098 | 0.43029 | 0.42086 | 0.43474 | 0.43228 | 0.40235 | 0.4025 | 0.38924 | 0.38045 | 0.60745 | 0.56528 | 0.60347
2910 | 2004-05-01 | 06:00 | 0.44465 | 0.4025 | 0.44465 | 0.43029 | 0.43228 | 0.43801 | 0.41188 | 0.41441 | 0.40323 | 0.38924 | 0.6059 | 0.57395 | 0.6234
2911 | 2004-05-01 | 07:00 | 0.47924 | 0.41441 | 0.47924 | 0.44465 | 0.43801 | 0.4505 | 0.43569 | 0.42805 | 0.41742 | 0.40323 | 0.59904 | 0.57988 | 0.63418
2912 | 2004-05-01 | 08:00 | 0.51709 | 0.42805 | 0.51709 | 0.47924 | 0.4505 | 0.49393 | 0.48756 | 0.45302 | 0.44135 | 0.41742 | 0.59704 | 0.58224 | 0.63949
2913 | 2004-05-01 | 09:00 | 0.55171 | 0.45302 | 0.55171 | 0.51709 | 0.49393 | 0.54032 | 0.53881 | 0.47642 | 0.46274 | 0.44135 | 0.59403 | 0.58966 | 0.64976
2914 | 2004-05-01 | 10:00 | 0.56911 | 0.47642 | 0.56911 | 0.55171 | 0.54032 | 0.57377 | 0.56946 | 0.48804 | 0.47402 | 0.46274 | 0.59619 | 0.59392 | 0.65988
2915 | 2004-05-01 | 11:00 | 0.57755 | 0.48804 | 0.57755 | 0.56911 | 0.57377 | 0.58903 | 0.5836 | 0.48733 | 0.47412 | 0.47402 | 0.60162 | 0.59841 | 0.66505
2916 | 2004-05-01 | 12:00 | 0.57999 | 0.48733 | 0.57999 | 0.57755 | 0.58903 | 0.59586 | 0.58758 | 0.47552 | 0.4682 | 0.47412 | 0.60542 | 0.60267 | 0.66326
2917 | 2004-05-01 | 13:00 | 0.58178 | 0.47552 | 0.58178 | 0.57999 | 0.59586 | 0.59617 | 0.58335 | 0.46275 | 0.46214 | 0.4682 | 0.60141 | 0.6001 | 0.6533
2918 | 2004-05-01 | 14:00 | 0.58046 | 0.46275 | 0.58046 | 0.58178 | 0.59617 | 0.58939 | 0.57588 | 0.4521 | 0.4548 | 0.46214 | 0.6029 | 0.61056 | 0.64496
2919 | 2004-05-01 | 15:00 | 0.57331 | 0.4521 | 0.57331 | 0.58046 | 0.58939 | 0.58446 | 0.56784 | 0.44759 | 0.45088 | 0.4548 | 0.61687 | 0.61313 | 0.66183
2920 | 2004-05-01 | 16:00 | 0.57626 | 0.44759 | 0.57626 | 0.57331 | 0.58446 | 0.58323 | 0.56485 | 0.4465 | 0.45058 | 0.45088 | 0.60468 | 0.5863 | 0.63517
2921 | 2004-05-01 | 17:00 | 0.5779 | 0.4465 | 0.5779 | 0.57626 | 0.58323 | 0.58383 | 0.5661 | 0.44363 | 0.44854 | 0.45058 | 0.56217 | 0.54558 | 0.58842
2922 | 2004-05-01 | 18:00 | 0.57155 | 0.44363 | 0.57155 | 0.5779 | 0.58383 | 0.58379 | 0.56896 | 0.44088 | 0.44715 | 0.44854 | 0.51661 | 0.50819 | 0.53884
2923 | 2004-05-01 | 19:00 | 0.56779 | 0.44088 | 0.56779 | 0.57155 | 0.58379 | 0.57996 | 0.56523 | 0.43983 | 0.44651 | 0.44715 | 0.48736 | 0.47978 | 0.49725
2924 | 2004-05-01 | 20:00 | 0.59193 | 0.43983 | 0.59193 | 0.56779 | 0.57996 | 0.58393 | 0.57485 | 0.45954 | 0.46134 | 0.44651 | 0.46662 | 0.46408 | 0.46966
2925 | 2004-05-01 | 21:00 | 0.58626 | 0.45954 | 0.58626 | 0.59193 | 0.58393 | 0.60827 | 0.60101 | 0.45737 | 0.46387 | 0.46134 | 0.45883 | 0.45487 | 0.45151
2926 | 2004-05-01 | 22:00 | 0.55206 | 0.45737 | 0.55206 | 0.58626 | 0.60827 | 0.59786 | 0.57738 | 0.43865 | 0.44323 | 0.46387 | 0.45409 | 0.45054 | 0.44124
2927 | 2004-05-01 | 23:00 | 0.50955 | 0.43865 | 0.50955 | 0.55206 | 0.59786 | 0.56505 | 0.52973 | 0.40922 | 0.4143 | 0.44323 | 0.45686 | 0.45126 | 0.4356
2928 | 2004-05-02 | 00:00 | 0.47121 | 0.40922 | 0.47121 | 0.50955 | 0.56505 | 0.52091 | 0.48076 | 0.38477 | 0.39282 | 0.4143 | 0.46308 | 0.44819 | 0.4401
2929 | 2004-05-02 | 01:00 | 0.44615 | 0.38477 | 0.44615 | 0.47121 | 0.52091 | 0.48461 | 0.44079 | 0.36773 | 0.37934 | 0.39282 | 0.47676 | 0.4535 | 0.44049
2930 | 2004-05-02 | 02:00 | 0.43067 | 0.36773 | 0.43067 | 0.44615 | 0.48461 | 0.45943 | 0.41707 | 0.35793 | 0.37218 | 0.37934 | 0.51126 | 0.47973 | 0.46296
2931 | 2004-05-02 | 03:00 | 0.42285 | 0.35793 | 0.42285 | 0.43067 | 0.45943 | 0.44294 | 0.40363 | 0.35309 | 0.36891 | 0.37218 | 0.55158 | 0.50946 | 0.50753
2932 | 2004-05-02 | 04:00 | 0.4187 | 0.35309 | 0.4187 | 0.42285 | 0.44294 | 0.43179 | 0.39526 | 0.35237 | 0.3694 | 0.36891 | 0.57923 | 0.53806 | 0.55293
2933 | 2004-05-02 | 05:00 | 0.4234 | 0.35237 | 0.4234 | 0.4187 | 0.43179 | 0.42802 | 0.39455 | 0.35742 | 0.37664 | 0.3694 | 0.58961 | 0.56055 | 0.59368
2934 | 2004-05-02 | 06:00 | 0.42755 | 0.35742 | 0.42755 | 0.4234 | 0.42802 | 0.43182 | 0.39853 | 0.36862 | 0.38424 | 0.37664 | 0.59435 | 0.57716 | 0.63055
2935 | 2004-05-02 | 07:00 | 0.45092 | 0.36862 | 0.45092 | 0.42755 | 0.43182 | 0.43499 | 0.41101 | 0.37828 | 0.39709 | 0.38424 | 0.59443 | 0.58613 | 0.66192
2936 | 2004-05-02 | 08:00 | 0.49039 | 0.37828 | 0.49039 | 0.45092 | 0.43499 | 0.46221 | 0.44962 | 0.40038 | 0.41824 | 0.39709 | 0.59238 | 0.59848 | 0.69065
2937 | 2004-05-02 | 09:00 | 0.52279 | 0.40038 | 0.52279 | 0.49039 | 0.46221 | 0.50332 | 0.49461 | 0.41463 | 0.42839 | 0.41824 | 0.59241 | 0.61073 | 0.71682
2938 | 2004-05-02 | 10:00 | 0.54652 | 0.41463 | 0.54652 | 0.52279 | 0.50332 | 0.54064 | 0.53487 | 0.42131 | 0.43141 | 0.42839 | 0.59462 | 0.62538 | 0.73785
2939 | 2004-05-02 | 11:00 | 0.56003 | 0.42131 | 0.56003 | 0.54652 | 0.54064 | 0.56346 | 0.55867 | 0.42875 | 0.43102 | 0.43141 | 0.60401 | 0.6327 | 0.75054
2940 | 2004-05-02 | 12:00 | 0.56687 | 0.42875 | 0.56687 | 0.56003 | 0.56346 | 0.57117 | 0.5695 | 0.43377 | 0.43478 | 0.43102 | 0.61405 | 0.63609 | 0.75741
2941 | 2004-05-02 | 13:00 | 0.56697 | 0.43377 | 0.56697 | 0.56687 | 0.57117 | 0.57697 | 0.57435 | 0.43623 | 0.4336 | 0.43478 | 0.61583 | 0.63504 | 0.74448
2942 | 2004-05-02 | 14:00 | 0.56745 | 0.43623 | 0.56745 | 0.56697 | 0.57697 | 0.57504 | 0.56995 | 0.43971 | 0.43306 | 0.4336 | 0.61918 | 0.64767 | 0.72987
2943 | 2004-05-02 | 15:00 | 0.5708 | 0.43971 | 0.5708 | 0.56745 | 0.57504 | 0.56937 | 0.56353 | 0.44657 | 0.43517 | 0.43306 | 0.63459 | 0.64984 | 0.74065
2944 | 2004-05-02 | 16:00 | 0.57789 | 0.44657 | 0.57789 | 0.5708 | 0.56937 | 0.56804 | 0.56249 | 0.45857 | 0.43986 | 0.43517 | 0.62147 | 0.61208 | 0.7034
2945 | 2004-05-02 | 17:00 | 0.58628 | 0.45857 | 0.58628 | 0.57789 | 0.56804 | 0.57289 | 0.57116 | 0.47016 | 0.44712 | 0.43986 | 0.56681 | 0.55691 | 0.63633
2946 | 2004-05-02 | 18:00 | 0.58922 | 0.47016 | 0.58922 | 0.58628 | 0.57289 | 0.57996 | 0.58538 | 0.47359 | 0.44921 | 0.44712 | 0.51544 | 0.50924 | 0.56702
2947 | 2004-05-02 | 19:00 | 0.595 | 0.47359 | 0.595 | 0.58922 | 0.57996 | 0.58383 | 0.5945 | 0.47123 | 0.45088 | 0.44921 | 0.48291 | 0.47953 | 0.51682
2948 | 2004-05-02 | 20:00 | 0.62398 | 0.47123 | 0.62398 | 0.595 | 0.58383 | 0.59582 | 0.60835 | 0.49105 | 0.47528 | 0.45088 | 0.4678 | 0.46578 | 0.48861
2949 | 2004-05-02 | 21:00 | 0.60417 | 0.49105 | 0.60417 | 0.62398 | 0.59582 | 0.62065 | 0.61785 | 0.48997 | 0.47848 | 0.47528 | 0.46213 | 0.45614 | 0.47461
2950 | 2004-05-02 | 22:00 | 0.55916 | 0.48997 | 0.55916 | 0.60417 | 0.62065 | 0.5973 | 0.57534 | 0.45544 | 0.44908 | 0.47848 | 0.46362 | 0.45567 | 0.4667
2951 | 2004-05-02 | 23:00 | 0.50924 | 0.45544 | 0.50924 | 0.55916 | 0.5973 | 0.55175 | 0.52165 | 0.40822 | 0.41255 | 0.44908 | 0.48148 | 0.46899 | 0.4767
2952 | 2004-05-03 | 00:00 | 0.47059 | 0.40822 | 0.47059 | 0.50924 | 0.55175 | 0.50378 | 0.47068 | 0.37615 | 0.38913 | 0.41255 | 0.52709 | 0.49753 | 0.51055
2953 | 2004-05-03 | 01:00 | 0.44891 | 0.37615 | 0.44891 | 0.47059 | 0.50378 | 0.46791 | 0.43361 | 0.35877 | 0.3779 | 0.38913 | 0.59334 | 0.53594 | 0.55793
2954 | 2004-05-03 | 02:00 | 0.43671 | 0.35877 | 0.43671 | 0.44891 | 0.46791 | 0.44937 | 0.41727 | 0.35036 | 0.37422 | 0.3779 | 0.63917 | 0.57026 | 0.62194
2955 | 2004-05-03 | 03:00 | 0.43291 | 0.35036 | 0.43291 | 0.43671 | 0.44937 | 0.4371 | 0.40927 | 0.34747 | 0.37419 | 0.37422 | 0.65647 | 0.6 | 0.68224
2956 | 2004-05-03 | 04:00 | 0.4393 | 0.34747 | 0.4393 | 0.43291 | 0.4371 | 0.43351 | 0.40728 | 0.35572 | 0.38393 | 0.37419 | 0.66472 | 0.62555 | 0.73889
2957 | 2004-05-03 | 05:00 | 0.47415 | 0.35572 | 0.47415 | 0.4393 | 0.43351 | 0.44026 | 0.41885 | 0.38507 | 0.41075 | 0.38393 | 0.67263 | 0.65011 | 0.79669
2958 | 2004-05-03 | 06:00 | 0.53912 | 0.38507 | 0.53912 | 0.47415 | 0.44026 | 0.47255 | 0.46173 | 0.43974 | 0.45941 | 0.41075 | 0.67596 | 0.66909 | 0.83404
2959 | 2004-05-03 | 07:00 | 0.58579 | 0.43974 | 0.58579 | 0.53912 | 0.47255 | 0.53709 | 0.54474 | 0.46135 | 0.48793 | 0.45941 | 0.67803 | 0.68837 | 0.86651
2960 | 2004-05-03 | 08:00 | 0.60657 | 0.46135 | 0.60657 | 0.58579 | 0.53709 | 0.61186 | 0.6193 | 0.46865 | 0.49599 | 0.48793 | 0.68335 | 0.70633 | 0.89738
2961 | 2004-05-03 | 09:00 | 0.61595 | 0.46865 | 0.61595 | 0.60657 | 0.61186 | 0.64415 | 0.64799 | 0.48151 | 0.50076 | 0.49599 | 0.68445 | 0.7212 | 0.9204
2962 | 2004-05-03 | 10:00 | 0.62471 | 0.48151 | 0.62471 | 0.61595 | 0.64415 | 0.66096 | 0.66329 | 0.49656 | 0.50483 | 0.50076 | 0.68745 | 0.7259 | 0.93347
2963 | 2004-05-03 | 11:00 | 0.62704 | 0.49656 | 0.62704 | 0.62471 | 0.66096 | 0.66982 | 0.67445 | 0.50699 | 0.49983 | 0.50483 | 0.68655 | 0.73016 | 0.93541
2964 | 2004-05-03 | 12:00 | 0.62501 | 0.50699 | 0.62501 | 0.62704 | 0.66982 | 0.67302 | 0.67777 | 0.51551 | 0.50692 | 0.49983 | 0.68548 | 0.72095 | 0.91582
2965 | 2004-05-03 | 13:00 | 0.62284 | 0.51551 | 0.62284 | 0.62501 | 0.67302 | 0.66834 | 0.67354 | 0.53148 | 0.50924 | 0.50692 | 0.67934 | 0.7125 | 0.87656
2966 | 2004-05-03 | 14:00 | 0.61868 | 0.53148 | 0.61868 | 0.62284 | 0.66834 | 0.66483 | 0.66802 | 0.54546 | 0.51039 | 0.50924 | 0.67745 | 0.71365 | 0.84172
2967 | 2004-05-03 | 15:00 | 0.61572 | 0.54546 | 0.61572 | 0.61868 | 0.66483 | 0.65983 | 0.66118 | 0.564 | 0.51215 | 0.51039 | 0.69004 | 0.70545 | 0.83508
2968 | 2004-05-03 | 16:00 | 0.61884 | 0.564 | 0.61884 | 0.61572 | 0.65983 | 0.66046 | 0.65853 | 0.58304 | 0.51472 | 0.51215 | 0.66709 | 0.65758 | 0.77293
2969 | 2004-05-03 | 17:00 | 0.62281 | 0.58304 | 0.62281 | 0.61884 | 0.66046 | 0.66391 | 0.66325 | 0.59032 | 0.51014 | 0.51472 | 0.59938 | 0.59006 | 0.69113
2970 | 2004-05-03 | 18:00 | 0.62282 | 0.59032 | 0.62282 | 0.62281 | 0.66391 | 0.66687 | 0.67113 | 0.58444 | 0.50627 | 0.51014 | 0.54538 | 0.53631 | 0.60664
2971 | 2004-05-03 | 19:00 | 0.6276 | 0.58444 | 0.6276 | 0.62282 | 0.66687 | 0.65719 | 0.67097 | 0.56601 | 0.50256 | 0.50627 | 0.51019 | 0.50199 | 0.54971
2972 | 2004-05-03 | 20:00 | 0.6432 | 0.56601 | 0.6432 | 0.6276 | 0.65719 | 0.65575 | 0.67536 | 0.57204 | 0.51988 | 0.50256 | 0.49018 | 0.48115 | 0.51598
2973 | 2004-05-03 | 21:00 | 0.62078 | 0.57204 | 0.62078 | 0.6432 | 0.65575 | 0.66775 | 0.67009 | 0.55637 | 0.51753 | 0.51988 | 0.48243 | 0.46849 | 0.49702
2974 | 2004-05-03 | 22:00 | 0.56974 | 0.55637 | 0.56974 | 0.62078 | 0.66775 | 0.63834 | 0.62311 | 0.50656 | 0.48054 | 0.51753 | 0.48108 | 0.46433 | 0.48711
2975 | 2004-05-03 | 23:00 | 0.51854 | 0.50656 | 0.51854 | 0.56974 | 0.63834 | 0.57866 | 0.5542 | 0.44834 | 0.43617 | 0.48054 | 0.49595 | 0.47547 | 0.49055
2976 | 2004-05-04 | 00:00 | 0.48283 | 0.44834 | 0.48283 | 0.51854 | 0.57866 | 0.51841 | 0.49092 | 0.40892 | 0.40949 | 0.43617 | 0.54104 | 0.50456 | 0.5191
2977 | 2004-05-04 | 01:00 | 0.46459 | 0.40892 | 0.46459 | 0.48283 | 0.51841 | 0.47783 | 0.44904 | 0.38447 | 0.39648 | 0.40949 | 0.60864 | 0.5407 | 0.56802
2978 | 2004-05-04 | 02:00 | 0.45622 | 0.38447 | 0.45622 | 0.46459 | 0.47783 | 0.45859 | 0.42835 | 0.37253 | 0.3873 | 0.39648 | 0.65653 | 0.57579 | 0.62849
2979 | 2004-05-04 | 03:00 | 0.45603 | 0.37253 | 0.45603 | 0.45622 | 0.45859 | 0.44842 | 0.41881 | 0.36505 | 0.3847 | 0.3873 | 0.66864 | 0.60149 | 0.68116
2980 | 2004-05-04 | 04:00 | 0.46759 | 0.36505 | 0.46759 | 0.45603 | 0.44842 | 0.44385 | 0.41674 | 0.36848 | 0.38888 | 0.3847 | 0.67492 | 0.62814 | 0.73054
2981 | 2004-05-04 | 05:00 | 0.50607 | 0.36848 | 0.50607 | 0.46759 | 0.44385 | 0.44874 | 0.42582 | 0.3956 | 0.41389 | 0.38888 | 0.68117 | 0.65659 | 0.77051
2982 | 2004-05-04 | 06:00 | 0.57003 | 0.3956 | 0.57003 | 0.50607 | 0.44874 | 0.47951 | 0.46562 | 0.44979 | 0.45627 | 0.41389 | 0.68032 | 0.68306 | 0.80234
2983 | 2004-05-04 | 07:00 | 0.61174 | 0.44979 | 0.61174 | 0.57003 | 0.47951 | 0.54222 | 0.55104 | 0.46968 | 0.48515 | 0.45627 | 0.68301 | 0.70929 | 0.82355
2984 | 2004-05-04 | 08:00 | 0.61739 | 0.46968 | 0.61739 | 0.61174 | 0.54222 | 0.60574 | 0.61544 | 0.47883 | 0.4954 | 0.48515 | 0.68447 | 0.72969 | 0.84431
2985 | 2004-05-04 | 09:00 | 0.62055 | 0.47883 | 0.62055 | 0.61739 | 0.60574 | 0.63451 | 0.63307 | 0.49619 | 0.50426 | 0.4954 | 0.68317 | 0.74593 | 0.86086
2986 | 2004-05-04 | 10:00 | 0.62237 | 0.49619 | 0.62237 | 0.62055 | 0.63451 | 0.6503 | 0.64115 | 0.51621 | 0.5141 | 0.50426 | 0.68413 | 0.75377 | 0.86988
2987 | 2004-05-04 | 11:00 | 0.61966 | 0.51621 | 0.61966 | 0.62237 | 0.6503 | 0.6586 | 0.64766 | 0.53525 | 0.52268 | 0.5141 | 0.68293 | 0.75469 | 0.86449
2988 | 2004-05-04 | 12:00 | 0.61283 | 0.53525 | 0.61283 | 0.61966 | 0.6586 | 0.65807 | 0.64609 | 0.55172 | 0.53149 | 0.52268 | 0.68357 | 0.7459 | 0.83843
2989 | 2004-05-04 | 13:00 | 0.61114 | 0.55172 | 0.61114 | 0.61283 | 0.65807 | 0.64953 | 0.64285 | 0.57272 | 0.54319 | 0.53149 | 0.67819 | 0.72884 | 0.79785
2990 | 2004-05-04 | 14:00 | 0.60497 | 0.57272 | 0.60497 | 0.61114 | 0.64953 | 0.64587 | 0.63933 | 0.59323 | 0.55303 | 0.54319 | 0.67955 | 0.72894 | 0.76336
2991 | 2004-05-04 | 15:00 | 0.59928 | 0.59323 | 0.59928 | 0.60497 | 0.64587 | 0.63964 | 0.63174 | 0.61267 | 0.56076 | 0.55303 | 0.69256 | 0.71895 | 0.77014
2992 | 2004-05-04 | 16:00 | 0.59761 | 0.61267 | 0.59761 | 0.59928 | 0.63964 | 0.63535 | 0.62515 | 0.62981 | 0.56978 | 0.56076 | 0.66832 | 0.67146 | 0.72376
2993 | 2004-05-04 | 17:00 | 0.59265 | 0.62981 | 0.59265 | 0.59761 | 0.63535 | 0.63465 | 0.62079 | 0.63229 | 0.56929 | 0.56978 | 0.60726 | 0.60446 | 0.64781
2994 | 2004-05-04 | 18:00 | 0.58624 | 0.63229 | 0.58624 | 0.59265 | 0.63465 | 0.63155 | 0.61768 | 0.61826 | 0.56109 | 0.56929 | 0.55507 | 0.54732 | 0.57542
2995 | 2004-05-04 | 19:00 | 0.5882 | 0.61826 | 0.5882 | 0.58624 | 0.63155 | 0.61502 | 0.61063 | 0.59496 | 0.55048 | 0.56109 | 0.52052 | 0.51173 | 0.52419
2996 | 2004-05-04 | 20:00 | 0.6216 | 0.59496 | 0.6216 | 0.5882 | 0.61502 | 0.61699 | 0.61822 | 0.59718 | 0.55957 | 0.55048 | 0.50466 | 0.49178 | 0.49481
2997 | 2004-05-04 | 21:00 | 0.6159 | 0.59718 | 0.6159 | 0.6216 | 0.61699 | 0.65065 | 0.65019 | 0.58298 | 0.55447 | 0.55957 | 0.49603 | 0.47803 | 0.47993
2998 | 2004-05-04 | 22:00 | 0.56511 | 0.58298 | 0.56511 | 0.6159 | 0.65065 | 0.63426 | 0.61785 | 0.52996 | 0.51248 | 0.55447 | 0.49657 | 0.47544 | 0.47273
2999 | 2004-05-04 | 23:00 | 0.51301 | 0.52996 | 0.51301 | 0.56511 | 0.63426 | 0.57919 | 0.55333 | 0.46883 | 0.46266 | 0.51248 | 0.51323 | 0.48463 | 0.4869
3000 | 2004-05-05 | 00:00 | 0.47603 | 0.46883 | 0.47603 | 0.51301 | 0.57919 | 0.51743 | 0.49183 | 0.42723 | 0.42888 | 0.46266 | 0.56236 | 0.51345 | 0.51908
3001 | 2004-05-05 | 01:00 | 0.45667 | 0.42723 | 0.45667 | 0.47603 | 0.51743 | 0.47849 | 0.45107 | 0.40363 | 0.40915 | 0.42888 | 0.63361 | 0.55372 | 0.56724
3002 | 2004-05-05 | 02:00 | 0.45008 | 0.40363 | 0.45008 | 0.45667 | 0.47849 | 0.45746 | 0.43038 | 0.38883 | 0.39702 | 0.40915 | 0.67875 | 0.593 | 0.62486
3003 | 2004-05-05 | 03:00 | 0.44901 | 0.38883 | 0.44901 | 0.45008 | 0.45746 | 0.44357 | 0.42163 | 0.38058 | 0.39179 | 0.39702 | 0.68013 | 0.62351 | 0.66957
3004 | 2004-05-05 | 04:00 | 0.45777 | 0.38058 | 0.45777 | 0.44901 | 0.44357 | 0.43931 | 0.42063 | 0.3835 | 0.39498 | 0.39179 | 0.68037 | 0.65103 | 0.70656
3005 | 2004-05-05 | 05:00 | 0.495 | 0.3835 | 0.495 | 0.45777 | 0.43931 | 0.4461 | 0.4327 | 0.40759 | 0.41629 | 0.39498 | 0.68045 | 0.6798 | 0.73676
3006 | 2004-05-05 | 06:00 | 0.55851 | 0.40759 | 0.55851 | 0.495 | 0.4461 | 0.47758 | 0.47097 | 0.46097 | 0.45539 | 0.41629 | 0.6771 | 0.70511 | 0.75197
3007 | 2004-05-05 | 07:00 | 0.60181 | 0.46097 | 0.60181 | 0.55851 | 0.47758 | 0.53969 | 0.55291 | 0.48304 | 0.48579 | 0.45539 | 0.67633 | 0.72535 | 0.76382
3008 | 2004-05-05 | 08:00 | 0.61388 | 0.48304 | 0.61388 | 0.60181 | 0.53969 | 0.60247 | 0.6142 | 0.49236 | 0.50254 | 0.48579 | 0.67428 | 0.74276 | 0.7819
3009 | 2004-05-05 | 09:00 | 0.62167 | 0.49236 | 0.62167 | 0.61388 | 0.60247 | 0.6344 | 0.63166 | 0.51214 | 0.51851 | 0.50254 | 0.67132 | 0.75704 | 0.79185
3010 | 2004-05-05 | 10:00 | 0.62765 | 0.51214 | 0.62765 | 0.62167 | 0.6344 | 0.65213 | 0.63958 | 0.53275 | 0.53631 | 0.51851 | 0.6721 | 0.76182 | 0.79409
3011 | 2004-05-05 | 11:00 | 0.62849 | 0.53275 | 0.62849 | 0.62765 | 0.65213 | 0.66296 | 0.64654 | 0.55191 | 0.55215 | 0.53631 | 0.66643 | 0.76192 | 0.79242
3012 | 2004-05-05 | 12:00 | 0.62623 | 0.55191 | 0.62623 | 0.62849 | 0.66296 | 0.6663 | 0.65052 | 0.57204 | 0.56643 | 0.55215 | 0.66254 | 0.75086 | 0.77057
3013 | 2004-05-05 | 13:00 | 0.62568 | 0.57204 | 0.62568 | 0.62623 | 0.6663 | 0.66497 | 0.646 | 0.59578 | 0.5868 | 0.56643 | 0.66552 | 0.73101 | 0.73819
3014 | 2004-05-05 | 14:00 | 0.6201 | 0.59578 | 0.6201 | 0.62568 | 0.66497 | 0.66486 | 0.64505 | 0.61897 | 0.60358 | 0.5868 | 0.66036 | 0.73133 | 0.71557
3015 | 2004-05-05 | 15:00 | 0.61699 | 0.61897 | 0.61699 | 0.6201 | 0.66486 | 0.66152 | 0.63924 | 0.63807 | 0.61625 | 0.60358 | 0.6787 | 0.7203 | 0.72605
3016 | 2004-05-05 | 16:00 | 0.61714 | 0.63807 | 0.61714 | 0.61699 | 0.66152 | 0.66036 | 0.63352 | 0.65239 | 0.62697 | 0.61625 | 0.66361 | 0.67412 | 0.68795
3017 | 2004-05-05 | 17:00 | 0.61217 | 0.65239 | 0.61217 | 0.61714 | 0.66036 | 0.66198 | 0.63721 | 0.65227 | 0.62534 | 0.62697 | 0.60588 | 0.60812 | 0.61973
3018 | 2004-05-05 | 18:00 | 0.60392 | 0.65227 | 0.60392 | 0.61217 | 0.66198 | 0.65519 | 0.63808 | 0.63824 | 0.61769 | 0.62534 | 0.55259 | 0.55148 | 0.55432
3019 | 2004-05-05 | 19:00 | 0.60325 | 0.63824 | 0.60325 | 0.60392 | 0.65519 | 0.64 | 0.63584 | 0.61221 | 0.59974 | 0.61769 | 0.5227 | 0.51611 | 0.50971
3020 | 2004-05-05 | 20:00 | 0.63121 | 0.61221 | 0.63121 | 0.60325 | 0.64 | 0.6413 | 0.64322 | 0.60994 | 0.59778 | 0.59974 | 0.50663 | 0.49415 | 0.48816
3021 | 2004-05-05 | 21:00 | 0.61632 | 0.60994 | 0.61632 | 0.63121 | 0.6413 | 0.66082 | 0.65508 | 0.59738 | 0.59139 | 0.59778 | 0.49899 | 0.4802 | 0.47416
3022 | 2004-05-05 | 22:00 | 0.56445 | 0.59738 | 0.56445 | 0.61632 | 0.66082 | 0.63905 | 0.61478 | 0.54633 | 0.54582 | 0.59139 | 0.50003 | 0.47365 | 0.47102
3023 | 2004-05-05 | 23:00 | 0.51266 | 0.54633 | 0.51266 | 0.56445 | 0.63905 | 0.58717 | 0.54777 | 0.48562 | 0.49087 | 0.54582 | 0.51634 | 0.48371 | 0.48487
3024 | 2004-05-06 | 00:00 | 0.47143 | 0.48562 | 0.47143 | 0.51266 | 0.58717 | 0.5245 | 0.48802 | 0.44003 | 0.4557 | 0.49087 | 0.56997 | 0.50996 | 0.51098
3025 | 2004-05-06 | 01:00 | 0.45434 | 0.44003 | 0.45434 | 0.47143 | 0.5245 | 0.48384 | 0.44887 | 0.41264 | 0.43313 | 0.4557 | 0.6441 | 0.55171 | 0.5583
3026 | 2004-05-06 | 02:00 | 0.44545 | 0.41264 | 0.44545 | 0.45434 | 0.48384 | 0.46231 | 0.42665 | 0.39818 | 0.41876 | 0.43313 | 0.68785 | 0.5873 | 0.61671
3027 | 2004-05-06 | 03:00 | 0.44202 | 0.39818 | 0.44202 | 0.44545 | 0.46231 | 0.44913 | 0.41628 | 0.39113 | 0.41059 | 0.41876 | 0.68663 | 0.61868 | 0.66346
3028 | 2004-05-06 | 04:00 | 0.45227 | 0.39113 | 0.45227 | 0.44202 | 0.44913 | 0.44452 | 0.41462 | 0.39344 | 0.41322 | 0.41059 | 0.68322 | 0.648 | 0.70399
3029 | 2004-05-06 | 05:00 | 0.49116 | 0.39344 | 0.49116 | 0.45227 | 0.44452 | 0.44997 | 0.42615 | 0.41885 | 0.43288 | 0.41322 | 0.67936 | 0.67437 | 0.73043
3030 | 2004-05-06 | 06:00 | 0.55029 | 0.41885 | 0.55029 | 0.49116 | 0.44997 | 0.47853 | 0.46467 | 0.47374 | 0.46833 | 0.43288 | 0.67662 | 0.69719 | 0.74749
3031 | 2004-05-06 | 07:00 | 0.59708 | 0.47374 | 0.59708 | 0.55029 | 0.47853 | 0.5405 | 0.54599 | 0.49658 | 0.50254 | 0.46833 | 0.6754 | 0.71771 | 0.76476
3032 | 2004-05-06 | 08:00 | 0.60873 | 0.49658 | 0.60873 | 0.59708 | 0.5405 | 0.60518 | 0.61001 | 0.50911 | 0.52459 | 0.50254 | 0.67928 | 0.7332 | 0.77639
3033 | 2004-05-06 | 09:00 | 0.61624 | 0.50911 | 0.61624 | 0.60873 | 0.60518 | 0.63356 | 0.62975 | 0.5302 | 0.54453 | 0.52459 | 0.67572 | 0.74872 | 0.78712
3034 | 2004-05-06 | 10:00 | 0.62195 | 0.5302 | 0.62195 | 0.61624 | 0.63356 | 0.6509 | 0.6424 | 0.55118 | 0.56635 | 0.54453 | 0.67478 | 0.75355 | 0.79252
3035 | 2004-05-06 | 11:00 | 0.62424 | 0.55118 | 0.62424 | 0.62195 | 0.6509 | 0.6605 | 0.65164 | 0.57125 | 0.58616 | 0.56635 | 0.67188 | 0.754 | 0.78683
3036 | 2004-05-06 | 12:00 | 0.62518 | 0.57125 | 0.62518 | 0.62424 | 0.6605 | 0.66321 | 0.65243 | 0.58752 | 0.60638 | 0.58616 | 0.6713 | 0.74222 | 0.76017
3037 | 2004-05-06 | 13:00 | 0.62889 | 0.58752 | 0.62889 | 0.62518 | 0.66321 | 0.66215 | 0.65048 | 0.60858 | 0.62828 | 0.60638 | 0.66241 | 0.7255 | 0.72295
3038 | 2004-05-06 | 14:00 | 0.63085 | 0.60858 | 0.63085 | 0.62889 | 0.66215 | 0.66549 | 0.65011 | 0.63229 | 0.64508 | 0.62828 | 0.6622 | 0.72107 | 0.70531
3039 | 2004-05-06 | 15:00 | 0.63001 | 0.63229 | 0.63001 | 0.63085 | 0.66549 | 0.66511 | 0.64389 | 0.64207 | 0.65904 | 0.64508 | 0.67665 | 0.70959 | 0.71924
3040 | 2004-05-06 | 16:00 | 0.63162 | 0.64207 | 0.63162 | 0.63001 | 0.66511 | 0.66697 | 0.63958 | 0.65415 | 0.67022 | 0.65904 | 0.6565 | 0.66379 | 0.68174
3041 | 2004-05-06 | 17:00 | 0.62595 | 0.65415 | 0.62595 | 0.63162 | 0.66697 | 0.66542 | 0.6358 | 0.65224 | 0.66672 | 0.67022 | 0.60489 | 0.60944 | 0.62369
3042 | 2004-05-06 | 18:00 | 0.61319 | 0.65224 | 0.61319 | 0.62595 | 0.66542 | 0.656 | 0.62855 | 0.63493 | 0.65461 | 0.66672 | 0.55424 | 0.54882 | 0.55918
3043 | 2004-05-06 | 19:00 | 0.61084 | 0.63493 | 0.61084 | 0.61319 | 0.656 | 0.64056 | 0.61897 | 0.61017 | 0.63155 | 0.65461 | 0.51786 | 0.51342 | 0.51513
3044 | 2004-05-06 | 20:00 | 0.63506 | 0.61017 | 0.63506 | 0.61084 | 0.64056 | 0.64035 | 0.62821 | 0.6102 | 0.62442 | 0.63155 | 0.50027 | 0.4928 | 0.48602
3045 | 2004-05-06 | 21:00 | 0.62339 | 0.6102 | 0.62339 | 0.63506 | 0.64035 | 0.65976 | 0.65284 | 0.60286 | 0.61622 | 0.62442 | 0.48981 | 0.47898 | 0.47352
3046 | 2004-05-06 | 22:00 | 0.57481 | 0.60286 | 0.57481 | 0.62339 | 0.65976 | 0.6305 | 0.61482 | 0.55835 | 0.57181 | 0.61622 | 0.49124 | 0.47445 | 0.47158
3047 | 2004-05-06 | 23:00 | 0.52188 | 0.55835 | 0.52188 | 0.57481 | 0.6305 | 0.58249 | 0.55461 | 0.49776 | 0.51732 | 0.57181 | 0.50564 | 0.48436 | 0.48168
3048 | 2004-05-07 | 00:00 | 0.47897 | 0.49776 | 0.47897 | 0.52188 | 0.58249 | 0.5213 | 0.48947 | 0.45304 | 0.47304 | 0.51732 | 0.55307 | 0.51029 | 0.51046
3049 | 2004-05-07 | 01:00 | 0.45705 | 0.45304 | 0.45705 | 0.47897 | 0.5213 | 0.47948 | 0.44506 | 0.42532 | 0.44725 | 0.47304 | 0.62318 | 0.55034 | 0.55853
3050 | 2004-05-07 | 02:00 | 0.44804 | 0.42532 | 0.44804 | 0.45705 | 0.47948 | 0.45394 | 0.42188 | 0.40897 | 0.42997 | 0.44725 | 0.67226 | 0.5876 | 0.6145
3051 | 2004-05-07 | 03:00 | 0.44214 | 0.40897 | 0.44214 | 0.44804 | 0.45394 | 0.43949 | 0.41114 | 0.40098 | 0.4208 | 0.42997 | 0.6858 | 0.62204 | 0.6602
3052 | 2004-05-07 | 04:00 | 0.44697 | 0.40098 | 0.44697 | 0.44214 | 0.43949 | 0.43305 | 0.40745 | 0.40277 | 0.42146 | 0.4208 | 0.69004 | 0.65056 | 0.69949
3053 | 2004-05-07 | 05:00 | 0.4819 | 0.40277 | 0.4819 | 0.44697 | 0.43305 | 0.4365 | 0.41632 | 0.42773 | 0.44071 | 0.42146 | 0.6895 | 0.67753 | 0.73112
3054 | 2004-05-07 | 06:00 | 0.54228 | 0.42773 | 0.54228 | 0.4819 | 0.4365 | 0.46488 | 0.45439 | 0.48072 | 0.47224 | 0.44071 | 0.68748 | 0.69993 | 0.75057
3055 | 2004-05-07 | 07:00 | 0.59119 | 0.48072 | 0.59119 | 0.54228 | 0.46488 | 0.52974 | 0.53131 | 0.50404 | 0.50429 | 0.47224 | 0.68623 | 0.72187 | 0.76135
3056 | 2004-05-07 | 08:00 | 0.61007 | 0.50404 | 0.61007 | 0.59119 | 0.52974 | 0.59923 | 0.60284 | 0.51831 | 0.52879 | 0.50429 | 0.68594 | 0.74052 | 0.77711
3057 | 2004-05-07 | 09:00 | 0.62973 | 0.51831 | 0.62973 | 0.61007 | 0.59923 | 0.6357 | 0.6334 | 0.53744 | 0.55331 | 0.52879 | 0.68194 | 0.75365 | 0.78754
3058 | 2004-05-07 | 10:00 | 0.64654 | 0.53744 | 0.64654 | 0.62973 | 0.6357 | 0.66426 | 0.65442 | 0.55579 | 0.5789 | 0.55331 | 0.67662 | 0.7599 | 0.78318
3059 | 2004-05-07 | 11:00 | 0.66072 | 0.55579 | 0.66072 | 0.64654 | 0.66426 | 0.6828 | 0.67366 | 0.57221 | 0.59791 | 0.5789 | 0.67279 | 0.75788 | 0.77515
3060 | 2004-05-07 | 12:00 | 0.67015 | 0.57221 | 0.67015 | 0.66072 | 0.6828 | 0.69416 | 0.68079 | 0.58765 | 0.61661 | 0.59791 | 0.66754 | 0.74212 | 0.75196
3061 | 2004-05-07 | 13:00 | 0.6808 | 0.58765 | 0.6808 | 0.67015 | 0.69416 | 0.69683 | 0.68448 | 0.60735 | 0.63774 | 0.61661 | 0.65927 | 0.71945 | 0.71752
3062 | 2004-05-07 | 14:00 | 0.68337 | 0.60735 | 0.68337 | 0.6808 | 0.69683 | 0.7032 | 0.69012 | 0.62346 | 0.65355 | 0.63774 | 0.65339 | 0.712 | 0.69475
3063 | 2004-05-07 | 15:00 | 0.67373 | 0.62346 | 0.67373 | 0.68337 | 0.7032 | 0.70253 | 0.68643 | 0.6337 | 0.66432 | 0.65355 | 0.66385 | 0.7054 | 0.70644
3064 | 2004-05-07 | 16:00 | 0.66931 | 0.6337 | 0.66931 | 0.67373 | 0.70253 | 0.69585 | 0.67893 | 0.63594 | 0.66963 | 0.66432 | 0.64652 | 0.66797 | 0.67697
3065 | 2004-05-07 | 17:00 | 0.65835 | 0.63594 | 0.65835 | 0.66931 | 0.69585 | 0.69138 | 0.66972 | 0.6265 | 0.6602 | 0.66963 | 0.60271 | 0.61191 | 0.62298
3066 | 2004-05-07 | 18:00 | 0.64211 | 0.6265 | 0.64211 | 0.65835 | 0.69138 | 0.67949 | 0.65052 | 0.60511 | 0.64031 | 0.6602 | 0.55214 | 0.56072 | 0.56381
3067 | 2004-05-07 | 19:00 | 0.63255 | 0.60511 | 0.63255 | 0.64211 | 0.67949 | 0.6516 | 0.62718 | 0.58067 | 0.61445 | 0.64031 | 0.51996 | 0.52511 | 0.51247
3068 | 2004-05-07 | 20:00 | 0.64206 | 0.58067 | 0.64206 | 0.63255 | 0.6516 | 0.63771 | 0.61739 | 0.58125 | 0.6043 | 0.61445 | 0.50133 | 0.50144 | 0.48486
3069 | 2004-05-07 | 21:00 | 0.62588 | 0.58125 | 0.62588 | 0.64206 | 0.63771 | 0.65765 | 0.63899 | 0.57234 | 0.59376 | 0.6043 | 0.49031 | 0.48403 | 0.46785
3070 | 2004-05-07 | 22:00 | 0.57698 | 0.57234 | 0.57698 | 0.62588 | 0.65765 | 0.63743 | 0.61179 | 0.53918 | 0.55965 | 0.59376 | 0.48675 | 0.47472 | 0.45779
3071 | 2004-05-07 | 23:00 | 0.52471 | 0.53918 | 0.52471 | 0.57698 | 0.63743 | 0.58731 | 0.55266 | 0.4932 | 0.51351 | 0.55965 | 0.49074 | 0.47335 | 0.45526
3072 | 2004-05-08 | 00:00 | 0.47989 | 0.4932 | 0.47989 | 0.52471 | 0.58731 | 0.53248 | 0.49204 | 0.45399 | 0.47477 | 0.51351 | 0.50554 | 0.47609 | 0.46184
3073 | 2004-05-08 | 01:00 | 0.45261 | 0.45399 | 0.45261 | 0.47989 | 0.53248 | 0.48869 | 0.44481 | 0.42815 | 0.44772 | 0.47477 | 0.53109 | 0.49066 | 0.46983
3074 | 2004-05-08 | 02:00 | 0.43639 | 0.42815 | 0.43639 | 0.45261 | 0.48869 | 0.46179 | 0.41661 | 0.41085 | 0.42855 | 0.44772 | 0.57399 | 0.52498 | 0.50274
3075 | 2004-05-08 | 03:00 | 0.42487 | 0.41085 | 0.42487 | 0.43639 | 0.46179 | 0.44445 | 0.40206 | 0.40217 | 0.41724 | 0.42855 | 0.61115 | 0.57138 | 0.54783
3076 | 2004-05-08 | 04:00 | 0.42328 | 0.40217 | 0.42328 | 0.42487 | 0.44445 | 0.43618 | 0.39546 | 0.39683 | 0.41235 | 0.41724 | 0.63531 | 0.61188 | 0.58816
3077 | 2004-05-08 | 05:00 | 0.43301 | 0.39683 | 0.43301 | 0.42328 | 0.43618 | 0.43467 | 0.39874 | 0.402 | 0.41685 | 0.41235 | 0.64144 | 0.64516 | 0.61644
3078 | 2004-05-08 | 06:00 | 0.44467 | 0.402 | 0.44467 | 0.43301 | 0.43467 | 0.44051 | 0.40786 | 0.41701 | 0.42013 | 0.41685 | 0.63774 | 0.66986 | 0.63332
3079 | 2004-05-08 | 07:00 | 0.47725 | 0.41701 | 0.47725 | 0.44467 | 0.44051 | 0.45222 | 0.43411 | 0.43206 | 0.43945 | 0.42013 | 0.63084 | 0.69078 | 0.64052
3080 | 2004-05-08 | 08:00 | 0.51602 | 0.43206 | 0.51602 | 0.47725 | 0.45222 | 0.49165 | 0.48453 | 0.46553 | 0.47582 | 0.43945 | 0.62387 | 0.70461 | 0.64238
3081 | 2004-05-08 | 09:00 | 0.54306 | 0.46553 | 0.54306 | 0.51602 | 0.49165 | 0.53318 | 0.5345 | 0.4952 | 0.50846 | 0.47582 | 0.61666 | 0.71791 | 0.64508
3082 | 2004-05-08 | 10:00 | 0.55279 | 0.4952 | 0.55279 | 0.54306 | 0.53318 | 0.56529 | 0.55702 | 0.52298 | 0.53497 | 0.50846 | 0.61423 | 0.72645 | 0.64727
3083 | 2004-05-08 | 11:00 | 0.55094 | 0.52298 | 0.55094 | 0.55279 | 0.56529 | 0.57848 | 0.56378 | 0.54421 | 0.55692 | 0.53497 | 0.61493 | 0.72864 | 0.64673
3084 | 2004-05-08 | 12:00 | 0.54365 | 0.54421 | 0.54365 | 0.55094 | 0.57848 | 0.58094 | 0.56207 | 0.55724 | 0.57495 | 0.55692 | 0.61381 | 0.72227 | 0.64312
3085 | 2004-05-08 | 13:00 | 0.53845 | 0.55724 | 0.53845 | 0.54365 | 0.58094 | 0.57641 | 0.54889 | 0.56705 | 0.59049 | 0.57495 | 0.60918 | 0.70655 | 0.63121
3086 | 2004-05-08 | 14:00 | 0.5322 | 0.56705 | 0.5322 | 0.53845 | 0.57641 | 0.56927 | 0.53914 | 0.57562 | 0.60252 | 0.59049 | 0.60894 | 0.69756 | 0.62304
3087 | 2004-05-08 | 15:00 | 0.5276 | 0.57562 | 0.5276 | 0.5322 | 0.56927 | 0.56146 | 0.53131 | 0.5806 | 0.61514 | 0.60252 | 0.62421 | 0.68991 | 0.64357
3088 | 2004-05-08 | 16:00 | 0.52887 | 0.5806 | 0.52887 | 0.5276 | 0.56146 | 0.55527 | 0.52633 | 0.58388 | 0.62449 | 0.61514 | 0.61942 | 0.6528 | 0.62511
3089 | 2004-05-08 | 17:00 | 0.52936 | 0.58388 | 0.52936 | 0.52887 | 0.55527 | 0.55615 | 0.52882 | 0.57736 | 0.62514 | 0.62449 | 0.57958 | 0.60252 | 0.58174
3090 | 2004-05-08 | 18:00 | 0.52524 | 0.57736 | 0.52524 | 0.52936 | 0.55615 | 0.55939 | 0.53338 | 0.55958 | 0.61483 | 0.62514 | 0.53657 | 0.55629 | 0.53446
3091 | 2004-05-08 | 19:00 | 0.52585 | 0.55958 | 0.52585 | 0.52524 | 0.55939 | 0.56234 | 0.54047 | 0.54297 | 0.59471 | 0.61483 | 0.5058 | 0.5191 | 0.49229
3092 | 2004-05-08 | 20:00 | 0.55174 | 0.54297 | 0.55174 | 0.52585 | 0.56234 | 0.57067 | 0.55586 | 0.54657 | 0.58946 | 0.59471 | 0.48842 | 0.49467 | 0.46576
3093 | 2004-05-08 | 21:00 | 0.55082 | 0.54657 | 0.55082 | 0.55174 | 0.57067 | 0.59551 | 0.57248 | 0.54351 | 0.58106 | 0.58946 | 0.47932 | 0.47828 | 0.44908
3094 | 2004-05-08 | 22:00 | 0.52193 | 0.54351 | 0.52193 | 0.55082 | 0.59551 | 0.58555 | 0.55353 | 0.52675 | 0.54656 | 0.58106 | 0.47826 | 0.46732 | 0.43953
3095 | 2004-05-08 | 23:00 | 0.48121 | 0.52675 | 0.48121 | 0.52193 | 0.58555 | 0.55249 | 0.51107 | 0.48542 | 0.50166 | 0.54656 | 0.47969 | 0.46421 | 0.43654
3096 | 2004-05-09 | 00:00 | 0.4464 | 0.48542 | 0.4464 | 0.48121 | 0.55249 | 0.50856 | 0.46455 | 0.44614 | 0.46055 | 0.50166 | 0.48821 | 0.45943 | 0.43987
3097 | 2004-05-09 | 01:00 | 0.42487 | 0.44614 | 0.42487 | 0.4464 | 0.50856 | 0.47142 | 0.42652 | 0.41926 | 0.43512 | 0.46055 | 0.50881 | 0.46508 | 0.43829
3098 | 2004-05-09 | 02:00 | 0.40826 | 0.41926 | 0.40826 | 0.42487 | 0.47142 | 0.44536 | 0.40367 | 0.40291 | 0.41809 | 0.43512 | 0.54932 | 0.49993 | 0.46203
3099 | 2004-05-09 | 03:00 | 0.4022 | 0.40291 | 0.4022 | 0.40826 | 0.44536 | 0.43228 | 0.39065 | 0.39222 | 0.4066 | 0.41809 | 0.58506 | 0.54603 | 0.50325
3100 | 2004-05-09 | 04:00 | 0.40118 | 0.39222 | 0.40118 | 0.4022 | 0.43228 | 0.42264 | 0.38518 | 0.38705 | 0.39954 | 0.4066 | 0.60383 | 0.58543 | 0.53833
3101 | 2004-05-09 | 05:00 | 0.40662 | 0.38705 | 0.40662 | 0.40118 | 0.42264 | 0.42064 | 0.38539 | 0.38594 | 0.399 | 0.39954 | 0.60516 | 0.61915 | 0.56581
3102 | 2004-05-09 | 06:00 | 0.41093 | 0.38594 | 0.41093 | 0.40662 | 0.42064 | 0.42394 | 0.39161 | 0.39296 | 0.39908 | 0.399 | 0.59978 | 0.64665 | 0.58385
3103 | 2004-05-09 | 07:00 | 0.43626 | 0.39296 | 0.43626 | 0.41093 | 0.42394 | 0.42697 | 0.40666 | 0.40395 | 0.41407 | 0.39908 | 0.59302 | 0.67083 | 0.59642
3104 | 2004-05-09 | 08:00 | 0.47347 | 0.40395 | 0.47347 | 0.43626 | 0.42697 | 0.45307 | 0.44547 | 0.43488 | 0.44885 | 0.41407 | 0.5857 | 0.68795 | 0.60521
3105 | 2004-05-09 | 09:00 | 0.50174 | 0.43488 | 0.50174 | 0.47347 | 0.45307 | 0.49168 | 0.49544 | 0.47137 | 0.47984 | 0.44885 | 0.58115 | 0.70067 | 0.61306
3106 | 2004-05-09 | 10:00 | 0.51789 | 0.47137 | 0.51789 | 0.50174 | 0.49168 | 0.5277 | 0.52683 | 0.50003 | 0.49854 | 0.47984 | 0.58025 | 0.70872 | 0.61666
3107 | 2004-05-09 | 11:00 | 0.52566 | 0.50003 | 0.52566 | 0.51789 | 0.5277 | 0.5494 | 0.5469 | 0.52285 | 0.51599 | 0.49854 | 0.58328 | 0.71228 | 0.61722
3108 | 2004-05-09 | 12:00 | 0.5323 | 0.52285 | 0.5323 | 0.52566 | 0.5494 | 0.55541 | 0.55403 | 0.54241 | 0.53082 | 0.51599 | 0.58578 | 0.70927 | 0.61346
3109 | 2004-05-09 | 13:00 | 0.53603 | 0.54241 | 0.53603 | 0.5323 | 0.55541 | 0.55604 | 0.54968 | 0.56069 | 0.5453 | 0.53082 | 0.5881 | 0.69836 | 0.60609
3110 | 2004-05-09 | 14:00 | 0.53838 | 0.56069 | 0.53838 | 0.53603 | 0.55604 | 0.55214 | 0.54113 | 0.57398 | 0.55834 | 0.5453 | 0.59861 | 0.69522 | 0.6033
3111 | 2004-05-09 | 15:00 | 0.54676 | 0.57398 | 0.54676 | 0.53838 | 0.55214 | 0.54732 | 0.52766 | 0.58115 | 0.568 | 0.55834 | 0.6219 | 0.69295 | 0.63295
3112 | 2004-05-09 | 16:00 | 0.55756 | 0.58115 | 0.55756 | 0.54676 | 0.54732 | 0.54219 | 0.5197 | 0.58724 | 0.57854 | 0.568 | 0.61865 | 0.65417 | 0.61928
3113 | 2004-05-09 | 17:00 | 0.56568 | 0.58724 | 0.56568 | 0.55756 | 0.54219 | 0.54356 | 0.51899 | 0.58863 | 0.5825 | 0.57854 | 0.57048 | 0.59616 | 0.56918
3114 | 2004-05-09 | 18:00 | 0.56466 | 0.58863 | 0.56466 | 0.56568 | 0.54356 | 0.54549 | 0.52206 | 0.57987 | 0.57537 | 0.5825 | 0.52566 | 0.54488 | 0.51645
3115 | 2004-05-09 | 19:00 | 0.57051 | 0.57987 | 0.57051 | 0.56466 | 0.54549 | 0.54574 | 0.52658 | 0.56516 | 0.56194 | 0.57537 | 0.49273 | 0.51133 | 0.47841
3116 | 2004-05-09 | 20:00 | 0.60375 | 0.56516 | 0.60375 | 0.57051 | 0.54574 | 0.55284 | 0.54491 | 0.57497 | 0.56573 | 0.56194 | 0.47655 | 0.49083 | 0.45642
3117 | 2004-05-09 | 21:00 | 0.60104 | 0.57497 | 0.60104 | 0.60375 | 0.55284 | 0.59357 | 0.58438 | 0.57497 | 0.56599 | 0.56573 | 0.47464 | 0.47768 | 0.44931
3118 | 2004-05-09 | 22:00 | 0.56199 | 0.57497 | 0.56199 | 0.60104 | 0.59357 | 0.58763 | 0.55863 | 0.54223 | 0.52912 | 0.56599 | 0.47921 | 0.47534 | 0.44722
3119 | 2004-05-09 | 23:00 | 0.51336 | 0.54223 | 0.51336 | 0.56199 | 0.58763 | 0.55239 | 0.50663 | 0.48852 | 0.47881 | 0.52912 | 0.49846 | 0.48508 | 0.4647
3120 | 2004-05-10 | 00:00 | 0.47349 | 0.48852 | 0.47349 | 0.51336 | 0.55239 | 0.50202 | 0.45513 | 0.44845 | 0.44395 | 0.47881 | 0.55073 | 0.51273 | 0.4942
3121 | 2004-05-10 | 01:00 | 0.45202 | 0.44845 | 0.45202 | 0.47349 | 0.50202 | 0.46024 | 0.41773 | 0.42339 | 0.42402 | 0.44395 | 0.62741 | 0.55572 | 0.54694
3122 | 2004-05-10 | 02:00 | 0.4405 | 0.42339 | 0.4405 | 0.45202 | 0.46024 | 0.44621 | 0.40803 | 0.41047 | 0.41255 | 0.42402 | 0.67915 | 0.59853 | 0.60786
3123 | 2004-05-10 | 03:00 | 0.43701 | 0.41047 | 0.43701 | 0.4405 | 0.44621 | 0.43189 | 0.39414 | 0.40492 | 0.40719 | 0.41255 | 0.69078 | 0.63168 | 0.63998
3124 | 2004-05-10 | 04:00 | 0.44339 | 0.40492 | 0.44339 | 0.43701 | 0.43189 | 0.42718 | 0.3943 | 0.40936 | 0.41034 | 0.40719 | 0.69411 | 0.66433 | 0.67189
3125 | 2004-05-10 | 05:00 | 0.47628 | 0.40936 | 0.47628 | 0.44339 | 0.42718 | 0.43414 | 0.40641 | 0.43484 | 0.43259 | 0.41034 | 0.69719 | 0.694 | 0.69593
3126 | 2004-05-10 | 06:00 | 0.53746 | 0.43484 | 0.53746 | 0.47628 | 0.43414 | 0.46488 | 0.44734 | 0.48903 | 0.47307 | 0.43259 | 0.69347 | 0.71547 | 0.71043
3127 | 2004-05-10 | 07:00 | 0.59517 | 0.48903 | 0.59517 | 0.53746 | 0.46488 | 0.52668 | 0.52898 | 0.51402 | 0.51184 | 0.47307 | 0.69083 | 0.73507 | 0.71502
3128 | 2004-05-10 | 08:00 | 0.62834 | 0.51402 | 0.62834 | 0.59517 | 0.52668 | 0.59994 | 0.59525 | 0.53247 | 0.53515 | 0.51184 | 0.68729 | 0.75395 | 0.7225
3129 | 2004-05-10 | 09:00 | 0.6527 | 0.53247 | 0.6527 | 0.62834 | 0.59994 | 0.63975 | 0.61955 | 0.55644 | 0.55592 | 0.53515 | 0.67694 | 0.76752 | 0.72202
3130 | 2004-05-10 | 10:00 | 0.68028 | 0.55644 | 0.68028 | 0.6527 | 0.63975 | 0.66279 | 0.63489 | 0.58349 | 0.57671 | 0.55592 | 0.67638 | 0.76984 | 0.71714
3131 | 2004-05-10 | 11:00 | 0.69703 | 0.58349 | 0.69703 | 0.68028 | 0.66279 | 0.6796 | 0.64878 | 0.60624 | 0.59574 | 0.57671 | 0.67627 | 0.7675 | 0.70905
3132 | 2004-05-10 | 12:00 | 0.71323 | 0.60624 | 0.71323 | 0.69703 | 0.6796 | 0.68888 | 0.65218 | 0.6221 | 0.61259 | 0.59574 | 0.67912 | 0.75342 | 0.68338
3133 | 2004-05-10 | 13:00 | 0.73053 | 0.6221 | 0.73053 | 0.71323 | 0.68888 | 0.69391 | 0.65222 | 0.64343 | 0.6297 | 0.61259 | 0.67553 | 0.73323 | 0.65988
3134 | 2004-05-10 | 14:00 | 0.74008 | 0.64343 | 0.74008 | 0.73053 | 0.69391 | 0.6969 | 0.65367 | 0.65988 | 0.64309 | 0.6297 | 0.67737 | 0.72521 | 0.65396
3135 | 2004-05-10 | 15:00 | 0.74585 | 0.65988 | 0.74585 | 0.74008 | 0.6969 | 0.69687 | 0.64924 | 0.67154 | 0.65446 | 0.64309 | 0.6894 | 0.72239 | 0.67682
3136 | 2004-05-10 | 16:00 | 0.75208 | 0.67154 | 0.75208 | 0.74585 | 0.69687 | 0.69546 | 0.6431 | 0.68047 | 0.66087 | 0.65446 | 0.66339 | 0.67387 | 0.64808
3137 | 2004-05-10 | 17:00 | 0.7534 | 0.68047 | 0.7534 | 0.75208 | 0.69546 | 0.6899 | 0.64658 | 0.67753 | 0.6534 | 0.66087 | 0.59731 | 0.6067 | 0.58669
3138 | 2004-05-10 | 18:00 | 0.74213 | 0.67753 | 0.74213 | 0.7534 | 0.6899 | 0.68519 | 0.65032 | 0.66299 | 0.63938 | 0.6534 | 0.54589 | 0.55044 | 0.5276
3139 | 2004-05-10 | 19:00 | 0.72761 | 0.66299 | 0.72761 | 0.74213 | 0.68519 | 0.6643 | 0.64094 | 0.64169 | 0.61898 | 0.63938 | 0.51552 | 0.51599 | 0.48796
3140 | 2004-05-10 | 20:00 | 0.74203 | 0.64169 | 0.74203 | 0.72761 | 0.6643 | 0.65885 | 0.6392 | 0.64534 | 0.61955 | 0.61898 | 0.49641 | 0.49517 | 0.46755
3141 | 2004-05-10 | 21:00 | 0.72687 | 0.64534 | 0.72687 | 0.74203 | 0.65885 | 0.67763 | 0.65658 | 0.63322 | 0.60873 | 0.61955 | 0.49505 | 0.48052 | 0.45507
3142 | 2004-05-10 | 22:00 | 0.66197 | 0.63322 | 0.66197 | 0.72687 | 0.67763 | 0.65399 | 0.61374 | 0.58349 | 0.55968 | 0.60873 | 0.49635 | 0.47768 | 0.45394
3143 | 2004-05-10 | 23:00 | 0.59159 | 0.58349 | 0.59159 | 0.66197 | 0.65399 | 0.5973 | 0.55138 | 0.51953 | 0.50437 | 0.55968 | 0.51621 | 0.48862 | 0.46448
3144 | 2004-05-11 | 00:00 | 0.54047 | 0.51953 | 0.54047 | 0.59159 | 0.5973 | 0.53586 | 0.48457 | 0.47692 | 0.46415 | 0.50437 | 0.56851 | 0.51609 | 0.49713
3145 | 2004-05-11 | 01:00 | 0.51112 | 0.47692 | 0.51112 | 0.54047 | 0.53586 | 0.49126 | 0.44319 | 0.45136 | 0.44164 | 0.46415 | 0.64505 | 0.55686 | 0.5486
3146 | 2004-05-11 | 02:00 | 0.48982 | 0.45136 | 0.48982 | 0.51112 | 0.49126 | 0.46794 | 0.42254 | 0.43542 | 0.42649 | 0.44164 | 0.68958 | 0.59402 | 0.60471
3147 | 2004-05-11 | 03:00 | 0.48285 | 0.43542 | 0.48285 | 0.48982 | 0.46794 | 0.45461 | 0.41271 | 0.42639 | 0.41837 | 0.42649 | 0.6924 | 0.62037 | 0.63704
3148 | 2004-05-11 | 04:00 | 0.48709 | 0.42639 | 0.48709 | 0.48285 | 0.45461 | 0.44899 | 0.40952 | 0.4288 | 0.42131 | 0.41837 | 0.68458 | 0.6471 | 0.66693
3149 | 2004-05-11 | 05:00 | 0.51765 | 0.4288 | 0.51765 | 0.48709 | 0.44899 | 0.45271 | 0.41881 | 0.45707 | 0.44153 | 0.42131 | 0.68389 | 0.66877 | 0.68699
3150 | 2004-05-11 | 06:00 | 0.57774 | 0.45707 | 0.57774 | 0.51765 | 0.45271 | 0.48096 | 0.45758 | 0.51209 | 0.4836 | 0.44153 | 0.67337 | 0.68431 | 0.69821
3151 | 2004-05-11 | 07:00 | 0.63892 | 0.51209 | 0.63892 | 0.57774 | 0.48096 | 0.54736 | 0.54213 | 0.53718 | 0.51704 | 0.4836 | 0.66834 | 0.69738 | 0.70157
3152 | 2004-05-11 | 08:00 | 0.66742 | 0.53718 | 0.66742 | 0.63892 | 0.54736 | 0.61805 | 0.61702 | 0.55283 | 0.5402 | 0.51704 | 0.65315 | 0.71088 | 0.70492
3153 | 2004-05-11 | 09:00 | 0.70106 | 0.55283 | 0.70106 | 0.66742 | 0.61805 | 0.66247 | 0.64642 | 0.57216 | 0.56042 | 0.5402 | 0.64745 | 0.7197 | 0.70573
3154 | 2004-05-11 | 10:00 | 0.7314 | 0.57216 | 0.7314 | 0.70106 | 0.66247 | 0.69405 | 0.66786 | 0.59363 | 0.58186 | 0.56042 | 0.64303 | 0.72538 | 0.70366
3155 | 2004-05-11 | 11:00 | 0.75653 | 0.59363 | 0.75653 | 0.7314 | 0.69405 | 0.71593 | 0.68971 | 0.60827 | 0.60401 | 0.58186 | 0.63986 | 0.72346 | 0.69463
3156 | 2004-05-11 | 12:00 | 0.77717 | 0.60827 | 0.77717 | 0.75653 | 0.71593 | 0.73211 | 0.70563 | 0.61576 | 0.62027 | 0.60401 | 0.64162 | 0.70872 | 0.67549
3157 | 2004-05-11 | 13:00 | 0.79611 | 0.61576 | 0.79611 | 0.77717 | 0.73211 | 0.74206 | 0.71131 | 0.62551 | 0.63756 | 0.62027 | 0.64 | 0.69422 | 0.65287
3158 | 2004-05-11 | 14:00 | 0.80795 | 0.62551 | 0.80795 | 0.79611 | 0.74206 | 0.75317 | 0.72176 | 0.63276 | 0.66121 | 0.63756 | 0.64655 | 0.69068 | 0.64781
3159 | 2004-05-11 | 15:00 | 0.81924 | 0.63276 | 0.81924 | 0.80795 | 0.75317 | 0.75866 | 0.72072 | 0.63077 | 0.66164 | 0.66121 | 0.66118 | 0.68827 | 0.67582
3160 | 2004-05-11 | 16:00 | 0.82661 | 0.63077 | 0.82661 | 0.81924 | 0.75866 | 0.76285 | 0.72102 | 0.62087 | 0.6636 | 0.66164 | 0.64867 | 0.6472 | 0.6536
3161 | 2004-05-11 | 17:00 | 0.81935 | 0.62087 | 0.81935 | 0.82661 | 0.76285 | 0.76482 | 0.7218 | 0.61244 | 0.65093 | 0.6636 | 0.59081 | 0.58234 | 0.59461
3162 | 2004-05-11 | 18:00 | 0.80302 | 0.61244 | 0.80302 | 0.81935 | 0.76482 | 0.75222 | 0.71421 | 0.59684 | 0.63542 | 0.65093 | 0.54309 | 0.53118 | 0.53477
3163 | 2004-05-11 | 19:00 | 0.78602 | 0.59684 | 0.78602 | 0.80302 | 0.75222 | 0.72764 | 0.69974 | 0.58526 | 0.61746 | 0.63542 | 0.50857 | 0.50276 | 0.48911
3164 | 2004-05-11 | 20:00 | 0.79531 | 0.58526 | 0.79531 | 0.78602 | 0.72764 | 0.7115 | 0.69352 | 0.59443 | 0.61741 | 0.61746 | 0.49396 | 0.48446 | 0.46386
3165 | 2004-05-11 | 21:00 | 0.77408 | 0.59443 | 0.77408 | 0.79531 | 0.7115 | 0.72479 | 0.71716 | 0.58695 | 0.60935 | 0.61741 | 0.48941 | 0.47181 | 0.45233
3166 | 2004-05-11 | 22:00 | 0.7022 | 0.58695 | 0.7022 | 0.77408 | 0.72479 | 0.707 | 0.6837 | 0.54553 | 0.56442 | 0.60935 | 0.49018 | 0.46879 | 0.45285
3167 | 2004-05-11 | 23:00 | 0.62576 | 0.54553 | 0.62576 | 0.7022 | 0.707 | 0.64605 | 0.60462 | 0.4952 | 0.51191 | 0.56442 | 0.50852 | 0.48162 | 0.461
3168 | 2004-05-12 | 00:00 | 0.57137 | 0.4952 | 0.57137 | 0.62576 | 0.64605 | 0.57806 | 0.5316 | 0.4601 | 0.47551 | 0.51191 | 0.5646 | 0.50762 | 0.49317
3169 | 2004-05-12 | 01:00 | 0.54133 | 0.4601 | 0.54133 | 0.57137 | 0.57806 | 0.52935 | 0.48292 | 0.43894 | 0.454 | 0.47551 | 0.64117 | 0.54777 | 0.54126
3170 | 2004-05-12 | 02:00 | 0.52023 | 0.43894 | 0.52023 | 0.54133 | 0.52935 | 0.50019 | 0.45476 | 0.42728 | 0.4378 | 0.454 | 0.68077 | 0.5791 | 0.59533
3171 | 2004-05-12 | 03:00 | 0.50762 | 0.42728 | 0.50762 | 0.52023 | 0.50019 | 0.48324 | 0.43933 | 0.42298 | 0.43038 | 0.4378 | 0.67923 | 0.59975 | 0.63756
3172 | 2004-05-12 | 04:00 | 0.50923 | 0.42298 | 0.50923 | 0.50762 | 0.48324 | 0.47413 | 0.43332 | 0.42525 | 0.43267 | 0.43038 | 0.67449 | 0.61801 | 0.67072
3173 | 2004-05-12 | 05:00 | 0.5387 | 0.42525 | 0.5387 | 0.50923 | 0.47413 | 0.47733 | 0.43875 | 0.4528 | 0.45349 | 0.43267 | 0.67045 | 0.63258 | 0.69316
3174 | 2004-05-12 | 06:00 | 0.59581 | 0.4528 | 0.59581 | 0.5387 | 0.47733 | 0.50237 | 0.47238 | 0.51373 | 0.49793 | 0.45349 | 0.65876 | 0.64341 | 0.70892
3175 | 2004-05-12 | 07:00 | 0.65696 | 0.51373 | 0.65696 | 0.59581 | 0.50237 | 0.56558 | 0.552 | 0.54183 | 0.53059 | 0.49793 | 0.65386 | 0.65096 | 0.71447
3176 | 2004-05-12 | 08:00 | 0.70086 | 0.54183 | 0.70086 | 0.65696 | 0.56558 | 0.63789 | 0.629 | 0.55495 | 0.5476 | 0.53059 | 0.64945 | 0.65751 | 0.72171
3177 | 2004-05-12 | 09:00 | 0.7316 | 0.55495 | 0.7316 | 0.70086 | 0.63789 | 0.68779 | 0.66101 | 0.57593 | 0.56024 | 0.5476 | 0.64356 | 0.66384 | 0.72373
3178 | 2004-05-12 | 10:00 | 0.77293 | 0.57593 | 0.77293 | 0.7316 | 0.68779 | 0.72803 | 0.68548 | 0.6017 | 0.57861 | 0.56024 | 0.63904 | 0.66588 | 0.71779
3179 | 2004-05-12 | 11:00 | 0.80131 | 0.6017 | 0.80131 | 0.77293 | 0.72803 | 0.75887 | 0.70932 | 0.62467 | 0.59165 | 0.57861 | 0.63462 | 0.66974 | 0.7088
3180 | 2004-05-12 | 12:00 | 0.82216 | 0.62467 | 0.82216 | 0.80131 | 0.75887 | 0.77825 | 0.72404 | 0.64521 | 0.6003 | 0.59165 | 0.63734 | 0.66296 | 0.6928
3181 | 2004-05-12 | 13:00 | 0.83918 | 0.64521 | 0.83918 | 0.82216 | 0.77825 | 0.79169 | 0.73196 | 0.67009 | 0.6096 | 0.6003 | 0.6342 | 0.65537 | 0.66742
3182 | 2004-05-12 | 14:00 | 0.84866 | 0.67009 | 0.84866 | 0.83918 | 0.79169 | 0.80786 | 0.74606 | 0.69718 | 0.62022 | 0.6096 | 0.63534 | 0.65803 | 0.65869
3183 | 2004-05-12 | 15:00 | 0.8527 | 0.69718 | 0.8527 | 0.84866 | 0.80786 | 0.81142 | 0.75452 | 0.71681 | 0.62877 | 0.62022 | 0.6516 | 0.65733 | 0.68469
3184 | 2004-05-12 | 16:00 | 0.85287 | 0.71681 | 0.85287 | 0.8527 | 0.81142 | 0.80706 | 0.75804 | 0.73271 | 0.63786 | 0.62877 | 0.64362 | 0.62062 | 0.65867
3185 | 2004-05-12 | 17:00 | 0.84428 | 0.73271 | 0.84428 | 0.85287 | 0.80706 | 0.80013 | 0.75734 | 0.73442 | 0.63743 | 0.63786 | 0.58655 | 0.56705 | 0.59761
3186 | 2004-05-12 | 18:00 | 0.82231 | 0.73442 | 0.82231 | 0.84428 | 0.80013 | 0.78834 | 0.74415 | 0.72135 | 0.62985 | 0.63743 | 0.53255 | 0.52082 | 0.53559
3187 | 2004-05-12 | 19:00 | 0.79814 | 0.72135 | 0.79814 | 0.82231 | 0.78834 | 0.76446 | 0.72661 | 0.69892 | 0.61594 | 0.62985 | 0.50548 | 0.49422 | 0.49486
3188 | 2004-05-12 | 20:00 | 0.8019 | 0.69892 | 0.8019 | 0.79814 | 0.76446 | 0.74744 | 0.72259 | 0.69764 | 0.61556 | 0.61594 | 0.49175 | 0.47597 | 0.47192
3189 | 2004-05-12 | 21:00 | 0.77818 | 0.69764 | 0.77818 | 0.8019 | 0.74744 | 0.75581 | 0.74196 | 0.6823 | 0.60878 | 0.61556 | 0.48728 | 0.46725 | 0.4587
3190 | 2004-05-12 | 22:00 | 0.70908 | 0.6823 | 0.70908 | 0.77818 | 0.75581 | 0.73165 | 0.70265 | 0.63142 | 0.56942 | 0.60878 | 0.48938 | 0.4658 | 0.4521
3191 | 2004-05-12 | 23:00 | 0.63653 | 0.63142 | 0.63653 | 0.70908 | 0.73165 | 0.67081 | 0.62693 | 0.56903 | 0.51769 | 0.56942 | 0.51158 | 0.48222 | 0.46956
3192 | 2004-05-13 | 00:00 | 0.57973 | 0.56903 | 0.57973 | 0.63653 | 0.67081 | 0.60412 | 0.55187 | 0.52218 | 0.47858 | 0.51769 | 0.5643 | 0.51031 | 0.4965
3193 | 2004-05-13 | 01:00 | 0.54649 | 0.52218 | 0.54649 | 0.57973 | 0.60412 | 0.5533 | 0.5029 | 0.49497 | 0.45885 | 0.47858 | 0.6388 | 0.54862 | 0.54452
3194 | 2004-05-13 | 02:00 | 0.52603 | 0.49497 | 0.52603 | 0.54649 | 0.5533 | 0.52499 | 0.47512 | 0.47768 | 0.44452 | 0.45885 | 0.67473 | 0.57704 | 0.60415
3195 | 2004-05-13 | 03:00 | 0.51531 | 0.47768 | 0.51531 | 0.52603 | 0.52499 | 0.50628 | 0.46011 | 0.46995 | 0.43623 | 0.44452 | 0.66997 | 0.59594 | 0.64481
3196 | 2004-05-13 | 04:00 | 0.5162 | 0.46995 | 0.5162 | 0.51531 | 0.50628 | 0.49784 | 0.45343 | 0.47104 | 0.43684 | 0.43623 | 0.66707 | 0.61088 | 0.68013
3197 | 2004-05-13 | 05:00 | 0.5432 | 0.47104 | 0.5432 | 0.5162 | 0.49784 | 0.50026 | 0.45733 | 0.49525 | 0.45642 | 0.43684 | 0.66118 | 0.62501 | 0.70991
3198 | 2004-05-13 | 06:00 | 0.60662 | 0.49525 | 0.60662 | 0.5432 | 0.50026 | 0.5252 | 0.49005 | 0.55244 | 0.49988 | 0.45642 | 0.65445 | 0.63539 | 0.72735
3199 | 2004-05-13 | 07:00 | 0.66853 | 0.55244 | 0.66853 | 0.60662 | 0.5252 | 0.59136 | 0.56817 | 0.57955 | 0.52985 | 0.49988 | 0.65498 | 0.64605 | 0.73896
3200 | 2004-05-13 | 08:00 | 0.70905 | 0.57955 | 0.70905 | 0.66853 | 0.59136 | 0.67091 | 0.63626 | 0.58753 | 0.54847 | 0.52985 | 0.65027 | 0.65345 | 0.75153
3201 | 2004-05-13 | 09:00 | 0.74648 | 0.58753 | 0.74648 | 0.70905 | 0.67091 | 0.72268 | 0.66499 | 0.59926 | 0.56135 | 0.54847 | 0.64668 | 0.66448 | 0.75851
3202 | 2004-05-13 | 10:00 | 0.78289 | 0.59926 | 0.78289 | 0.74648 | 0.72268 | 0.7696 | 0.68419 | 0.6068 | 0.57325 | 0.56135 | 0.6446 | 0.66919 | 0.75887
3203 | 2004-05-13 | 11:00 | 0.81129 | 0.6068 | 0.81129 | 0.78289 | 0.7696 | 0.79633 | 0.70215 | 0.61271 | 0.58163 | 0.57325 | 0.64277 | 0.67457 | 0.67359
3204 | 2004-05-13 | 12:00 | 0.83082 | 0.61271 | 0.83082 | 0.81129 | 0.79633 | 0.81849 | 0.71098 | 0.61769 | 0.58096 | 0.58163 | 0.64221 | 0.67208 | 0.73022
3205 | 2004-05-13 | 13:00 | 0.853 | 0.61769 | 0.853 | 0.83082 | 0.81849 | 0.83284 | 0.71135 | 0.61522 | 0.57647 | 0.58096 | 0.63654 | 0.66389 | 0.69733
3206 | 2004-05-13 | 14:00 | 0.86701 | 0.61522 | 0.86701 | 0.853 | 0.83284 | 0.84518 | 0.7145 | 0.61039 | 0.5662 | 0.57647 | 0.6364 | 0.66401 | 0.68121
3207 | 2004-05-13 | 15:00 | 0.87987 | 0.61039 | 0.87987 | 0.86701 | 0.84518 | 0.84624 | 0.71073 | 0.61296 | 0.55769 | 0.5662 | 0.65208 | 0.66608 | 0.7027
3208 | 2004-05-13 | 16:00 | 0.88371 | 0.61296 | 0.88371 | 0.87987 | 0.84624 | 0.84145 | 0.70671 | 0.6157 | 0.55288 | 0.55769 | 0.64367 | 0.62814 | 0.67803
3209 | 2004-05-13 | 17:00 | 0.87482 | 0.6157 | 0.87482 | 0.88371 | 0.84145 | 0.82921 | 0.7007 | 0.61087 | 0.54584 | 0.55288 | 0.59076 | 0.57133 | 0.61391
3210 | 2004-05-13 | 18:00 | 0.84757 | 0.61087 | 0.84757 | 0.87482 | 0.82921 | 0.80248 | 0.68714 | 0.58917 | 0.53793 | 0.54584 | 0.53724 | 0.52448 | 0.54858
3211 | 2004-05-13 | 19:00 | 0.81454 | 0.58917 | 0.81454 | 0.84757 | 0.80248 | 0.76299 | 0.66599 | 0.57268 | 0.52912 | 0.53793 | 0.50306 | 0.49509 | 0.50823
3212 | 2004-05-13 | 20:00 | 0.81317 | 0.57268 | 0.81317 | 0.81454 | 0.76299 | 0.73872 | 0.66122 | 0.57036 | 0.53502 | 0.52912 | 0.48834 | 0.47846 | 0.48224
3213 | 2004-05-13 | 21:00 | 0.78993 | 0.57036 | 0.78993 | 0.81317 | 0.73872 | 0.7441 | 0.67627 | 0.55171 | 0.52472 | 0.53502 | 0.48209 | 0.46927 | 0.47011
3214 | 2004-05-13 | 22:00 | 0.71985 | 0.55171 | 0.71985 | 0.78993 | 0.7441 | 0.71807 | 0.63862 | 0.51068 | 0.49022 | 0.52472 | 0.48581 | 0.46822 | 0.46517
3215 | 2004-05-13 | 23:00 | 0.64171 | 0.51068 | 0.64171 | 0.71985 | 0.71807 | 0.65508 | 0.56747 | 0.45952 | 0.45125 | 0.49022 | 0.50357 | 0.47938 | 0.47765
3216 | 2004-05-14 | 00:00 | 0.578 | 0.45952 | 0.578 | 0.64171 | 0.65508 | 0.58327 | 0.50012 | 0.42127 | 0.42188 | 0.45125 | 0.55092 | 0.50819 | 0.50223
3217 | 2004-05-14 | 01:00 | 0.54243 | 0.42127 | 0.54243 | 0.578 | 0.58327 | 0.53494 | 0.45517 | 0.39726 | 0.40719 | 0.42188 | 0.62193 | 0.54286 | 0.54543
3218 | 2004-05-14 | 02:00 | 0.52516 | 0.39726 | 0.52516 | 0.54243 | 0.53494 | 0.50385 | 0.43141 | 0.38506 | 0.39769 | 0.40719 | 0.66337 | 0.57205 | 0.60301
3219 | 2004-05-14 | 03:00 | 0.51199 | 0.38506 | 0.51199 | 0.52516 | 0.50385 | 0.48539 | 0.42014 | 0.37685 | 0.39354 | 0.39769 | 0.66566 | 0.59519 | 0.64522
3220 | 2004-05-14 | 04:00 | 0.51195 | 0.37685 | 0.51195 | 0.51199 | 0.48539 | 0.47677 | 0.41582 | 0.38017 | 0.39771 | 0.39354 | 0.66454 | 0.61492 | 0.68515
3221 | 2004-05-14 | 05:00 | 0.54047 | 0.38017 | 0.54047 | 0.51195 | 0.47677 | 0.47807 | 0.4247 | 0.40528 | 0.41917 | 0.39771 | 0.66408 | 0.63225 | 0.71674
3222 | 2004-05-14 | 06:00 | 0.59628 | 0.40528 | 0.59628 | 0.54047 | 0.47807 | 0.50343 | 0.46131 | 0.4566 | 0.46034 | 0.41917 | 0.65927 | 0.64737 | 0.74037
3223 | 2004-05-14 | 07:00 | 0.64989 | 0.4566 | 0.64989 | 0.59628 | 0.50343 | 0.56245 | 0.54084 | 0.48173 | 0.49022 | 0.46034 | 0.65746 | 0.66413 | 0.75213
3224 | 2004-05-14 | 08:00 | 0.67991 | 0.48173 | 0.67991 | 0.64989 | 0.56245 | 0.63345 | 0.60835 | 0.4889 | 0.50398 | 0.49022 | 0.65586 | 0.68017 | 0.76579
3225 | 2004-05-14 | 09:00 | 0.70271 | 0.4889 | 0.70271 | 0.67991 | 0.63345 | 0.67548 | 0.6368 | 0.50429 | 0.51428 | 0.50398 | 0.64998 | 0.69108 | 0.77447
3226 | 2004-05-14 | 10:00 | 0.72772 | 0.50429 | 0.72772 | 0.70271 | 0.67548 | 0.69979 | 0.64828 | 0.51858 | 0.51921 | 0.51428 | 0.64628 | 0.69629 | 0.77356
3227 | 2004-05-14 | 11:00 | 0.74891 | 0.51858 | 0.74891 | 0.72772 | 0.69979 | 0.71691 | 0.65741 | 0.52573 | 0.52039 | 0.51921 | 0.64122 | 0.69706 | 0.76678
3228 | 2004-05-14 | 12:00 | 0.76423 | 0.52573 | 0.76423 | 0.74891 | 0.71691 | 0.72409 | 0.66296 | 0.53146 | 0.51807 | 0.52039 | 0.63678 | 0.68633 | 0.74354
3229 | 2004-05-14 | 13:00 | 0.78042 | 0.53146 | 0.78042 | 0.76423 | 0.72409 | 0.72659 | 0.66421 | 0.54381 | 0.51918 | 0.51807 | 0.62648 | 0.6721 | 0.7045
3230 | 2004-05-14 | 14:00 | 0.79326 | 0.54381 | 0.79326 | 0.78042 | 0.72659 | 0.72982 | 0.67055 | 0.55435 | 0.51848 | 0.51918 | 0.62057 | 0.6674 | 0.68158
3231 | 2004-05-14 | 15:00 | 0.80324 | 0.55435 | 0.80324 | 0.79326 | 0.72982 | 0.73074 | 0.67134 | 0.56166 | 0.51516 | 0.51848 | 0.6302 | 0.66463 | 0.69283
3232 | 2004-05-14 | 16:00 | 0.80492 | 0.56166 | 0.80492 | 0.80324 | 0.73074 | 0.73095 | 0.67055 | 0.56983 | 0.51256 | 0.51516 | 0.6281 | 0.63228 | 0.66768
3233 | 2004-05-14 | 17:00 | 0.79187 | 0.56983 | 0.79187 | 0.80492 | 0.73095 | 0.72972 | 0.66839 | 0.56751 | 0.50457 | 0.51256 | 0.58142 | 0.58062 | 0.61185
3234 | 2004-05-14 | 18:00 | 0.76609 | 0.56751 | 0.76609 | 0.79187 | 0.72972 | 0.71702 | 0.65637 | 0.55137 | 0.49517 | 0.50457 | 0.53713 | 0.53347 | 0.55366
3235 | 2004-05-14 | 19:00 | 0.73811 | 0.55137 | 0.73811 | 0.76609 | 0.71702 | 0.69145 | 0.63953 | 0.53129 | 0.48718 | 0.49517 | 0.5037 | 0.50366 | 0.50798
3236 | 2004-05-14 | 20:00 | 0.73643 | 0.53129 | 0.73643 | 0.73811 | 0.69145 | 0.67552 | 0.63373 | 0.53423 | 0.49509 | 0.48718 | 0.48395 | 0.48234 | 0.47689
3237 | 2004-05-14 | 21:00 | 0.71876 | 0.53423 | 0.71876 | 0.73643 | 0.67552 | 0.68501 | 0.65359 | 0.5289 | 0.49921 | 0.49509 | 0.47509 | 0.46951 | 0.45893
3238 | 2004-05-14 | 22:00 | 0.66742 | 0.5289 | 0.66742 | 0.71876 | 0.68501 | 0.66971 | 0.62962 | 0.49694 | 0.47541 | 0.49921 | 0.47221 | 0.46351 | 0.44982
3239 | 2004-05-14 | 23:00 | 0.60803 | 0.49694 | 0.60803 | 0.66742 | 0.66971 | 0.62487 | 0.57447 | 0.45592 | 0.44277 | 0.47541 | 0.47756 | 0.46394 | 0.44732
3240 | 2004-05-15 | 00:00 | 0.55442 | 0.45592 | 0.55442 | 0.60803 | 0.62487 | 0.56923 | 0.51219 | 0.42049 | 0.41629 | 0.44277 | 0.49068 | 0.46787 | 0.45346
3241 | 2004-05-15 | 01:00 | 0.5214 | 0.42049 | 0.5214 | 0.55442 | 0.56923 | 0.52369 | 0.46355 | 0.39623 | 0.40075 | 0.41629 | 0.51775 | 0.4797 | 0.46047
3242 | 2004-05-15 | 02:00 | 0.50191 | 0.39623 | 0.50191 | 0.5214 | 0.52369 | 0.49453 | 0.43776 | 0.38052 | 0.39024 | 0.40075 | 0.55831 | 0.51001 | 0.49542
3243 | 2004-05-15 | 03:00 | 0.48835 | 0.38052 | 0.48835 | 0.50191 | 0.49453 | 0.476 | 0.42291 | 0.3719 | 0.38573 | 0.39024 | 0.59741 | 0.54775 | 0.54177
3244 | 2004-05-15 | 04:00 | 0.48276 | 0.3719 | 0.48276 | 0.48835 | 0.476 | 0.46499 | 0.41591 | 0.36935 | 0.38622 | 0.38573 | 0.61775 | 0.58252 | 0.58754
3245 | 2004-05-15 | 05:00 | 0.48651 | 0.36935 | 0.48651 | 0.48276 | 0.46499 | 0.46165 | 0.41703 | 0.37522 | 0.39478 | 0.38622 | 0.62376 | 0.61071 | 0.6171
3246 | 2004-05-15 | 06:00 | 0.49895 | 0.37522 | 0.49895 | 0.48651 | 0.46165 | 0.46495 | 0.42499 | 0.38862 | 0.40232 | 0.39478 | 0.62174 | 0.63382 | 0.63309
3247 | 2004-05-15 | 07:00 | 0.54482 | 0.38862 | 0.54482 | 0.49895 | 0.46495 | 0.47955 | 0.45534 | 0.4032 | 0.41812 | 0.40232 | 0.61453 | 0.65258 | 0.63504
3248 | 2004-05-15 | 08:00 | 0.6005 | 0.4032 | 0.6005 | 0.54482 | 0.47955 | 0.52207 | 0.50883 | 0.43418 | 0.44125 | 0.41812 | 0.60574 | 0.66752 | 0.63584
3249 | 2004-05-15 | 09:00 | 0.65099 | 0.43418 | 0.65099 | 0.6005 | 0.52207 | 0.57708 | 0.56896 | 0.46507 | 0.45918 | 0.44125 | 0.59885 | 0.67587 | 0.63714
3250 | 2004-05-15 | 10:00 | 0.6918 | 0.46507 | 0.6918 | 0.65099 | 0.57708 | 0.62245 | 0.61362 | 0.48589 | 0.4684 | 0.45918 | 0.59728 | 0.68115 | 0.63614
3251 | 2004-05-15 | 11:00 | 0.71962 | 0.48589 | 0.71962 | 0.6918 | 0.62245 | 0.6554 | 0.64385 | 0.50183 | 0.47106 | 0.4684 | 0.60018 | 0.68284 | 0.63726
3252 | 2004-05-15 | 12:00 | 0.73928 | 0.50183 | 0.73928 | 0.71962 | 0.6554 | 0.67453 | 0.66122 | 0.514 | 0.47415 | 0.47106 | 0.60154 | 0.67587 | 0.63334
3253 | 2004-05-15 | 13:00 | 0.75203 | 0.514 | 0.75203 | 0.73928 | 0.67453 | 0.68554 | 0.6703 | 0.52667 | 0.47417 | 0.47415 | 0.60348 | 0.66274 | 0.62154
3254 | 2004-05-15 | 14:00 | 0.76151 | 0.52667 | 0.76151 | 0.75203 | 0.68554 | 0.69039 | 0.67519 | 0.54099 | 0.47809 | 0.47417 | 0.60766 | 0.66354 | 0.6138
3255 | 2004-05-15 | 15:00 | 0.7692 | 0.54099 | 0.7692 | 0.76151 | 0.69039 | 0.69145 | 0.67876 | 0.55509 | 0.48484 | 0.47809 | 0.61961 | 0.6608 | 0.63465
3256 | 2004-05-15 | 16:00 | 0.77206 | 0.55509 | 0.77206 | 0.7692 | 0.69145 | 0.69127 | 0.68262 | 0.56567 | 0.49324 | 0.48484 | 0.6108 | 0.62917 | 0.61766
3257 | 2004-05-15 | 17:00 | 0.76661 | 0.56567 | 0.76661 | 0.77206 | 0.69127 | 0.69345 | 0.68871 | 0.57065 | 0.49901 | 0.49324 | 0.56819 | 0.58257 | 0.57717
3258 | 2004-05-15 | 18:00 | 0.74538 | 0.57065 | 0.74538 | 0.76661 | 0.69345 | 0.6905 | 0.68904 | 0.56296 | 0.49654 | 0.49901 | 0.52701 | 0.54296 | 0.5269
3259 | 2004-05-15 | 19:00 | 0.72803 | 0.56296 | 0.72803 | 0.74538 | 0.6905 | 0.67928 | 0.6786 | 0.54573 | 0.48834 | 0.49654 | 0.49617 | 0.50829 | 0.48685
3260 | 2004-05-15 | 20:00 | 0.72871 | 0.54573 | 0.72871 | 0.72803 | 0.67928 | 0.67014 | 0.67146 | 0.54565 | 0.4937 | 0.48834 | 0.47804 | 0.48692 | 0.46077
3261 | 2004-05-15 | 21:00 | 0.70892 | 0.54565 | 0.70892 | 0.72871 | 0.67014 | 0.68248 | 0.67992 | 0.53981 | 0.49692 | 0.4937 | 0.46963 | 0.47163 | 0.44581
3262 | 2004-05-15 | 22:00 | 0.65402 | 0.53981 | 0.65402 | 0.70892 | 0.68248 | 0.66887 | 0.65571 | 0.50759 | 0.47245 | 0.49692 | 0.46652 | 0.46137 | 0.43654
3263 | 2004-05-15 | 23:00 | 0.59261 | 0.50759 | 0.59261 | 0.65402 | 0.66887 | 0.62786 | 0.60259 | 0.46683 | 0.43661 | 0.47245 | 0.46599 | 0.45878 | 0.43391
3264 | 2004-05-16 | 00:00 | 0.54159 | 0.46683 | 0.54159 | 0.59261 | 0.62786 | 0.57785 | 0.54715 | 0.43133 | 0.40959 | 0.43661 | 0.47663 | 0.45499 | 0.45666
3265 | 2004-05-16 | 01:00 | 0.51045 | 0.43133 | 0.51045 | 0.54159 | 0.57785 | 0.53378 | 0.49581 | 0.40671 | 0.39047 | 0.40959 | 0.49518 | 0.46486 | 0.42107
3266 | 2004-05-16 | 02:00 | 0.48857 | 0.40671 | 0.48857 | 0.51045 | 0.53378 | 0.50301 | 0.46894 | 0.3882 | 0.3797 | 0.39047 | 0.53396 | 0.49557 | 0.4598
3267 | 2004-05-16 | 03:00 | 0.47285 | 0.3882 | 0.47285 | 0.48857 | 0.50301 | 0.48292 | 0.44713 | 0.37787 | 0.37211 | 0.3797 | 0.56877 | 0.53365 | 0.49334
3268 | 2004-05-16 | 04:00 | 0.46643 | 0.37787 | 0.46643 | 0.47285 | 0.48292 | 0.47026 | 0.43552 | 0.37202 | 0.37177 | 0.37211 | 0.59166 | 0.57213 | 0.52579
3269 | 2004-05-16 | 05:00 | 0.4666 | 0.37202 | 0.4666 | 0.46643 | 0.47026 | 0.46372 | 0.43059 | 0.37297 | 0.3754 | 0.37177 | 0.60018 | 0.60319 | 0.55175
3270 | 2004-05-16 | 06:00 | 0.46675 | 0.37297 | 0.46675 | 0.4666 | 0.46372 | 0.46006 | 0.42868 | 0.37638 | 0.37527 | 0.3754 | 0.59965 | 0.62884 | 0.56803
3271 | 2004-05-16 | 07:00 | 0.48985 | 0.37638 | 0.48985 | 0.46675 | 0.46006 | 0.46172 | 0.43871 | 0.38483 | 0.38919 | 0.37527 | 0.59547 | 0.65078 | 0.58264
3272 | 2004-05-16 | 08:00 | 0.53118 | 0.38483 | 0.53118 | 0.48985 | 0.46172 | 0.48644 | 0.47529 | 0.41982 | 0.41611 | 0.38919 | 0.58749 | 0.66842 | 0.59202
3273 | 2004-05-16 | 09:00 | 0.56847 | 0.41982 | 0.56847 | 0.53118 | 0.48644 | 0.52608 | 0.52492 | 0.45638 | 0.43839 | 0.41611 | 0.57982 | 0.67883 | 0.59923
3274 | 2004-05-16 | 10:00 | 0.5983 | 0.45638 | 0.5983 | 0.56847 | 0.52608 | 0.56041 | 0.56481 | 0.49253 | 0.45356 | 0.43839 | 0.57684 | 0.68593 | 0.60084
3275 | 2004-05-16 | 11:00 | 0.62102 | 0.49253 | 0.62102 | 0.5983 | 0.56041 | 0.58604 | 0.58575 | 0.51981 | 0.4674 | 0.45356 | 0.58096 | 0.68991 | 0.60226
3276 | 2004-05-16 | 12:00 | 0.63775 | 0.51981 | 0.63775 | 0.62102 | 0.58604 | 0.60296 | 0.59483 | 0.54693 | 0.48353 | 0.4674 | 0.5893 | 0.68705 | 0.60142
3277 | 2004-05-16 | 13:00 | 0.64726 | 0.54693 | 0.64726 | 0.63775 | 0.60296 | 0.61179 | 0.59483 | 0.57117 | 0.49416 | 0.48353 | 0.59118 | 0.67659 | 0.59685
3278 | 2004-05-16 | 14:00 | 0.65497 | 0.57117 | 0.65497 | 0.64726 | 0.61179 | 0.6133 | 0.58629 | 0.58977 | 0.50308 | 0.49416 | 0.59677 | 0.68154 | 0.59818
3279 | 2004-05-16 | 15:00 | 0.66368 | 0.58977 | 0.66368 | 0.65497 | 0.6133 | 0.61376 | 0.57812 | 0.60138 | 0.51372 | 0.50308 | 0.61695 | 0.68334 | 0.62476
3280 | 2004-05-16 | 16:00 | 0.66995 | 0.60138 | 0.66995 | 0.66368 | 0.61376 | 0.61682 | 0.57422 | 0.61167 | 0.52467 | 0.51372 | 0.61253 | 0.64638 | 0.60747
3281 | 2004-05-16 | 17:00 | 0.67513 | 0.61167 | 0.67513 | 0.66995 | 0.61682 | 0.62301 | 0.57962 | 0.61954 | 0.5324 | 0.52467 | 0.55818 | 0.5868 | 0.5598
3282 | 2004-05-16 | 18:00 | 0.67145 | 0.61954 | 0.67145 | 0.67513 | 0.62301 | 0.62892 | 0.58928 | 0.61593 | 0.52871 | 0.5324 | 0.51083 | 0.53771 | 0.50506
3283 | 2004-05-16 | 19:00 | 0.66127 | 0.61593 | 0.66127 | 0.67145 | 0.62892 | 0.62565 | 0.5923 | 0.60001 | 0.52196 | 0.52871 | 0.48017 | 0.50725 | 0.47126
3284 | 2004-05-16 | 20:00 | 0.67675 | 0.60001 | 0.67675 | 0.66127 | 0.62565 | 0.62167 | 0.59798 | 0.6016 | 0.53214 | 0.52196 | 0.46702 | 0.48605 | 0.4599
3285 | 2004-05-16 | 21:00 | 0.67553 | 0.6016 | 0.67553 | 0.67675 | 0.62167 | 0.64492 | 0.61942 | 0.59912 | 0.53536 | 0.53214 | 0.46396 | 0.47524 | 0.44867
3286 | 2004-05-16 | 22:00 | 0.62543 | 0.59912 | 0.62543 | 0.67553 | 0.64492 | 0.64643 | 0.58911 | 0.55534 | 0.50174 | 0.53536 | 0.46899 | 0.47213 | 0.44467
3287 | 2004-05-16 | 23:00 | 0.56707 | 0.55534 | 0.56707 | 0.62543 | 0.64643 | 0.60233 | 0.53172 | 0.49702 | 0.45635 | 0.50174 | 0.4906 | 0.48237 | 0.45546
3288 | 2004-05-17 | 00:00 | 0.52081 | 0.49702 | 0.52081 | 0.56707 | 0.60233 | 0.54806 | 0.47317 | 0.4566 | 0.42675 | 0.45635 | 0.53809 | 0.51073 | 0.49177
3289 | 2004-05-17 | 01:00 | 0.49498 | 0.4566 | 0.49498 | 0.52081 | 0.54806 | 0.50652 | 0.43233 | 0.43162 | 0.40938 | 0.42675 | 0.61375 | 0.54924 | 0.54347
3290 | 2004-05-17 | 02:00 | 0.48253 | 0.43162 | 0.48253 | 0.49498 | 0.50652 | 0.48289 | 0.41188 | 0.41752 | 0.39877 | 0.40938 | 0.65969 | 0.58956 | 0.5984
3291 | 2004-05-17 | 03:00 | 0.47529 | 0.41752 | 0.47529 | 0.48253 | 0.48289 | 0.46819 | 0.40355 | 0.41143 | 0.39467 | 0.39877 | 0.66794 | 0.62115 | 0.63513
3292 | 2004-05-17 | 04:00 | 0.4819 | 0.41143 | 0.4819 | 0.47529 | 0.46819 | 0.46108 | 0.4016 | 0.41769 | 0.39939 | 0.39467 | 0.67348 | 0.64869 | 0.66445
3293 | 2004-05-17 | 05:00 | 0.51356 | 0.41769 | 0.51356 | 0.4819 | 0.46108 | 0.46657 | 0.41168 | 0.44583 | 0.42195 | 0.39939 | 0.67425 | 0.67435 | 0.68781
3294 | 2004-05-17 | 06:00 | 0.57332 | 0.44583 | 0.57332 | 0.51356 | 0.46657 | 0.49186 | 0.45244 | 0.50067 | 0.46258 | 0.42195 | 0.67218 | 0.68864 | 0.69617
3295 | 2004-05-17 | 07:00 | 0.6314 | 0.50067 | 0.6314 | 0.57332 | 0.49186 | 0.55038 | 0.53608 | 0.52778 | 0.4972 | 0.46258 | 0.67372 | 0.70533 | 0.70077
3296 | 2004-05-17 | 08:00 | 0.66415 | 0.52778 | 0.66415 | 0.6314 | 0.55038 | 0.62129 | 0.60885 | 0.54621 | 0.52248 | 0.4972 | 0.67391 | 0.72139 | 0.70848
3297 | 2004-05-17 | 09:00 | 0.68956 | 0.54621 | 0.68956 | 0.66415 | 0.62129 | 0.65916 | 0.63937 | 0.57103 | 0.54352 | 0.52248 | 0.67297 | 0.73193 | 0.71191
3298 | 2004-05-17 | 10:00 | 0.7186 | 0.57103 | 0.7186 | 0.68956 | 0.65916 | 0.68424 | 0.65981 | 0.60298 | 0.56846 | 0.54352 | 0.66792 | 0.73731 | 0.70778
3299 | 2004-05-17 | 11:00 | 0.73924 | 0.60298 | 0.73924 | 0.7186 | 0.68424 | 0.70418 | 0.67528 | 0.63107 | 0.58771 | 0.56846 | 0.66496 | 0.73873 | 0.69761
3300 | 2004-05-17 | 12:00 | 0.75517 | 0.63107 | 0.75517 | 0.73924 | 0.70418 | 0.71667 | 0.68336 | 0.65366 | 0.60816 | 0.58771 | 0.66113 | 0.72909 | 0.68016
3301 | 2004-05-17 | 13:00 | 0.7692 | 0.65366 | 0.7692 | 0.75517 | 0.71667 | 0.72367 | 0.68469 | 0.67468 | 0.62808 | 0.60816 | 0.65341 | 0.71083 | 0.65839
3302 | 2004-05-17 | 14:00 | 0.77341 | 0.67468 | 0.77341 | 0.7692 | 0.72367 | 0.73109 | 0.69033 | 0.69132 | 0.6432 | 0.62808 | 0.65022 | 0.70994 | 0.65203
3303 | 2004-05-17 | 15:00 | 0.77537 | 0.69132 | 0.77537 | 0.77341 | 0.73109 | 0.72968 | 0.68892 | 0.70285 | 0.6578 | 0.6432 | 0.65842 | 0.70961 | 0.67903
3304 | 2004-05-17 | 16:00 | 0.77413 | 0.70285 | 0.77413 | 0.77537 | 0.72968 | 0.72799 | 0.68535 | 0.71442 | 0.66597 | 0.6578 | 0.64418 | 0.66653 | 0.65881
3305 | 2004-05-17 | 17:00 | 0.76417 | 0.71442 | 0.76417 | 0.77413 | 0.72799 | 0.72634 | 0.68328 | 0.71708 | 0.66388 | 0.66597 | 0.5853 | 0.60167 | 0.59411
3306 | 2004-05-17 | 18:00 | 0.74367 | 0.71708 | 0.74367 | 0.76417 | 0.72634 | 0.71431 | 0.67441 | 0.70517 | 0.65265 | 0.66388 | 0.53181 | 0.54857 | 0.53681
3307 | 2004-05-17 | 19:00 | 0.72711 | 0.70517 | 0.72711 | 0.74367 | 0.71431 | 0.69451 | 0.65989 | 0.68156 | 0.63194 | 0.65265 | 0.50245 | 0.5141 | 0.49896
3308 | 2004-05-17 | 20:00 | 0.73222 | 0.68156 | 0.73222 | 0.72711 | 0.69451 | 0.6835 | 0.65649 | 0.67905 | 0.62728 | 0.63194 | 0.48486 | 0.49196 | 0.47624
3309 | 2004-05-17 | 21:00 | 0.70858 | 0.67905 | 0.70858 | 0.73222 | 0.6835 | 0.69205 | 0.67424 | 0.66683 | 0.62048 | 0.62728 | 0.4794 | 0.47851 | 0.46545
3310 | 2004-05-17 | 22:00 | 0.64524 | 0.66683 | 0.64524 | 0.70858 | 0.69205 | 0.6732 | 0.6375 | 0.61353 | 0.574 | 0.62048 | 0.47916 | 0.47397 | 0.46073
3311 | 2004-05-17 | 23:00 | 0.58001 | 0.61353 | 0.58001 | 0.64524 | 0.6732 | 0.61386 | 0.56514 | 0.54672 | 0.51895 | 0.574 | 0.49651 | 0.48588 | 0.46611
3312 | 2004-05-18 | 00:00 | 0.53357 | 0.54672 | 0.53357 | 0.58001 | 0.61386 | 0.55189 | 0.49942 | 0.49791 | 0.48007 | 0.51895 | 0.54248 | 0.51156 | 0.49745
3313 | 2004-05-18 | 01:00 | 0.50568 | 0.49791 | 0.50568 | 0.53357 | 0.55189 | 0.50519 | 0.45517 | 0.47094 | 0.4565 | 0.48007 | 0.61439 | 0.55313 | 0.54305
3314 | 2004-05-18 | 02:00 | 0.49059 | 0.47094 | 0.49059 | 0.50568 | 0.50519 | 0.48416 | 0.43345 | 0.4551 | 0.44244 | 0.4565 | 0.66028 | 0.59046 | 0.59615
3315 | 2004-05-18 | 03:00 | 0.4825 | 0.4551 | 0.4825 | 0.49059 | 0.48416 | 0.47209 | 0.42329 | 0.44769 | 0.43373 | 0.44244 | 0.67023 | 0.6203 | 0.63745
3316 | 2004-05-18 | 04:00 | 0.4889 | 0.44769 | 0.4889 | 0.4825 | 0.47209 | 0.46372 | 0.4203 | 0.45029 | 0.43484 | 0.43373 | 0.67383 | 0.6478 | 0.66797
3317 | 2004-05-18 | 05:00 | 0.52086 | 0.45029 | 0.52086 | 0.4889 | 0.46372 | 0.46798 | 0.42868 | 0.4776 | 0.45449 | 0.43484 | 0.67777 | 0.67223 | 0.69238
3318 | 2004-05-18 | 06:00 | 0.58315 | 0.4776 | 0.58315 | 0.52086 | 0.46798 | 0.49481 | 0.46882 | 0.53046 | 0.49563 | 0.45449 | 0.67537 | 0.69258 | 0.70739
3319 | 2004-05-18 | 07:00 | 0.64178 | 0.53046 | 0.64178 | 0.58315 | 0.49481 | 0.56026 | 0.55158 | 0.55743 | 0.53082 | 0.49563 | 0.67274 | 0.70897 | 0.71092
3320 | 2004-05-18 | 08:00 | 0.67483 | 0.55743 | 0.67483 | 0.64178 | 0.56026 | 0.56026 | 0.62573 | 0.57582 | 0.55339 | 0.53082 | 0.66949 | 0.72618 | 0.71907
3321 | 2004-05-18 | 09:00 | 0.70465 | 0.57582 | 0.70465 | 0.67483 | 0.56026 | 0.68248 | 0.65591 | 0.60317 | 0.56867 | 0.55339 | 0.66507 | 0.73741 | 0.71726
3322 | 2004-05-18 | 10:00 | 0.73356 | 0.60317 | 0.73356 | 0.70465 | 0.68248 | 0.71185 | 0.67283 | 0.63592 | 0.59033 | 0.56867 | 0.66214 | 0.74299 | 0.71527
3323 | 2004-05-18 | 11:00 | 0.75805 | 0.63592 | 0.75805 | 0.73356 | 0.71185 | 0.7409 | 0.68801 | 0.66582 | 0.60412 | 0.59033 | 0.65799 | 0.74157 | 0.7053
3324 | 2004-05-18 | 12:00 | 0.77552 | 0.66582 | 0.77552 | 0.75805 | 0.7409 | 0.76105 | 0.69833 | 0.68998 | 0.61865 | 0.60412 | 0.65732 | 0.7322 | 0.68708
3325 | 2004-05-18 | 13:00 | 0.78953 | 0.68998 | 0.78953 | 0.77552 | 0.76105 | 0.77343 | 0.70103 | 0.71645 | 0.63261 | 0.61865 | 0.64918 | 0.71903 | 0.66155
3326 | 2004-05-18 | 14:00 | 0.79869 | 0.71645 | 0.79869 | 0.78953 | 0.77343 | 0.77533 | 0.70629 | 0.73562 | 0.6449 | 0.63261 | 0.64724 | 0.70959 | 0.65259
3327 | 2004-05-18 | 15:00 | 0.80421 | 0.73562 | 0.80421 | 0.79869 | 0.77533 | 0.77217 | 0.70406 | 0.75425 | 0.65925 | 0.6449 | 0.65631 | 0.71091 | 0.67833
3328 | 2004-05-18 | 16:00 | 0.80922 | 0.75425 | 0.80922 | 0.80421 | 0.77217 | 0.76671 | 0.7014 | 0.7704 | 0.66767 | 0.65925 | 0.6483 | 0.66742 | 0.66089
3329 | 2004-05-18 | 17:00 | 0.80345 | 0.7704 | 0.80345 | 0.80922 | 0.76671 | 0.77955 | 0.70377 | 0.77102 | 0.66489 | 0.66767 | 0.5919 | 0.60267 | 0.59644
3330 | 2004-05-18 | 18:00 | 0.78256 | 0.77102 | 0.78256 | 0.80345 | 0.77955 | 0.76914 | 0.70182 | 0.75212 | 0.65397 | 0.66489 | 0.53292 | 0.54984 | 0.53674
3331 | 2004-05-18 | 19:00 | 0.76507 | 0.75212 | 0.76507 | 0.78256 | 0.76914 | 0.74065 | 0.68535 | 0.72321 | 0.63459 | 0.65397 | 0.5037 | 0.51641 | 0.49531
3332 | 2004-05-18 | 20:00 | 0.76903 | 0.72321 | 0.76903 | 0.76507 | 0.74065 | 0.72409 | 0.68166 | 0.71199 | 0.63477 | 0.63459 | 0.48728 | 0.4935 | 0.47441
3333 | 2004-05-18 | 21:00 | 0.74458 | 0.71199 | 0.74458 | 0.76903 | 0.72409 | 0.7339 | 0.70012 | 0.69467 | 0.62743 | 0.63477 | 0.4773 | 0.481 | 0.45867
3334 | 2004-05-18 | 22:00 | 0.67674 | 0.69467 | 0.67674 | 0.74458 | 0.7339 | 0.71758 | 0.66508 | 0.63623 | 0.58374 | 0.62743 | 0.47719 | 0.47639 | 0.45337
3335 | 2004-05-18 | 23:00 | 0.60741 | 0.63623 | 0.60741 | 0.67674 | 0.71758 | 0.65772 | 0.59185 | 0.56731 | 0.53139 | 0.58374 | 0.49279 | 0.4875 | 0.46113
3336 | 2004-05-19 | 00:00 | 0.55721 | 0.56731 | 0.55721 | 0.60741 | 0.65772 | 0.59318 | 0.52666 | 0.51744 | 0.49532 | 0.53139 | 0.53798 | 0.51445 | 0.49091
3337 | 2004-05-19 | 01:00 | 0.52613 | 0.51744 | 0.52613 | 0.55721 | 0.59318 | 0.54328 | 0.47976 | 0.48678 | 0.46894 | 0.49532 | 0.60652 | 0.55497 | 0.53796
3338 | 2004-05-19 | 02:00 | 0.50811 | 0.48678 | 0.50811 | 0.52613 | 0.54328 | 0.51493 | 0.45534 | 0.46666 | 0.45313 | 0.46894 | 0.6515 | 0.59096 | 0.5942
3339 | 2004-05-19 | 03:00 | 0.50084 | 0.46666 | 0.50084 | 0.50811 | 0.51493 | 0.49604 | 0.44265 | 0.45459 | 0.44576 | 0.45313 | 0.65839 | 0.62002 | 0.63184
3340 | 2004-05-19 | 04:00 | 0.50398 | 0.45459 | 0.50398 | 0.50084 | 0.49604 | 0.48574 | 0.43763 | 0.45427 | 0.44437 | 0.44576 | 0.65775 | 0.65056 | 0.66688
3341 | 2004-05-19 | 05:00 | 0.53783 | 0.45427 | 0.53783 | 0.50398 | 0.48574 | 0.48824 | 0.44667 | 0.48144 | 0.4633 | 0.44437 | 0.66196 | 0.68022 | 0.69283
3342 | 2004-05-19 | 06:00 | 0.5985 | 0.48144 | 0.5985 | 0.53783 | 0.48824 | 0.51577 | 0.48574 | 0.53179 | 0.50215 | 0.4633 | 0.66398 | 0.70105 | 0.70546
3343 | 2004-05-19 | 07:00 | 0.65333 | 0.53179 | 0.65333 | 0.5985 | 0.51577 | 0.58172 | 0.56983 | 0.55748 | 0.53814 | 0.50215 | 0.66068 | 0.72204 | 0.71156
3344 | 2004-05-19 | 08:00 | 0.67802 | 0.55748 | 0.67802 | 0.65333 | 0.58172 | 0.65442 | 0.64281 | 0.57748 | 0.56364 | 0.53814 | 0.65948 | 0.74097 | 0.71915
3345 | 2004-05-19 | 09:00 | 0.69844 | 0.57748 | 0.69844 | 0.67802 | 0.65442 | 0.69525 | 0.66694 | 0.60679 | 0.59018 | 0.56364 | 0.6574 | 0.75808 | 0.72102
3346 | 2004-05-19 | 10:00 | 0.71254 | 0.60679 | 0.71254 | 0.69844 | 0.69525 | 0.72307 | 0.68141 | 0.64166 | 0.62596 | 0.59018 | 0.65488 | 0.76416 | 0.71963
3347 | 2004-05-19 | 11:00 | 0.71933 | 0.64166 | 0.71933 | 0.71254 | 0.72307 | 0.73872 | 0.69431 | 0.67381 | 0.65216 | 0.62596 | 0.65248 | 0.76428 | 0.71254
3348 | 2004-05-19 | 12:00 | 0.71871 | 0.67381 | 0.71871 | 0.71933 | 0.73872 | 0.74329 | 0.69937 | 0.70262 | 0.67749 | 0.65216 | 0.65144 | 0.75161 | 0.69474
3349 | 2004-05-19 | 13:00 | 0.71547 | 0.70262 | 0.71547 | 0.71871 | 0.74329 | 0.739 | 0.69734 | 0.73396 | 0.70018 | 0.67749 | 0.64734 | 0.73681 | 0.66803
3350 | 2004-05-19 | 14:00 | 0.7129 | 0.73396 | 0.7129 | 0.71547 | 0.739 | 0.73569 | 0.69688 | 0.76257 | 0.72041 | 0.70018 | 0.64665 | 0.72939 | 0.65772
3351 | 2004-05-19 | 15:00 | 0.70888 | 0.76257 | 0.70888 | 0.7129 | 0.73569 | 0.72757 | 0.68846 | 0.78706 | 0.73718 | 0.72041 | 0.65908 | 0.72401 | 0.68151
3352 | 2004-05-19 | 16:00 | 0.70718 | 0.78706 | 0.70718 | 0.70888 | 0.72757 | 0.72314 | 0.68204 | 0.80112 | 0.74962 | 0.73718 | 0.64918 | 0.67895 | 0.65774
3353 | 2004-05-19 | 17:00 | 0.70704 | 0.80112 | 0.70704 | 0.70718 | 0.72314 | 0.72047 | 0.67507 | 0.79841 | 0.74297 | 0.74962 | 0.59528 | 0.61046 | 0.59712
3354 | 2004-05-19 | 18:00 | 0.69197 | 0.79841 | 0.69197 | 0.70704 | 0.72047 | 0.71269 | 0.66616 | 0.77595 | 0.73115 | 0.74297 | 0.54703 | 0.55567 | 0.53951
3355 | 2004-05-19 | 19:00 | 0.67928 | 0.77595 | 0.67928 | 0.69197 | 0.71269 | 0.68769 | 0.65309 | 0.74033 | 0.70593 | 0.73115 | 0.50849 | 0.51908 | 0.49475
3356 | 2004-05-19 | 20:00 | 0.6907 | 0.74033 | 0.6907 | 0.67928 | 0.68769 | 0.6682 | 0.64451 | 0.72036 | 0.69243 | 0.70593 | 0.49079 | 0.49656 | 0.47156
3357 | 2004-05-19 | 21:00 | 0.67933 | 0.72036 | 0.67933 | 0.6907 | 0.6682 | 0.67925 | 0.66425 | 0.70155 | 0.68014 | 0.69243 | 0.48321 | 0.48296 | 0.46046
3358 | 2004-05-19 | 22:00 | 0.62244 | 0.70155 | 0.62244 | 0.67933 | 0.67925 | 0.66908 | 0.63601 | 0.64657 | 0.63052 | 0.68014 | 0.48193 | 0.47935 | 0.45507
3359 | 2004-05-19 | 23:00 | 0.56142 | 0.64657 | 0.56142 | 0.62244 | 0.66908 | 0.61063 | 0.56564 | 0.57707 | 0.57377 | 0.63052 | 0.4979 | 0.49021 | 0.46175
3360 | 2004-05-20 | 00:00 | 0.51461 | 0.57707 | 0.51461 | 0.56142 | 0.61063 | 0.54651 | 0.49722 | 0.52496 | 0.53144 | 0.57377 | 0.54109 | 0.51382 | 0.49499
3361 | 2004-05-20 | 01:00 | 0.49081 | 0.52496 | 0.49081 | 0.51461 | 0.54651 | 0.49808 | 0.45314 | 0.49357 | 0.50514 | 0.53144 | 0.61237 | 0.55447 | 0.54629
3362 | 2004-05-20 | 02:00 | 0.47778 | 0.49357 | 0.47778 | 0.49081 | 0.49808 | 0.47276 | 0.42789 | 0.4719 | 0.48626 | 0.50514 | 0.65674 | 0.59669 | 0.59968
3363 | 2004-05-20 | 03:00 | 0.46959 | 0.4719 | 0.46959 | 0.47778 | 0.47276 | 0.45869 | 0.41765 | 0.46036 | 0.47312 | 0.48626 | 0.66004 | 0.62757 | 0.63618
3364 | 2004-05-20 | 04:00 | 0.47977 | 0.46036 | 0.47977 | 0.46959 | 0.45869 | 0.45324 | 0.41408 | 0.45877 | 0.47206 | 0.47312 | 0.66212 | 0.65686 | 0.66484
3365 | 2004-05-20 | 05:00 | 0.51362 | 0.45877 | 0.51362 | 0.47977 | 0.45324 | 0.45764 | 0.42366 | 0.48277 | 0.48912 | 0.47206 | 0.66419 | 0.68167 | 0.68599
3366 | 2004-05-20 | 06:00 | 0.57269 | 0.48277 | 0.57269 | 0.51362 | 0.45764 | 0.48152 | 0.45658 | 0.5324 | 0.52261 | 0.48912 | 0.66057 | 0.69455 | 0.69335
3367 | 2004-05-20 | 07:00 | 0.62471 | 0.5324 | 0.62471 | 0.57269 | 0.48152 | 0.54314 | 0.53831 | 0.55785 | 0.5621 | 0.52261 | 0.66113 | 0.70984 | 0.69816
3368 | 2004-05-20 | 08:00 | 0.64795 | 0.55785 | 0.64795 | 0.62471 | 0.54314 | 0.61495 | 0.60893 | 0.58188 | 0.59641 | 0.5621 | 0.65961 | 0.72222 | 0.70584
3369 | 2004-05-20 | 09:00 | 0.66109 | 0.58188 | 0.66109 | 0.64795 | 0.61495 | 0.65663 | 0.64024 | 0.60774 | 0.6307 | 0.59641 | 0.65578 | 0.7323 | 0.70674
3370 | 2004-05-20 | 10:00 | 0.67749 | 0.60774 | 0.67749 | 0.66109 | 0.65663 | 0.68874 | 0.6618 | 0.64546 | 0.66141 | 0.6307 | 0.65158 | 0.73604 | 0.70426
3371 | 2004-05-20 | 11:00 | 0.68735 | 0.64546 | 0.68735 | 0.67749 | 0.68874 | 0.70844 | 0.67963 | 0.67675 | 0.68864 | 0.66141 | 0.64734 | 0.73592 | 0.69609
3372 | 2004-05-20 | 12:00 | 0.691 | 0.67675 | 0.691 | 0.68735 | 0.70844 | 0.71786 | 0.68643 | 0.70634 | 0.71554 | 0.68864 | 0.64793 | 0.72299 | 0.67842
3373 | 2004-05-20 | 13:00 | 0.69573 | 0.70634 | 0.69573 | 0.691 | 0.71786 | 0.71945 | 0.6871 | 0.73599 | 0.74305 | 0.71554 | 0.64255 | 0.70936 | 0.6521
3374 | 2004-05-20 | 14:00 | 0.69715 | 0.73599 | 0.69715 | 0.69573 | 0.71945 | 0.72307 | 0.69108 | 0.7613 | 0.76335 | 0.74305 | 0.64013 | 0.70212 | 0.64488
3375 | 2004-05-20 | 15:00 | 0.69962 | 0.7613 | 0.69962 | 0.69715 | 0.72307 | 0.71983 | 0.68768 | 0.77909 | 0.77765 | 0.76335 | 0.65003 | 0.70065 | 0.67246
3376 | 2004-05-20 | 16:00 | 0.70054 | 0.77909 | 0.70054 | 0.69962 | 0.71983 | 0.71751 | 0.68166 | 0.79395 | 0.78643 | 0.77765 | 0.63957 | 0.65933 | 0.65355
3377 | 2004-05-20 | 17:00 | 0.69344 | 0.79395 | 0.69344 | 0.70054 | 0.71751 | 0.71561 | 0.67764 | 0.78885 | 0.78087 | 0.78643 | 0.58599 | 0.59778 | 0.59123
3378 | 2004-05-20 | 18:00 | 0.67869 | 0.78885 | 0.67869 | 0.69344 | 0.71561 | 0.70302 | 0.66732 | 0.76325 | 0.76175 | 0.78087 | 0.53508 | 0.5466 | 0.53577
3379 | 2004-05-20 | 19:00 | 0.66963 | 0.76325 | 0.66963 | 0.67869 | 0.70302 | 0.67759 | 0.65002 | 0.72809 | 0.73215 | 0.76175 | 0.49819 | 0.51098 | 0.49464
3380 | 2004-05-20 | 20:00 | 0.68324 | 0.72809 | 0.68324 | 0.66963 | 0.67759 | 0.66641 | 0.64285 | 0.71302 | 0.71417 | 0.73215 | 0.48329 | 0.49116 | 0.47112
3381 | 2004-05-20 | 21:00 | 0.67301 | 0.71302 | 0.67301 | 0.68324 | 0.66641 | 0.68143 | 0.6645 | 0.69831 | 0.70062 | 0.71417 | 0.47533 | 0.47793 | 0.46158
3382 | 2004-05-20 | 22:00 | 0.62113 | 0.69831 | 0.62113 | 0.67301 | 0.68143 | 0.66507 | 0.63485 | 0.6442 | 0.64786 | 0.70062 | 0.47554 | 0.47402 | 0.45745
3383 | 2004-05-20 | 23:00 | 0.56038 | 0.6442 | 0.56038 | 0.62113 | 0.66507 | 0.60912 | 0.56535 | 0.57608 | 0.5865 | 0.64786 | 0.48802 | 0.48294 | 0.46137
3384 | 2004-05-21 | 00:00 | 0.51789 | 0.57608 | 0.51789 | 0.56038 | 0.60912 | 0.54905 | 0.49838 | 0.5251 | 0.54144 | 0.5865 | 0.53183 | 0.50531 | 0.49081
3385 | 2004-05-21 | 01:00 | 0.49305 | 0.5251 | 0.49305 | 0.51789 | 0.54905 | 0.50329 | 0.45331 | 0.4955 | 0.51155 | 0.54144 | 0.59944 | 0.54595 | 0.5434
3386 | 2004-05-21 | 02:00 | 0.47825 | 0.4955 | 0.47825 | 0.49305 | 0.50329 | 0.47916 | 0.43063 | 0.47545 | 0.4912 | 0.51155 | 0.65096 | 0.58441 | 0.59642
3387 | 2004-05-21 | 03:00 | 0.47248 | 0.47545 | 0.47248 | 0.47825 | 0.47916 | 0.46485 | 0.41827 | 0.46186 | 0.47855 | 0.4912 | 0.66108 | 0.61572 | 0.63727
3388 | 2004-05-21 | 04:00 | 0.47977 | 0.46186 | 0.47977 | 0.47248 | 0.46485 | 0.45697 | 0.41487 | 0.46188 | 0.47528 | 0.47855 | 0.66576 | 0.64461 | 0.66513
3389 | 2004-05-21 | 05:00 | 0.51421 | 0.46188 | 0.51421 | 0.47977 | 0.45697 | 0.46239 | 0.42374 | 0.48385 | 0.4885 | 0.47528 | 0.66621 | 0.67158 | 0.68022
3390 | 2004-05-21 | 06:00 | 0.57727 | 0.48385 | 0.57727 | 0.51421 | 0.46239 | 0.48859 | 0.45758 | 0.53181 | 0.52142 | 0.4885 | 0.66297 | 0.68548 | 0.68783
3391 | 2004-05-21 | 07:00 | 0.63264 | 0.53181 | 0.63264 | 0.57727 | 0.48859 | 0.55302 | 0.53807 | 0.55778 | 0.56045 | 0.52142 | 0.65953 | 0.7007 | 0.68719
3392 | 2004-05-21 | 08:00 | 0.65845 | 0.55778 | 0.65845 | 0.63264 | 0.55302 | 0.6273 | 0.61229 | 0.5804 | 0.59626 | 0.56045 | 0.65504 | 0.71233 | 0.69056
3393 | 2004-05-21 | 09:00 | 0.67687 | 0.5804 | 0.67687 | 0.65845 | 0.6273 | 0.66859 | 0.64646 | 0.61136 | 0.62975 | 0.59626 | 0.64966 | 0.72122 | 0.68774
3394 | 2004-05-21 | 10:00 | 0.69625 | 0.61136 | 0.69625 | 0.67687 | 0.66859 | 0.69511 | 0.66752 | 0.6448 | 0.66283 | 0.62975 | 0.64524 | 0.72341 | 0.68189
3395 | 2004-05-21 | 11:00 | 0.71169 | 0.6448 | 0.71169 | 0.69625 | 0.69511 | 0.71431 | 0.68987 | 0.6754 | 0.6898 | 0.66283 | 0.63601 | 0.71549 | 0.6724
3396 | 2004-05-21 | 12:00 | 0.72221 | 0.6754 | 0.72221 | 0.71169 | 0.71431 | 0.73292 | 0.70132 | 0.69981 | 0.71062 | 0.6898 | 0.63444 | 0.69492 | 0.65297
3397 | 2004-05-21 | 13:00 | 0.736 | 0.69981 | 0.736 | 0.72221 | 0.73292 | 0.74368 | 0.70812 | 0.72543 | 0.7296 | 0.71062 | 0.63031 | 0.67477 | 0.6306
3398 | 2004-05-21 | 14:00 | 0.74623 | 0.72543 | 0.74623 | 0.736 | 0.74368 | 0.75381 | 0.7121 | 0.74691 | 0.74485 | 0.7296 | 0.61964 | 0.66752 | 0.62378
3399 | 2004-05-21 | 15:00 | 0.75449 | 0.74691 | 0.75449 | 0.74623 | 0.75381 | 0.75644 | 0.71032 | 0.76596 | 0.75433 | 0.74485 | 0.62826 | 0.6672 | 0.64784
3400 | 2004-05-21 | 16:00 | 0.76358 | 0.76596 | 0.76358 | 0.75449 | 0.75644 | 0.75356 | 0.71098 | 0.77547 | 0.75678 | 0.75433 | 0.62291 | 0.63611 | 0.63569
3401 | 2004-05-21 | 17:00 | 0.7592 | 0.77547 | 0.7592 | 0.76358 | 0.75356 | 0.7512 | 0.70961 | 0.76772 | 0.74375 | 0.75678 | 0.58171 | 0.58471 | 0.5845
3402 | 2004-05-21 | 18:00 | 0.74177 | 0.76772 | 0.74177 | 0.7592 | 0.7512 | 0.73587 | 0.69564 | 0.74072 | 0.72033 | 0.74375 | 0.53391 | 0.53846 | 0.53145
3403 | 2004-05-21 | 19:00 | 0.71875 | 0.74072 | 0.71875 | 0.74177 | 0.73587 | 0.71065 | 0.67395 | 0.70117 | 0.68766 | 0.72033 | 0.50522 | 0.50655 | 0.49051
3404 | 2004-05-21 | 20:00 | 0.71788 | 0.70117 | 0.71788 | 0.71875 | 0.71065 | 0.69476 | 0.66043 | 0.68064 | 0.66842 | 0.68766 | 0.48837 | 0.48506 | 0.46893
3405 | 2004-05-21 | 21:00 | 0.70153 | 0.68064 | 0.70153 | 0.71788 | 0.69476 | 0.70246 | 0.67578 | 0.6678 | 0.65518 | 0.66842 | 0.47916 | 0.47116 | 0.45541
3406 | 2004-05-21 | 22:00 | 0.6536 | 0.6678 | 0.6536 | 0.70153 | 0.70246 | 0.69011 | 0.65272 | 0.62645 | 0.61689 | 0.65518 | 0.47067 | 0.46411 | 0.44777
3407 | 2004-05-21 | 23:00 | 0.59683 | 0.62645 | 0.59683 | 0.6536 | 0.69011 | 0.59034 | 0.59384 | 0.57308 | 0.56954 | 0.61689 | 0.4782 | 0.46214 | 0.45053
3408 | 2004-05-22 | 00:00 | 0.54657 | 0.57308 | 0.54657 | 0.59683 | 0.59034 | 0.508 | 0.53023 | 0.52691 | 0.52621 | 0.56954 | 0.49255 | 0.46306 | 0.46295
3409 | 2004-05-22 | 01:00 | 0.51381 | 0.52691 | 0.51381 | 0.54657 | 0.508 | 0.51152 | 0.48043 | 0.49359 | 0.49607 | 0.52621 | 0.51978 | 0.48095 | 0.47656
3410 | 2004-05-22 | 02:00 | 0.49178 | 0.49359 | 0.49178 | 0.51381 | 0.51152 | 0.49232 | 0.45144 | 0.47041 | 0.47515 | 0.49607 | 0.5589 | 0.51293 | 0.50779
3411 | 2004-05-22 | 03:00 | 0.47955 | 0.47041 | 0.47955 | 0.49178 | 0.49232 | 0.49232 | 0.43631 | 0.45785 | 0.46142 | 0.47515 | 0.60117 | 0.55196 | 0.54921
3412 | 2004-05-22 | 04:00 | 0.4768 | 0.45785 | 0.4768 | 0.47955 | 0.49232 | 0.48166 | 0.42503 | 0.44969 | 0.45395 | 0.46142 | 0.62555 | 0.58336 | 0.58068
3413 | 2004-05-22 | 05:00 | 0.48285 | 0.44969 | 0.48285 | 0.4768 | 0.48166 | 0.47589 | 0.42416 | 0.45377 | 0.45722 | 0.45395 | 0.63271 | 0.60658 | 0.60293
3414 | 2004-05-22 | 06:00 | 0.49402 | 0.45377 | 0.49402 | 0.48285 | 0.47589 | 0.47821 | 0.43262 | 0.4614 | 0.45802 | 0.45722 | 0.62802 | 0.61988 | 0.60957
3415 | 2004-05-22 | 07:00 | 0.53061 | 0.4614 | 0.53061 | 0.49402 | 0.47821 | 0.49253 | 0.45828 | 0.47814 | 0.48149 | 0.45802 | 0.61948 | 0.62884 | 0.60837
3416 | 2004-05-22 | 08:00 | 0.59036 | 0.47814 | 0.59036 | 0.53061 | 0.49253 | 0.53157 | 0.50659 | 0.52259 | 0.52371 | 0.48149 | 0.60721 | 0.63676 | 0.60394
3417 | 2004-05-22 | 09:00 | 0.63986 | 0.52259 | 0.63986 | 0.59036 | 0.53157 | 0.58351 | 0.55897 | 0.56429 | 0.56305 | 0.52371 | 0.59464 | 0.64381 | 0.59983
3418 | 2004-05-22 | 10:00 | 0.67971 | 0.56429 | 0.67971 | 0.63986 | 0.58351 | 0.63032 | 0.59599 | 0.60254 | 0.59543 | 0.56305 | 0.59095 | 0.6475 | 0.59647
3419 | 2004-05-22 | 11:00 | 0.70825 | 0.60254 | 0.70825 | 0.67971 | 0.63032 | 0.65916 | 0.61366 | 0.63053 | 0.62416 | 0.59543 | 0.59142 | 0.65126 | 0.59593
3420 | 2004-05-22 | 12:00 | 0.73042 | 0.63053 | 0.73042 | 0.70825 | 0.65916 | 0.67197 | 0.61611 | 0.65188 | 0.64351 | 0.62416 | 0.59289 | 0.64583 | 0.59367
3421 | 2004-05-22 | 13:00 | 0.74832 | 0.65188 | 0.74832 | 0.73042 | 0.67197 | 0.67809 | 0.60727 | 0.66499 | 0.65938 | 0.64351 | 0.59347 | 0.63587 | 0.58831
3422 | 2004-05-22 | 14:00 | 0.76694 | 0.66499 | 0.76694 | 0.74832 | 0.67809 | 0.68371 | 0.59599 | 0.67663 | 0.6703 | 0.65938 | 0.59204 | 0.63191 | 0.58788
3423 | 2004-05-22 | 15:00 | 0.78515 | 0.67663 | 0.78515 | 0.76694 | 0.68371 | 0.68906 | 0.57854 | 0.691 | 0.67805 | 0.6703 | 0.60284 | 0.6342 | 0.61407
3424 | 2004-05-22 | 16:00 | 0.79663 | 0.691 | 0.79663 | 0.78515 | 0.68906 | 0.68691 | 0.57522 | 0.70003 | 0.68462 | 0.67805 | 0.60207 | 0.60767 | 0.60406
3425 | 2004-05-22 | 17:00 | 0.80093 | 0.70003 | 0.80093 | 0.79663 | 0.68691 | 0.68804 | 0.57584 | 0.70414 | 0.68243 | 0.68462 | 0.5647 | 0.56309 | 0.56262
3426 | 2004-05-22 | 18:00 | 0.78973 | 0.70414 | 0.78973 | 0.80093 | 0.68804 | 0.68477 | 0.57953 | 0.69228 | 0.66924 | 0.68243 | 0.52063 | 0.52127 | 0.51574
3427 | 2004-05-22 | 19:00 | 0.76741 | 0.69228 | 0.76741 | 0.78973 | 0.68477 | 0.67351 | 0.57808 | 0.66647 | 0.64812 | 0.66924 | 0.49327 | 0.49268 | 0.47852
3428 | 2004-05-22 | 20:00 | 0.76054 | 0.66647 | 0.76054 | 0.76741 | 0.67351 | 0.66043 | 0.57692 | 0.65248 | 0.63426 | 0.64812 | 0.4769 | 0.47243 | 0.45589
3429 | 2004-05-22 | 21:00 | 0.74986 | 0.65248 | 0.74986 | 0.76054 | 0.66043 | 0.66711 | 0.58687 | 0.64394 | 0.62552 | 0.63426 | 0.46921 | 0.46055 | 0.44222
3430 | 2004-05-22 | 22:00 | 0.70061 | 0.64394 | 0.70061 | 0.74986 | 0.66711 | 0.65241 | 0.56523 | 0.60699 | 0.59376 | 0.62552 | 0.46497 | 0.45402 | 0.43527
3431 | 2004-05-22 | 23:00 | 0.64051 | 0.60699 | 0.64051 | 0.70061 | 0.65241 | 0.60957 | 0.52198 | 0.55975 | 0.54605 | 0.59376 | 0.46923 | 0.45118 | 0.43605
3432 | 2004-05-23 | 00:00 | 0.58787 | 0.55975 | 0.58787 | 0.64051 | 0.60957 | 0.56185 | 0.47413 | 0.51872 | 0.51001 | 0.54605 | 0.47666 | 0.44745 | 0.44177
3433 | 2004-05-23 | 01:00 | 0.5496 | 0.51872 | 0.5496 | 0.58787 | 0.56185 | 0.5201 | 0.43316 | 0.48792 | 0.48332 | 0.51001 | 0.49537 | 0.45604 | 0.44314
3434 | 2004-05-23 | 02:00 | 0.52113 | 0.48792 | 0.52113 | 0.5496 | 0.5201 | 0.48978 | 0.41122 | 0.46666 | 0.46472 | 0.48332 | 0.52882 | 0.48202 | 0.46347
3435 | 2004-05-23 | 03:00 | 0.50486 | 0.46666 | 0.50486 | 0.52113 | 0.48978 | 0.46945 | 0.39725 | 0.45282 | 0.45109 | 0.46472 | 0.56414 | 0.52085 | 0.49887
3436 | 2004-05-23 | 04:00 | 0.49666 | 0.45282 | 0.49666 | 0.50486 | 0.46945 | 0.45827 | 0.39107 | 0.44466 | 0.44146 | 0.45109 | 0.58389 | 0.55507 | 0.52895
3437 | 2004-05-23 | 05:00 | 0.49239 | 0.44466 | 0.49239 | 0.49666 | 0.45827 | 0.45152 | 0.39028 | 0.44298 | 0.43824 | 0.44146 | 0.59001 | 0.5811 | 0.55022
3438 | 2004-05-23 | 06:00 | 0.49355 | 0.44298 | 0.49355 | 0.49239 | 0.45152 | 0.45032 | 0.39322 | 0.44283 | 0.43138 | 0.43824 | 0.58655 | 0.59903 | 0.56039
3439 | 2004-05-23 | 07:00 | 0.532 | 0.44283 | 0.532 | 0.49355 | 0.45032 | 0.45444 | 0.40492 | 0.45512 | 0.44893 | 0.43138 | 0.58163 | 0.61724 | 0.5653
3440 | 2004-05-23 | 08:00 | 0.59352 | 0.45512 | 0.59352 | 0.532 | 0.45444 | 0.47768 | 0.44045 | 0.49634 | 0.4878 | 0.44893 | 0.57293 | 0.62907 | 0.56765
3441 | 2004-05-23 | 09:00 | 0.65821 | 0.49634 | 0.65821 | 0.59352 | 0.47768 | 0.51806 | 0.48972 | 0.54223 | 0.52201 | 0.4878 | 0.56502 | 0.63729 | 0.56695
3442 | 2004-05-23 | 10:00 | 0.71231 | 0.54223 | 0.71231 | 0.65821 | 0.51806 | 0.56079 | 0.52915 | 0.5818 | 0.55074 | 0.52201 | 0.5646 | 0.64488 | 0.56866
3443 | 2004-05-23 | 11:00 | 0.754 | 0.5818 | 0.754 | 0.71231 | 0.56079 | 0.59832 | 0.55262 | 0.61535 | 0.57797 | 0.55074 | 0.57024 | 0.65298 | 0.57058
3444 | 2004-05-23 | 12:00 | 0.78694 | 0.61535 | 0.78694 | 0.754 | 0.59832 | 0.62635 | 0.56742 | 0.64927 | 0.60847 | 0.57797 | 0.57657 | 0.65524 | 0.57463
3445 | 2004-05-23 | 13:00 | 0.80887 | 0.64927 | 0.80887 | 0.78694 | 0.62635 | 0.64984 | 0.5741 | 0.67579 | 0.6313 | 0.60847 | 0.58379 | 0.64772 | 0.57321
3446 | 2004-05-23 | 14:00 | 0.82492 | 0.67579 | 0.82492 | 0.80887 | 0.64984 | 0.66901 | 0.57418 | 0.69718 | 0.65129 | 0.6313 | 0.58631 | 0.65116 | 0.57514
3447 | 2004-05-23 | 15:00 | 0.83376 | 0.69718 | 0.83376 | 0.82492 | 0.66901 | 0.67911 | 0.5741 | 0.71391 | 0.67254 | 0.65129 | 0.5992 | 0.65838 | 0.60639
3448 | 2004-05-23 | 16:00 | 0.84518 | 0.71391 | 0.84518 | 0.83376 | 0.67911 | 0.68828 | 0.57787 | 0.72312 | 0.68833 | 0.67254 | 0.6001 | 0.62523 | 0.59833
3449 | 2004-05-23 | 17:00 | 0.847 | 0.72312 | 0.847 | 0.84518 | 0.68828 | 0.69578 | 0.58754 | 0.72727 | 0.69596 | 0.68833 | 0.55137 | 0.57016 | 0.55309
3450 | 2004-05-23 | 18:00 | 0.83431 | 0.72727 | 0.83431 | 0.847 | 0.69578 | 0.69606 | 0.59844 | 0.71519 | 0.68728 | 0.69596 | 0.50514 | 0.52242 | 0.50271
3451 | 2004-05-23 | 19:00 | 0.81803 | 0.71519 | 0.81803 | 0.83431 | 0.69606 | 0.69078 | 0.60255 | 0.69126 | 0.66461 | 0.68728 | 0.47506 | 0.49166 | 0.46939
3452 | 2004-05-23 | 20:00 | 0.82181 | 0.69126 | 0.82181 | 0.81803 | 0.69078 | 0.68976 | 0.60657 | 0.68318 | 0.65087 | 0.66461 | 0.46032 | 0.47278 | 0.45019
3453 | 2004-05-23 | 21:00 | 0.81626 | 0.68318 | 0.81626 | 0.82181 | 0.68976 | 0.71185 | 0.62208 | 0.67654 | 0.64353 | 0.65087 | 0.45771 | 0.46247 | 0.44072
3454 | 2004-05-23 | 22:00 | 0.75852 | 0.67654 | 0.75852 | 0.81626 | 0.71185 | 0.69862 | 0.59313 | 0.62867 | 0.60345 | 0.64353 | 0.45965 | 0.4605 | 0.4374
3455 | 2004-05-23 | 23:00 | 0.68882 | 0.62867 | 0.68882 | 0.75852 | 0.69862 | 0.65452 | 0.53027 | 0.56504 | 0.55035 | 0.60345 | 0.48132 | 0.47208 | 0.4486
3456 | 2004-05-24 | 00:00 | 0.63359 | 0.56504 | 0.63359 | 0.68882 | 0.65452 | 0.59157 | 0.47574 | 0.52058 | 0.50818 | 0.55035 | 0.52866 | 0.49487 | 0.48108
3457 | 2004-05-24 | 01:00 | 0.59532 | 0.52058 | 0.59532 | 0.63359 | 0.59157 | 0.54039 | 0.43523 | 0.49199 | 0.48131 | 0.50818 | 0.60463 | 0.53738 | 0.53216
3458 | 2004-05-24 | 02:00 | 0.57503 | 0.49199 | 0.57503 | 0.59532 | 0.54039 | 0.51113 | 0.41582 | 0.47164 | 0.46565 | 0.48131 | 0.65139 | 0.57504 | 0.59257
3459 | 2004-05-24 | 03:00 | 0.56003 | 0.47164 | 0.56003 | 0.57503 | 0.51113 | 0.49224 | 0.40604 | 0.46202 | 0.45604 | 0.46565 | 0.65528 | 0.60431 | 0.62893
3460 | 2004-05-24 | 04:00 | 0.55953 | 0.46202 | 0.55953 | 0.56003 | 0.49224 | 0.47951 | 0.40351 | 0.46396 | 0.45349 | 0.45604 | 0.65583 | 0.62961 | 0.65751
3461 | 2004-05-24 | 05:00 | 0.58427 | 0.46396 | 0.58427 | 0.55953 | 0.47951 | 0.48078 | 0.41363 | 0.48961 | 0.47283 | 0.45349 | 0.65653 | 0.65437 | 0.67834
3462 | 2004-05-24 | 06:00 | 0.64243 | 0.48961 | 0.64243 | 0.58427 | 0.48078 | 0.50579 | 0.45302 | 0.53877 | 0.50614 | 0.47283 | 0.65916 | 0.6722 | 0.69045
3463 | 2004-05-24 | 07:00 | 0.71004 | 0.53877 | 0.71004 | 0.64243 | 0.50579 | 0.56726 | 0.5357 | 0.56736 | 0.54597 | 0.50614 | 0.65514 | 0.68695 | 0.69179
3464 | 2004-05-24 | 08:00 | 0.75822 | 0.56736 | 0.75822 | 0.71004 | 0.56726 | 0.63919 | 0.612 | 0.59054 | 0.58585 | 0.54597 | 0.6557 | 0.70267 | 0.69515
3465 | 2004-05-24 | 09:00 | 0.80332 | 0.59054 | 0.80332 | 0.75822 | 0.63919 | 0.68051 | 0.64302 | 0.61892 | 0.61934 | 0.58585 | 0.65227 | 0.7141 | 0.69612
3466 | 2004-05-24 | 10:00 | 0.84276 | 0.61892 | 0.84276 | 0.80332 | 0.68051 | 0.71206 | 0.6596 | 0.65108 | 0.65317 | 0.61934 | 0.64633 | 0.71823 | 0.69404
3467 | 2004-05-24 | 11:00 | 0.87527 | 0.65108 | 0.87527 | 0.84276 | 0.71206 | 0.73963 | 0.67437 | 0.6809 | 0.68712 | 0.65317 | 0.64476 | 0.7193 | 0.68632
3468 | 2004-05-24 | 12:00 | 0.89568 | 0.6809 | 0.89568 | 0.87527 | 0.73963 | 0.75553 | 0.67988 | 0.70411 | 0.71317 | 0.68712 | 0.63989 | 0.70812 | 0.66945
3469 | 2004-05-24 | 13:00 | 0.91696 | 0.70411 | 0.91696 | 0.89568 | 0.75553 | 0.76116 | 0.6769 | 0.72821 | 0.73821 | 0.71317 | 0.63614 | 0.69205 | 0.64642
3470 | 2004-05-24 | 14:00 | 0.92671 | 0.72821 | 0.92671 | 0.91696 | 0.76116 | 0.77051 | 0.6776 | 0.75268 | 0.75585 | 0.73821 | 0.63231 | 0.69233 | 0.63881
3471 | 2004-05-24 | 15:00 | 0.93823 | 0.75268 | 0.93823 | 0.92671 | 0.77051 | 0.77396 | 0.67416 | 0.77537 | 0.7691 | 0.75585 | 0.64253 | 0.68884 | 0.66678
3472 | 2004-05-24 | 16:00 | 0.94258 | 0.77537 | 0.94258 | 0.93823 | 0.77396 | 0.77435 | 0.66889 | 0.7874 | 0.77554 | 0.7691 | 0.64002 | 0.64909 | 0.64728
3473 | 2004-05-24 | 17:00 | 0.93097 | 0.7874 | 0.93097 | 0.94258 | 0.77435 | 0.77385 | 0.66918 | 0.78482 | 0.76814 | 0.77554 | 0.58256 | 0.58548 | 0.58726
3474 | 2004-05-24 | 18:00 | 0.90135 | 0.78482 | 0.90135 | 0.93097 | 0.77385 | 0.75567 | 0.66918 | 0.76132 | 0.74807 | 0.76814 | 0.52803 | 0.5392 | 0.52945
3475 | 2004-05-24 | 19:00 | 0.87338 | 0.76132 | 0.87338 | 0.90135 | 0.75567 | 0.72863 | 0.66599 | 0.73213 | 0.71943 | 0.74807 | 0.49481 | 0.5064 | 0.49076
3476 | 2004-05-24 | 20:00 | 0.86374 | 0.73213 | 0.86374 | 0.87338 | 0.72863 | 0.71262 | 0.66429 | 0.7206 | 0.70041 | 0.71943 | 0.47799 | 0.4867 | 0.47027
3477 | 2004-05-24 | 21:00 | 0.84379 | 0.7206 | 0.84379 | 0.86374 | 0.71262 | 0.71072 | 0.66657 | 0.70696 | 0.68096 | 0.70041 | 0.47173 | 0.47507 | 0.45472
3478 | 2004-05-24 | 22:00 | 0.76933 | 0.70696 | 0.76933 | 0.84379 | 0.71072 | 0.69613 | 0.62075 | 0.65272 | 0.63276 | 0.68096 | 0.47314 | 0.47176 | 0.45155
3479 | 2004-05-24 | 23:00 | 0.68672 | 0.65272 | 0.68672 | 0.76933 | 0.69613 | 0.63898 | 0.55009 | 0.5841 | 0.57434 | 0.63276 | 0.49098 | 0.48468 | 0.4611
3480 | 2004-05-25 | 00:00 | 0.6267 | 0.5841 | 0.6267 | 0.68672 | 0.63898 | 0.57433 | 0.49075 | 0.53346 | 0.52866 | 0.57434 | 0.53143 | 0.50785 | 0.4899
3481 | 2004-05-25 | 01:00 | 0.58528 | 0.53346 | 0.58528 | 0.6267 | 0.57433 | 0.5264 | 0.44792 | 0.50206 | 0.50318 | 0.52866 | 0.60401 | 0.54809 | 0.54105
3482 | 2004-05-25 | 02:00 | 0.56152 | 0.50206 | 0.56152 | 0.58528 | 0.5264 | 0.49822 | 0.42652 | 0.48168 | 0.48345 | 0.50318 | 0.64761 | 0.57743 | 0.59858
3483 | 2004-05-25 | 03:00 | 0.54275 | 0.48168 | 0.54275 | 0.56152 | 0.49822 | 0.48074 | 0.41636 | 0.47029 | 0.47077 | 0.48345 | 0.65221 | 0.60172 | 0.63017
3484 | 2004-05-25 | 04:00 | 0.53992 | 0.47029 | 0.53992 | 0.54275 | 0.48074 | 0.47343 | 0.41379 | 0.47115 | 0.47039 | 0.47077 | 0.64841 | 0.62207 | 0.65724
3485 | 2004-05-25 | 05:00 | 0.55993 | 0.47115 | 0.55993 | 0.53992 | 0.47343 | 0.47638 | 0.42416 | 0.49398 | 0.48649 | 0.47039 | 0.65458 | 0.6397 | 0.68011
3486 | 2004-05-25 | 06:00 | 0.61767 | 0.49398 | 0.61767 | 0.55993 | 0.47638 | 0.50076 | 0.46007 | 0.54379 | 0.51854 | 0.48649 | 0.65671 | 0.65285 | 0.68504
3487 | 2004-05-25 | 07:00 | 0.67858 | 0.54379 | 0.67858 | 0.61767 | 0.50076 | 0.56691 | 0.54491 | 0.56985 | 0.55177 | 0.51854 | 0.65786 | 0.66558 | 0.6859
3488 | 2004-05-25 | 08:00 | 0.71507 | 0.56985 | 0.71507 | 0.67858 | 0.56691 | 0.64 | 0.61685 | 0.58777 | 0.57601 | 0.55177 | 0.6578 | 0.67427 | 0.68992
3489 | 2004-05-25 | 09:00 | 0.74611 | 0.58777 | 0.74611 | 0.71507 | 0.64 | 0.6809 | 0.64447 | 0.6117 | 0.59337 | 0.57601 | 0.65605 | 0.67895 | 0.68932
3490 | 2004-05-25 | 10:00 | 0.77582 | 0.6117 | 0.77582 | 0.74611 | 0.6809 | 0.70798 | 0.65973 | 0.64176 | 0.61105 | 0.59337 | 0.65432 | 0.68167 | 0.68739
3491 | 2004-05-25 | 11:00 | 0.80041 | 0.64176 | 0.80041 | 0.77582 | 0.70798 | 0.72673 | 0.67312 | 0.67236 | 0.62091 | 0.61105 | 0.65599 | 0.681 | 0.68059
3492 | 2004-05-25 | 12:00 | 0.82283 | 0.67236 | 0.82283 | 0.80041 | 0.72673 | 0.73573 | 0.67884 | 0.7004 | 0.62457 | 0.62091 | 0.65312 | 0.67333 | 0.66356
3493 | 2004-05-25 | 13:00 | 0.84095 | 0.7004 | 0.84095 | 0.82283 | 0.73573 | 0.74245 | 0.67843 | 0.72293 | 0.6315 | 0.62457 | 0.65142 | 0.66448 | 0.64529
3494 | 2004-05-25 | 14:00 | 0.85394 | 0.72293 | 0.85394 | 0.84095 | 0.74245 | 0.74691 | 0.67918 | 0.73797 | 0.63905 | 0.6315 | 0.64942 | 0.66917 | 0.64187
3495 | 2004-05-25 | 15:00 | 0.86432 | 0.73797 | 0.86432 | 0.85394 | 0.74691 | 0.74625 | 0.67383 | 0.7561 | 0.63946 | 0.63905 | 0.66267 | 0.67143 | 0.66648
3496 | 2004-05-25 | 16:00 | 0.8726 | 0.7561 | 0.8726 | 0.86432 | 0.74625 | 0.74333 | 0.66993 | 0.76545 | 0.64039 | 0.63946 | 0.64378 | 0.64184 | 0.65005
3497 | 2004-05-25 | 17:00 | 0.86526 | 0.76545 | 0.86526 | 0.8726 | 0.74333 | 0.74375 | 0.67084 | 0.75849 | 0.62978 | 0.64039 | 0.59095 | 0.57866 | 0.59003
3498 | 2004-05-25 | 18:00 | 0.83222 | 0.75849 | 0.83222 | 0.86526 | 0.74375 | 0.73091 | 0.6691 | 0.73691 | 0.61643 | 0.62978 | 0.53252 | 0.53213 | 0.53001
3499 | 2004-05-25 | 19:00 | 0.80051 | 0.73691 | 0.80051 | 0.83222 | 0.73091 | 0.70538 | 0.66056 | 0.71158 | 0.6017 | 0.61643 | 0.50067 | 0.50448 | 0.48949
3500 | 2004-05-25 | 20:00 | 0.78511 | 0.71158 | 0.78511 | 0.80051 | 0.70538 | 0.68959 | 0.65969 | 0.70827 | 0.60437 | 0.6017 | 0.48286 | 0.48418 | 0.47013
3501 | 2004-05-25 | 21:00 | 0.75865 | 0.70827 | 0.75865 | 0.78511 | 0.68959 | 0.69251 | 0.66429 | 0.69347 | 0.60221 | 0.60437 | 0.47325 | 0.47305 | 0.45746
3502 | 2004-05-25 | 22:00 | 0.69009 | 0.69347 | 0.69009 | 0.75865 | 0.69251 | 0.67204 | 0.62622 | 0.63998 | 0.56313 | 0.60221 | 0.47682 | 0.47064 | 0.45115
3503 | 2004-05-25 | 23:00 | 0.61796 | 0.63998 | 0.61796 | 0.69009 | 0.67204 | 0.61256 | 0.55714 | 0.57659 | 0.51405 | 0.56313 | 0.49116 | 0.48115 | 0.46001
3504 | 2004-05-26 | 00:00 | 0.56583 | 0.57659 | 0.56583 | 0.61796 | 0.61256 | 0.54827 | 0.49158 | 0.52872 | 0.47964 | 0.51405 | 0.53385 | 0.50486 | 0.49116
3505 | 2004-05-26 | 01:00 | 0.5346 | 0.52872 | 0.5346 | 0.56583 | 0.54827 | 0.50262 | 0.45086 | 0.49868 | 0.45792 | 0.47964 | 0.60484 | 0.54526 | 0.53621
3506 | 2004-05-26 | 02:00 | 0.51715 | 0.49868 | 0.51715 | 0.5346 | 0.50262 | 0.4767 | 0.4269 | 0.48009 | 0.44501 | 0.45792 | 0.65123 | 0.579 | 0.59046
3507 | 2004-05-26 | 03:00 | 0.50963 | 0.48009 | 0.50963 | 0.51715 | 0.4767 | 0.46224 | 0.41653 | 0.46872 | 0.43803 | 0.44501 | 0.66488 | 0.60595 | 0.63274
3508 | 2004-05-26 | 04:00 | 0.51036 | 0.46872 | 0.51036 | 0.50963 | 0.46224 | 0.45609 | 0.414 | 0.46644 | 0.44166 | 0.43803 | 0.66552 | 0.62832 | 0.66241
3509 | 2004-05-26 | 05:00 | 0.54343 | 0.46644 | 0.54343 | 0.51036 | 0.45609 | 0.46006 | 0.42428 | 0.489 | 0.4617 | 0.44166 | 0.6701 | 0.65093 | 0.68258
3510 | 2004-05-26 | 06:00 | 0.60151 | 0.489 | 0.60151 | 0.54343 | 0.46006 | 0.48528 | 0.46384 | 0.53836 | 0.49635 | 0.4617 | 0.66792 | 0.66804 | 0.69727
3511 | 2004-05-26 | 07:00 | 0.65347 | 0.53836 | 0.65347 | 0.60151 | 0.48528 | 0.54915 | 0.54773 | 0.56461 | 0.52848 | 0.49635 | 0.66653 | 0.68214 | 0.69874
3512 | 2004-05-26 | 08:00 | 0.6801 | 0.56461 | 0.6801 | 0.65347 | 0.54915 | 0.61422 | 0.62137 | 0.58984 | 0.55455 | 0.52848 | 0.66962 | 0.69589 | 0.70828
3513 | 2004-05-26 | 09:00 | 0.69867 | 0.58984 | 0.69867 | 0.6801 | 0.61422 | 0.65136 | 0.64733 | 0.62039 | 0.57696 | 0.55455 | 0.66733 | 0.7068 | 0.71221
3514 | 2004-05-26 | 10:00 | 0.71911 | 0.62039 | 0.71911 | 0.69867 | 0.65136 | 0.67408 | 0.65989 | 0.66058 | 0.60298 | 0.57696 | 0.6623 | 0.71138 | 0.71034
3515 | 2004-05-26 | 11:00 | 0.73172 | 0.66058 | 0.73172 | 0.71911 | 0.67408 | 0.68857 | 0.66769 | 0.69412 | 0.6237 | 0.60298 | 0.66225 | 0.71288 | 0.70587
3516 | 2004-05-26 | 12:00 | 0.73254 | 0.69412 | 0.73254 | 0.73172 | 0.68857 | 0.69149 | 0.67097 | 0.72102 | 0.64147 | 0.6237 | 0.66241 | 0.70309 | 0.68959
3517 | 2004-05-26 | 13:00 | 0.74244 | 0.72102 | 0.74244 | 0.73254 | 0.69149 | 0.68938 | 0.66781 | 0.75101 | 0.66041 | 0.64147 | 0.661 | 0.69133 | 0.66718
3518 | 2004-05-26 | 14:00 | 0.74376 | 0.75101 | 0.74376 | 0.74244 | 0.68938 | 0.68927 | 0.66736 | 0.77685 | 0.67617 | 0.66041 | 0.65703 | 0.68521 | 0.65595
3519 | 2004-05-26 | 15:00 | 0.74927 | 0.77685 | 0.74927 | 0.74376 | 0.68927 | 0.68765 | 0.66023 | 0.79704 | 0.68375 | 0.67617 | 0.66055 | 0.68809 | 0.67922
3520 | 2004-05-26 | 16:00 | 0.75507 | 0.79704 | 0.75507 | 0.74927 | 0.68765 | 0.68814 | 0.65633 | 0.80672 | 0.68831 | 0.68375 | 0.64718 | 0.6539 | 0.66139
3521 | 2004-05-26 | 17:00 | 0.74742 | 0.80672 | 0.74742 | 0.75507 | 0.68814 | 0.68807 | 0.65919 | 0.80039 | 0.6847 | 0.68831 | 0.59983 | 0.59106 | 0.61026
3522 | 2004-05-26 | 18:00 | 0.73219 | 0.80039 | 0.73219 | 0.74742 | 0.68807 | 0.68129 | 0.65906 | 0.77607 | 0.67486 | 0.6847 | 0.5399 | 0.53801 | 0.55205
3523 | 2004-05-26 | 19:00 | 0.72368 | 0.77607 | 0.72368 | 0.73219 | 0.68129 | 0.66669 | 0.65355 | 0.74246 | 0.65827 | 0.67486 | 0.51214 | 0.50772 | 0.50803
3524 | 2004-05-26 | 20:00 | 0.72757 | 0.74246 | 0.72757 | 0.72368 | 0.66669 | 0.66068 | 0.65483 | 0.7271 | 0.64977 | 0.65827 | 0.49135 | 0.4856 | 0.48791
3525 | 2004-05-26 | 21:00 | 0.708 | 0.7271 | 0.708 | 0.72757 | 0.66068 | 0.66613 | 0.66201 | 0.71406 | 0.64647 | 0.64977 | 0.4815 | 0.47564 | 0.47626
3526 | 2004-05-26 | 22:00 | 0.65437 | 0.71406 | 0.65437 | 0.708 | 0.66613 | 0.64397 | 0.62539 | 0.66466 | 0.60445 | 0.64647 | 0.48081 | 0.47153 | 0.46818
3527 | 2004-05-26 | 23:00 | 0.58967 | 0.66466 | 0.58967 | 0.65437 | 0.64397 | 0.58812 | 0.55747 | 0.59419 | 0.55254 | 0.60445 | 0.4955 | 0.48344 | 0.47589
3528 | 2004-05-27 | 00:00 | 0.54139 | 0.59419 | 0.54139 | 0.58967 | 0.58812 | 0.5304 | 0.49332 | 0.54043 | 0.51614 | 0.55254 | 0.54192 | 0.50466 | 0.50448
3529 | 2004-05-27 | 01:00 | 0.51247 | 0.54043 | 0.51247 | 0.54139 | 0.5304 | 0.49006 | 0.45256 | 0.50996 | 0.49125 | 0.51614 | 0.61357 | 0.54386 | 0.54753
3530 | 2004-05-27 | 02:00 | 0.49559 | 0.50996 | 0.49559 | 0.51247 | 0.49006 | 0.46471 | 0.43191 | 0.49033 | 0.47389 | 0.49125 | 0.66182 | 0.57811 | 0.60521
3531 | 2004-05-27 | 03:00 | 0.48574 | 0.49033 | 0.48574 | 0.49559 | 0.46471 | 0.4506 | 0.41976 | 0.47733 | 0.46493 | 0.47389 | 0.67271 | 0.60971 | 0.6426
3532 | 2004-05-27 | 04:00 | 0.49196 | 0.47733 | 0.49196 | 0.48574 | 0.4506 | 0.44403 | 0.41616 | 0.47613 | 0.46454 | 0.46493 | 0.67713 | 0.63572 | 0.67221
3533 | 2004-05-27 | 05:00 | 0.52237 | 0.47613 | 0.52237 | 0.49196 | 0.44403 | 0.44723 | 0.42582 | 0.50025 | 0.48159 | 0.46454 | 0.68261 | 0.66042 | 0.70311
3534 | 2004-05-27 | 06:00 | 0.58253 | 0.50025 | 0.58253 | 0.52237 | 0.44723 | 0.47153 | 0.46235 | 0.54587 | 0.51313 | 0.48159 | 0.68005 | 0.68286 | 0.71572
3535 | 2004-05-27 | 07:00 | 0.63442 | 0.54587 | 0.63442 | 0.58253 | 0.47153 | 0.53241 | 0.54304 | 0.57297 | 0.5468 | 0.51313 | 0.68101 | 0.70187 | 0.71765
3536 | 2004-05-27 | 08:00 | 0.66142 | 0.57297 | 0.66142 | 0.63442 | 0.53241 | 0.6006 | 0.61507 | 0.60144 | 0.58 | 0.5468 | 0.67899 | 0.71856 | 0.72375
3537 | 2004-05-27 | 09:00 | 0.68361 | 0.60144 | 0.68361 | 0.66142 | 0.6006 | 0.64003 | 0.6397 | 0.63737 | 0.61164 | 0.58 | 0.67481 | 0.73333 | 0.72615
3538 | 2004-05-27 | 10:00 | 0.70614 | 0.63737 | 0.70614 | 0.68361 | 0.64003 | 0.66898 | 0.65467 | 0.67747 | 0.64436 | 0.61164 | 0.67037 | 0.74055 | 0.72181
3539 | 2004-05-27 | 11:00 | 0.72263 | 0.67747 | 0.72263 | 0.70614 | 0.66898 | 0.6866 | 0.66537 | 0.70931 | 0.67125 | 0.64436 | 0.67202 | 0.74463 | 0.71674
3540 | 2004-05-27 | 12:00 | 0.73563 | 0.70931 | 0.73563 | 0.72263 | 0.6866 | 0.69908 | 0.67001 | 0.73664 | 0.69104 | 0.67125 | 0.67186 | 0.73574 | 0.70017
3541 | 2004-05-27 | 13:00 | 0.75205 | 0.73664 | 0.75205 | 0.73563 | 0.69908 | 0.70492 | 0.67109 | 0.75755 | 0.71087 | 0.69104 | 0.67045 | 0.72112 | 0.67385
3542 | 2004-05-27 | 14:00 | 0.75761 | 0.75755 | 0.75761 | 0.75205 | 0.70492 | 0.71164 | 0.67851 | 0.78513 | 0.72064 | 0.71087 | 0.67375 | 0.71156 | 0.66335
3543 | 2004-05-27 | 15:00 | 0.7637 | 0.78513 | 0.7637 | 0.75761 | 0.71164 | 0.71867 | 0.67748 | 0.80771 | 0.72533 | 0.72064 | 0.67447 | 0.71166 | 0.68346
3544 | 2004-05-27 | 16:00 | 0.76877 | 0.80771 | 0.76877 | 0.7637 | 0.71867 | 0.7205 | 0.6737 | 0.81517 | 0.72646 | 0.72533 | 0.65722 | 0.67474 | 0.66473
3545 | 2004-05-27 | 17:00 | 0.76632 | 0.81517 | 0.76632 | 0.76877 | 0.7205 | 0.71994 | 0.67034 | 0.79621 | 0.70843 | 0.72646 | 0.60425 | 0.61295 | 0.60181
3546 | 2004-05-27 | 18:00 | 0.74966 | 0.79621 | 0.74966 | 0.76632 | 0.71994 | 0.70974 | 0.66197 | 0.75763 | 0.68532 | 0.70843 | 0.54224 | 0.56065 | 0.54086
3547 | 2004-05-27 | 19:00 | 0.72843 | 0.75763 | 0.72843 | 0.74966 | 0.70974 | 0.68902 | 0.64716 | 0.72165 | 0.66352 | 0.68532 | 0.51206 | 0.52336 | 0.49949
3548 | 2004-05-27 | 20:00 | 0.73588 | 0.72165 | 0.73588 | 0.72843 | 0.68902 | 0.67513 | 0.63924 | 0.70008 | 0.65564 | 0.66352 | 0.49545 | 0.50032 | 0.47994
3549 | 2004-05-27 | 21:00 | 0.72729 | 0.70008 | 0.72729 | 0.73588 | 0.67513 | 0.67991 | 0.66188 | 0.67893 | 0.64559 | 0.65564 | 0.48683 | 0.4856 | 0.46345
3550 | 2004-05-27 | 22:00 | 0.67005 | 0.67893 | 0.67005 | 0.72729 | 0.67991 | 0.66753 | 0.64194 | 0.62631 | 0.60291 | 0.64559 | 0.48446 | 0.4801 | 0.45911
3551 | 2004-05-27 | 23:00 | 0.60572 | 0.62631 | 0.60572 | 0.67005 | 0.66753 | 0.61657 | 0.57344 | 0.56582 | 0.54783 | 0.60291 | 0.50051 | 0.4874 | 0.46696
3552 | 2004-05-28 | 00:00 | 0.55415 | 0.56582 | 0.55415 | 0.60572 | 0.61657 | 0.55393 | 0.50282 | 0.51895 | 0.5046 | 0.54783 | 0.54479 | 0.50413 | 0.5031
3553 | 2004-05-28 | 01:00 | 0.52661 | 0.51895 | 0.52661 | 0.55415 | 0.55393 | 0.50561 | 0.4587 | 0.48693 | 0.47788 | 0.5046 | 0.61104 | 0.54202 | 0.55546
3554 | 2004-05-28 | 02:00 | 0.50986 | 0.48693 | 0.50986 | 0.52661 | 0.50561 | 0.47927 | 0.43282 | 0.46942 | 0.45908 | 0.47788 | 0.65919 | 0.58269 | 0.60286
3555 | 2004-05-28 | 03:00 | 0.50122 | 0.46942 | 0.50122 | 0.50986 | 0.47927 | 0.46224 | 0.42126 | 0.45725 | 0.44805 | 0.45908 | 0.66967 | 0.61935 | 0.64081
3556 | 2004-05-28 | 04:00 | 0.50436 | 0.45725 | 0.50436 | 0.50122 | 0.46224 | 0.45451 | 0.4164 | 0.45691 | 0.44759 | 0.44805 | 0.67146 | 0.65081 | 0.66913
3557 | 2004-05-28 | 05:00 | 0.53578 | 0.45691 | 0.53578 | 0.50436 | 0.45451 | 0.45813 | 0.42366 | 0.47821 | 0.46109 | 0.44759 | 0.67223 | 0.67888 | 0.68449
3558 | 2004-05-28 | 06:00 | 0.59337 | 0.47821 | 0.59337 | 0.53578 | 0.45813 | 0.48314 | 0.46127 | 0.51566 | 0.48685 | 0.46109 | 0.66518 | 0.69993 | 0.68749
3559 | 2004-05-28 | 07:00 | 0.64862 | 0.51566 | 0.64862 | 0.59337 | 0.48314 | 0.54152 | 0.54097 | 0.54539 | 0.52255 | 0.48685 | 0.65639 | 0.71649 | 0.6853
3560 | 2004-05-28 | 08:00 | 0.6811 | 0.54539 | 0.6811 | 0.64862 | 0.54152 | 0.54152 | 0.61594 | 0.58248 | 0.55875 | 0.52255 | 0.64825 | 0.72922 | 0.68665
3561 | 2004-05-28 | 09:00 | 0.70206 | 0.58248 | 0.70206 | 0.6811 | 0.54152 | 0.66018 | 0.6509 | 0.62326 | 0.59402 | 0.55875 | 0.63712 | 0.73861 | 0.68106
3562 | 2004-05-28 | 10:00 | 0.71786 | 0.62326 | 0.71786 | 0.70206 | 0.66018 | 0.69025 | 0.67043 | 0.66473 | 0.6313 | 0.59402 | 0.62901 | 0.74204 | 0.67224
3563 | 2004-05-28 | 11:00 | 0.73197 | 0.66473 | 0.73197 | 0.71786 | 0.69025 | 0.70974 | 0.68278 | 0.70015 | 0.66278 | 0.6313 | 0.6206 | 0.73868 | 0.6591
3564 | 2004-05-28 | 12:00 | 0.73812 | 0.70015 | 0.73812 | 0.73197 | 0.70974 | 0.71836 | 0.68755 | 0.7299 | 0.69063 | 0.66278 | 0.61719 | 0.72413 | 0.64344
3565 | 2004-05-28 | 13:00 | 0.74902 | 0.7299 | 0.74902 | 0.73812 | 0.71836 | 0.71969 | 0.68245 | 0.75931 | 0.71873 | 0.69063 | 0.61109 | 0.70695 | 0.62571
3566 | 2004-05-28 | 14:00 | 0.75176 | 0.75931 | 0.75176 | 0.74902 | 0.71969 | 0.72166 | 0.67847 | 0.78428 | 0.74071 | 0.71873 | 0.60739 | 0.69407 | 0.62121
3567 | 2004-05-28 | 15:00 | 0.75091 | 0.78428 | 0.75091 | 0.75176 | 0.72166 | 0.71705 | 0.66819 | 0.80187 | 0.75426 | 0.74071 | 0.61181 | 0.69026 | 0.63891
3568 | 2004-05-28 | 16:00 | 0.74735 | 0.80187 | 0.74735 | 0.75091 | 0.71705 | 0.70984 | 0.6584 | 0.81041 | 0.75995 | 0.75426 | 0.61147 | 0.65803 | 0.62962
3569 | 2004-05-28 | 17:00 | 0.7354 | 0.81041 | 0.7354 | 0.74735 | 0.70984 | 0.70014 | 0.6545 | 0.80559 | 0.75145 | 0.75995 | 0.57612 | 0.60565 | 0.58373
3570 | 2004-05-28 | 18:00 | 0.71079 | 0.80559 | 0.71079 | 0.7354 | 0.70014 | 0.68674 | 0.64638 | 0.78059 | 0.73378 | 0.75145 | 0.53095 | 0.55746 | 0.53661
3571 | 2004-05-28 | 19:00 | 0.68132 | 0.78059 | 0.68132 | 0.71079 | 0.68674 | 0.66029 | 0.63497 | 0.74236 | 0.70508 | 0.73378 | 0.50498 | 0.52222 | 0.49392
3572 | 2004-05-28 | 20:00 | 0.67304 | 0.74236 | 0.67304 | 0.68132 | 0.66029 | 0.64 | 0.62116 | 0.7145 | 0.67741 | 0.70508 | 0.48821 | 0.49873 | 0.46928
3573 | 2004-05-28 | 21:00 | 0.66724 | 0.7145 | 0.66724 | 0.67304 | 0.64 | 0.63915 | 0.6268 | 0.69668 | 0.66185 | 0.67741 | 0.48025 | 0.48371 | 0.45475
3574 | 2004-05-28 | 22:00 | 0.61936 | 0.69668 | 0.61936 | 0.66724 | 0.63915 | 0.63715 | 0.60827 | 0.6535 | 0.62011 | 0.66185 | 0.47703 | 0.47474 | 0.44661
3575 | 2004-05-28 | 23:00 | 0.55933 | 0.6535 | 0.55933 | 0.61936 | 0.63715 | 0.59463 | 0.55631 | 0.59979 | 0.56743 | 0.62011 | 0.4831 | 0.47176 | 0.44529
3576 | 2004-05-29 | 00:00 | 0.51036 | 0.59979 | 0.51036 | 0.55933 | 0.59463 | 0.54176 | 0.49656 | 0.55289 | 0.52204 | 0.56743 | 0.49159 | 0.468 | 0.44958
3577 | 2004-05-29 | 01:00 | 0.47802 | 0.55289 | 0.47802 | 0.51036 | 0.54176 | 0.49485 | 0.44937 | 0.51737 | 0.49125 | 0.52204 | 0.51459 | 0.48361 | 0.45622
3578 | 2004-05-29 | 02:00 | 0.45732 | 0.51737 | 0.45732 | 0.47802 | 0.49485 | 0.46534 | 0.42403 | 0.49584 | 0.46995 | 0.49125 | 0.54716 | 0.51606 | 0.48484
3579 | 2004-05-29 | 03:00 | 0.44167 | 0.49584 | 0.44167 | 0.45732 | 0.46534 | 0.44593 | 0.40732 | 0.48265 | 0.45663 | 0.46995 | 0.58799 | 0.5591 | 0.52501
3580 | 2004-05-29 | 04:00 | 0.43691 | 0.48265 | 0.43691 | 0.44167 | 0.44593 | 0.43404 | 0.39944 | 0.47686 | 0.44885 | 0.45663 | 0.60777 | 0.59442 | 0.55833
3581 | 2004-05-29 | 05:00 | 0.43607 | 0.47686 | 0.43607 | 0.43691 | 0.43404 | 0.43031 | 0.3992 | 0.48303 | 0.44985 | 0.44885 | 0.61029 | 0.61973 | 0.5799
3582 | 2004-05-29 | 06:00 | 0.44189 | 0.48303 | 0.44189 | 0.43607 | 0.43031 | 0.42732 | 0.40164 | 0.49286 | 0.44926 | 0.44985 | 0.60487 | 0.63534 | 0.58983
3583 | 2004-05-29 | 07:00 | 0.4732 | 0.49286 | 0.4732 | 0.44189 | 0.42732 | 0.43988 | 0.4271 | 0.50834 | 0.46845 | 0.44926 | 0.59449 | 0.64468 | 0.59196
3584 | 2004-05-29 | 08:00 | 0.51421 | 0.50834 | 0.51421 | 0.4732 | 0.43988 | 0.47638 | 0.47533 | 0.54609 | 0.50318 | 0.46845 | 0.5819 | 0.64817 | 0.58854
3585 | 2004-05-29 | 09:00 | 0.54564 | 0.54609 | 0.54564 | 0.51421 | 0.47638 | 0.52256 | 0.52202 | 0.59325 | 0.54283 | 0.50318 | 0.57375 | 0.6521 | 0.58745
3586 | 2004-05-29 | 10:00 | 0.56266 | 0.59325 | 0.56266 | 0.54564 | 0.52256 | 0.55502 | 0.55059 | 0.63239 | 0.57544 | 0.54283 | 0.56617 | 0.654 | 0.58833
3587 | 2004-05-29 | 11:00 | 0.5669 | 0.63239 | 0.5669 | 0.56266 | 0.55502 | 0.57173 | 0.5617 | 0.66195 | 0.60466 | 0.57544 | 0.56649 | 0.65532 | 0.58726
3588 | 2004-05-29 | 12:00 | 0.56495 | 0.66195 | 0.56495 | 0.5669 | 0.57173 | 0.57602 | 0.55913 | 0.68673 | 0.62903 | 0.60466 | 0.57319 | 0.65009 | 0.58634
3589 | 2004-05-29 | 13:00 | 0.56155 | 0.68673 | 0.56155 | 0.56495 | 0.57602 | 0.57271 | 0.55208 | 0.70611 | 0.64938 | 0.62903 | 0.58581 | 0.64276 | 0.58034
3590 | 2004-05-29 | 14:00 | 0.55833 | 0.70611 | 0.55833 | 0.56155 | 0.57271 | 0.56726 | 0.54134 | 0.72246 | 0.66726 | 0.64938 | 0.58027 | 0.63828 | 0.57435
3591 | 2004-05-29 | 15:00 | 0.55826 | 0.72246 | 0.55826 | 0.55833 | 0.56726 | 0.56023 | 0.53127 | 0.73911 | 0.68467 | 0.66726 | 0.58874 | 0.64399 | 0.59559
3592 | 2004-05-29 | 16:00 | 0.5604 | 0.73911 | 0.5604 | 0.55826 | 0.56023 | 0.55604 | 0.52571 | 0.74685 | 0.69521 | 0.68467 | 0.58855 | 0.6213 | 0.59261
3593 | 2004-05-29 | 17:00 | 0.56127 | 0.74685 | 0.56127 | 0.5604 | 0.55604 | 0.55562 | 0.52737 | 0.74492 | 0.69279 | 0.69521 | 0.55491 | 0.57875 | 0.55613
3594 | 2004-05-29 | 18:00 | 0.55497 | 0.74492 | 0.55497 | 0.56127 | 0.55562 | 0.55671 | 0.53243 | 0.73109 | 0.67754 | 0.69279 | 0.51184 | 0.53938 | 0.51458
3595 | 2004-05-29 | 19:00 | 0.54609 | 0.73109 | 0.54609 | 0.55497 | 0.55671 | 0.55239 | 0.53379 | 0.70798 | 0.65793 | 0.67754 | 0.48502 | 0.50834 | 0.47426
3596 | 2004-05-29 | 20:00 | 0.5534 | 0.70798 | 0.5534 | 0.54609 | 0.55239 | 0.55119 | 0.53392 | 0.69933 | 0.6475 | 0.65793 | 0.46713 | 0.48695 | 0.45197
3597 | 2004-05-29 | 21:00 | 0.56093 | 0.69933 | 0.56093 | 0.5534 | 0.55119 | 0.56607 | 0.55262 | 0.6931 | 0.6389 | 0.6475 | 0.46069 | 0.4737 | 0.43751
3598 | 2004-05-29 | 22:00 | 0.52909 | 0.6931 | 0.52909 | 0.56093 | 0.56607 | 0.57595 | 0.55067 | 0.66011 | 0.60711 | 0.6389 | 0.45829 | 0.46291 | 0.4293
3599 | 2004-05-29 | 23:00 | 0.48681 | 0.66011 | 0.48681 | 0.52909 | 0.57595 | 0.54736 | 0.51037 | 0.6158 | 0.56573 | 0.60711 | 0.45952 | 0.45975 | 0.4258
3600 | 2004-05-30 | 00:00 | 0.44943 | 0.6158 | 0.44943 | 0.48681 | 0.54736 | 0.50505 | 0.46272 | 0.57651 | 0.52799 | 0.56573 | 0.46205 | 0.45288 | 0.42214
3601 | 2004-05-30 | 01:00 | 0.42671 | 0.57651 | 0.42671 | 0.44943 | 0.50505 | 0.46896 | 0.42457 | 0.5471 | 0.49914 | 0.52799 | 0.48049 | 0.46423 | 0.42804
3602 | 2004-05-30 | 02:00 | 0.41482 | 0.5471 | 0.41482 | 0.42671 | 0.46896 | 0.44526 | 0.40372 | 0.52575 | 0.48306 | 0.49914 | 0.51517 | 0.49552 | 0.44926
3603 | 2004-05-30 | 03:00 | 0.40764 | 0.52575 | 0.40764 | 0.41482 | 0.44526 | 0.43013 | 0.39053 | 0.51233 | 0.4724 | 0.48306 | 0.54501 | 0.53044 | 0.48724
3604 | 2004-05-30 | 04:00 | 0.4062 | 0.51233 | 0.4062 | 0.40764 | 0.43013 | 0.42162 | 0.38423 | 0.50467 | 0.46387 | 0.4724 | 0.56292 | 0.56376 | 0.5243
3605 | 2004-05-30 | 05:00 | 0.40493 | 0.50467 | 0.40493 | 0.4062 | 0.42162 | 0.41891 | 0.38443 | 0.50409 | 0.46091 | 0.46387 | 0.5737 | 0.59073 | 0.55247
3606 | 2004-05-30 | 06:00 | 0.40767 | 0.50409 | 0.40767 | 0.40493 | 0.41891 | 0.41272 | 0.37971 | 0.50429 | 0.45573 | 0.46091 | 0.57144 | 0.61044 | 0.57248
3607 | 2004-05-30 | 07:00 | 0.43308 | 0.50429 | 0.43308 | 0.40767 | 0.41272 | 0.41751 | 0.39675 | 0.51622 | 0.4717 | 0.45573 | 0.56428 | 0.62535 | 0.58569
3608 | 2004-05-30 | 08:00 | 0.46847 | 0.51622 | 0.46847 | 0.43308 | 0.41751 | 0.44445 | 0.43233 | 0.55345 | 0.50689 | 0.4717 | 0.5572 | 0.63611 | 0.5967
3609 | 2004-05-30 | 09:00 | 0.49905 | 0.55345 | 0.49905 | 0.46847 | 0.44445 | 0.48131 | 0.47686 | 0.59552 | 0.54074 | 0.50689 | 0.54879 | 0.64369 | 0.60551
3610 | 2004-05-30 | 10:00 | 0.52055 | 0.59552 | 0.52055 | 0.49905 | 0.48131 | 0.51338 | 0.51161 | 0.62312 | 0.56223 | 0.54074 | 0.54682 | 0.64894 | 0.616
3611 | 2004-05-30 | 11:00 | 0.53216 | 0.62312 | 0.53216 | 0.52055 | 0.51338 | 0.53691 | 0.52782 | 0.65033 | 0.58268 | 0.56223 | 0.54849 | 0.65813 | 0.62786
3612 | 2004-05-30 | 12:00 | 0.5383 | 0.65033 | 0.5383 | 0.53216 | 0.53691 | 0.54947 | 0.53272 | 0.68298 | 0.59951 | 0.58268 | 0.55307 | 0.65748 | 0.62722
3613 | 2004-05-30 | 13:00 | 0.53977 | 0.68298 | 0.53977 | 0.5383 | 0.54947 | 0.55404 | 0.53052 | 0.71087 | 0.61166 | 0.59951 | 0.55312 | 0.65088 | 0.62059
3614 | 2004-05-30 | 14:00 | 0.53748 | 0.71087 | 0.53748 | 0.53977 | 0.55404 | 0.55147 | 0.52136 | 0.7399 | 0.62359 | 0.61166 | 0.55259 | 0.64511 | 0.6087
3615 | 2004-05-30 | 15:00 | 0.53678 | 0.7399 | 0.53678 | 0.53748 | 0.55147 | 0.54651 | 0.51323 | 0.7626 | 0.62449 | 0.62359 | 0.56287 | 0.64961 | 0.61966
3616 | 2004-05-30 | 16:00 | 0.53959 | 0.7626 | 0.53959 | 0.53678 | 0.54651 | 0.54468 | 0.50966 | 0.77259 | 0.6306 | 0.62449 | 0.57173 | 0.62381 | 0.61158
3617 | 2004-05-30 | 17:00 | 0.54102 | 0.77259 | 0.54102 | 0.53959 | 0.54468 | 0.54658 | 0.51269 | 0.77016 | 0.63153 | 0.6306 | 0.53833 | 0.58052 | 0.57281
3618 | 2004-05-30 | 18:00 | 0.53838 | 0.77016 | 0.53838 | 0.54102 | 0.54658 | 0.54824 | 0.52057 | 0.75419 | 0.62071 | 0.63153 | 0.49683 | 0.53791 | 0.52597
3619 | 2004-05-30 | 19:00 | 0.53333 | 0.75419 | 0.53333 | 0.53838 | 0.54824 | 0.54359 | 0.52111 | 0.7265 | 0.59809 | 0.62071 | 0.47205 | 0.50685 | 0.48422
3620 | 2004-05-30 | 20:00 | 0.54774 | 0.7265 | 0.54774 | 0.53333 | 0.54359 | 0.53818 | 0.52086 | 0.70527 | 0.58206 | 0.59809 | 0.45726 | 0.48132 | 0.46269
3621 | 2004-05-30 | 21:00 | 0.55789 | 0.70527 | 0.55789 | 0.54774 | 0.53818 | 0.55559 | 0.54043 | 0.69179 | 0.57516 | 0.58206 | 0.45039 | 0.46882 | 0.44733
3622 | 2004-05-30 | 22:00 | 0.5337 | 0.69179 | 0.5337 | 0.55789 | 0.55559 | 0.5692 | 0.53914 | 0.6533 | 0.53982 | 0.57516 | 0.44908 | 0.46204 | 0.43942
3623 | 2004-05-30 | 23:00 | 0.49557 | 0.6533 | 0.49557 | 0.5337 | 0.5692 | 0.54148 | 0.50058 | 0.59989 | 0.4921 | 0.53982 | 0.45505 | 0.45973 | 0.43925
3624 | 2004-05-31 | 00:00 | 0.46013 | 0.59989 | 0.46013 | 0.49557 | 0.54148 | 0.50216 | 0.45542 | 0.55389 | 0.45168 | 0.4921 | 0.46088 | 0.45694 | 0.4422
3625 | 2004-05-31 | 01:00 | 0.43788 | 0.55389 | 0.43788 | 0.46013 | 0.50216 | 0.46657 | 0.41868 | 0.52423 | 0.42602 | 0.45168 | 0.48174 | 0.46966 | 0.44588
3626 | 2004-05-31 | 02:00 | 0.42469 | 0.52423 | 0.42469 | 0.43788 | 0.46657 | 0.44438 | 0.3958 | 0.5019 | 0.40998 | 0.42602 | 0.5164 | 0.49851 | 0.47425
3627 | 2004-05-31 | 03:00 | 0.41814 | 0.5019 | 0.41814 | 0.42469 | 0.44438 | 0.42982 | 0.38427 | 0.48965 | 0.4014 | 0.40998 | 0.55658 | 0.54349 | 0.51964
3628 | 2004-05-31 | 04:00 | 0.41822 | 0.48965 | 0.41822 | 0.41814 | 0.42982 | 0.42166 | 0.3795 | 0.48668 | 0.39635 | 0.4014 | 0.58908 | 0.58832 | 0.56633
3629 | 2004-05-31 | 05:00 | 0.42292 | 0.48668 | 0.42292 | 0.41822 | 0.42166 | 0.41976 | 0.38124 | 0.4892 | 0.39769 | 0.39635 | 0.60431 | 0.62157 | 0.60657
3630 | 2004-05-31 | 06:00 | 0.42885 | 0.4892 | 0.42885 | 0.42292 | 0.41976 | 0.4161 | 0.38228 | 0.49127 | 0.39478 | 0.39769 | 0.60572 | 0.65061 | 0.63401
3631 | 2004-05-31 | 07:00 | 0.4503 | 0.49127 | 0.4503 | 0.42885 | 0.4161 | 0.42616 | 0.40363 | 0.49919 | 0.40768 | 0.39478 | 0.59779 | 0.6731 | 0.65166
3632 | 2004-05-31 | 08:00 | 0.48892 | 0.49919 | 0.48892 | 0.4503 | 0.42616 | 0.45612 | 0.44307 | 0.53587 | 0.43885 | 0.40768 | 0.59017 | 0.69081 | 0.66844
3633 | 2004-05-31 | 09:00 | 0.52885 | 0.53587 | 0.52885 | 0.48892 | 0.45612 | 0.49822 | 0.48947 | 0.59148 | 0.47397 | 0.43885 | 0.58549 | 0.70458 | 0.68233
3634 | 2004-05-31 | 10:00 | 0.55828 | 0.59148 | 0.55828 | 0.52885 | 0.49822 | 0.53656 | 0.52936 | 0.64915 | 0.50511 | 0.47397 | 0.58224 | 0.71512 | 0.6939
3635 | 2004-05-31 | 11:00 | 0.5725 | 0.64915 | 0.5725 | 0.55828 | 0.53656 | 0.5622 | 0.54926 | 0.70151 | 0.53095 | 0.50511 | 0.59095 | 0.72543 | 0.70342
3636 | 2004-05-31 | 12:00 | 0.57583 | 0.70151 | 0.57583 | 0.5725 | 0.5622 | 0.57549 | 0.55718 | 0.74186 | 0.54976 | 0.53095 | 0.59901 | 0.72605 | 0.70445
3637 | 2004-05-31 | 13:00 | 0.57163 | 0.74186 | 0.57163 | 0.57583 | 0.57549 | 0.57905 | 0.55693 | 0.77451 | 0.56748 | 0.54976 | 0.60878 | 0.71831 | 0.68978
3638 | 2004-05-31 | 14:00 | 0.56396 | 0.77451 | 0.56396 | 0.57163 | 0.57905 | 0.57616 | 0.54827 | 0.80194 | 0.58361 | 0.56748 | 0.61961 | 0.71086 | 0.66611
3639 | 2004-05-31 | 15:00 | 0.55965 | 0.80194 | 0.55965 | 0.56396 | 0.57616 | 0.57134 | 0.53873 | 0.82248 | 0.60151 | 0.58361 | 0.62089 | 0.70819 | 0.67473
3640 | 2004-05-31 | 16:00 | 0.56672 | 0.82248 | 0.56672 | 0.55965 | 0.57134 | 0.56733 | 0.53525 | 0.83198 | 0.61659 | 0.60151 | 0.62379 | 0.67233 | 0.66345
3641 | 2004-05-31 | 17:00 | 0.57299 | 0.83198 | 0.57299 | 0.56672 | 0.56733 | 0.57377 | 0.54163 | 0.82742 | 0.62431 | 0.61659 | 0.57319 | 0.61096 | 0.60454
3642 | 2004-05-31 | 18:00 | 0.57429 | 0.82742 | 0.57429 | 0.57299 | 0.57377 | 0.58443 | 0.55465 | 0.80368 | 0.62156 | 0.62431 | 0.51251 | 0.55487 | 0.54471
3643 | 2004-05-31 | 19:00 | 0.5755 | 0.80368 | 0.5755 | 0.57429 | 0.58443 | 0.5864 | 0.56116 | 0.77226 | 0.60736 | 0.62156 | 0.48728 | 0.52316 | 0.49901
3644 | 2004-05-31 | 20:00 | 0.59083 | 0.77226 | 0.59083 | 0.5755 | 0.5864 | 0.58956 | 0.57211 | 0.75297 | 0.59474 | 0.60736 | 0.47299 | 0.50224 | 0.4709
3645 | 2004-05-31 | 21:00 | 0.58731 | 0.75297 | 0.58731 | 0.59083 | 0.58956 | 0.5998 | 0.59069 | 0.73743 | 0.58717 | 0.59474 | 0.46894 | 0.48775 | 0.45945
3646 | 2004-05-31 | 22:00 | 0.54383 | 0.73743 | 0.54383 | 0.58731 | 0.5998 | 0.59016 | 0.56701 | 0.6826 | 0.54705 | 0.58717 | 0.47083 | 0.48386 | 0.45381
3647 | 2004-05-31 | 23:00 | 0.49771 | 0.6826 | 0.49771 | 0.54383 | 0.59016 | 0.54672 | 0.50601 | 0.62076 | 0.49849 | 0.54705 | 0.4917 | 0.48924 | 0.46175
3648 | 2004-06-01 | 00:00 | 0.45782 | 0.62076 | 0.45782 | 0.49771 | 0.54672 | 0.49801 | 0.45119 | 0.56843 | 0.47554 | 0.49849 | 0.53716 | 0.50812 | 0.49253
3649 | 2004-06-01 | 01:00 | 0.43828 | 0.56843 | 0.43828 | 0.45782 | 0.49801 | 0.46284 | 0.41715 | 0.53169 | 0.45127 | 0.47554 | 0.61344 | 0.55054 | 0.54465
3650 | 2004-06-01 | 02:00 | 0.42919 | 0.53169 | 0.42919 | 0.43828 | 0.46284 | 0.44206 | 0.3977 | 0.50941 | 0.43664 | 0.45127 | 0.66432 | 0.59405 | 0.60851
3651 | 2004-06-01 | 03:00 | 0.42427 | 0.50941 | 0.42427 | 0.42919 | 0.44206 | 0.43151 | 0.38995 | 0.4926 | 0.4285 | 0.43664 | 0.67124 | 0.63649 | 0.66197
3652 | 2004-06-01 | 04:00 | 0.43484 | 0.4926 | 0.43484 | 0.42427 | 0.43151 | 0.42697 | 0.38879 | 0.48895 | 0.43025 | 0.4285 | 0.67178 | 0.67422 | 0.70329
3653 | 2004-06-01 | 05:00 | 0.46835 | 0.48895 | 0.46835 | 0.43484 | 0.42697 | 0.43312 | 0.40139 | 0.50375 | 0.45078 | 0.43025 | 0.67534 | 0.71076 | 0.74451
3654 | 2004-06-01 | 06:00 | 0.53038 | 0.50375 | 0.53038 | 0.46835 | 0.43312 | 0.46098 | 0.44045 | 0.53382 | 0.47732 | 0.45078 | 0.6747 | 0.74152 | 0.77499
3655 | 2004-06-01 | 07:00 | 0.59049 | 0.53382 | 0.59049 | 0.53038 | 0.46098 | 0.52393 | 0.52401 | 0.56273 | 0.51707 | 0.47732 | 0.67718 | 0.7673 | 0.79124
3656 | 2004-06-01 | 08:00 | 0.62167 | 0.56273 | 0.62167 | 0.59049 | 0.52393 | 0.59624 | 0.59794 | 0.60778 | 0.55682 | 0.51707 | 0.68069 | 0.78966 | 0.81231
3657 | 2004-06-01 | 09:00 | 0.64598 | 0.60778 | 0.64598 | 0.62167 | 0.59624 | 0.63732 | 0.62971 | 0.659 | 0.59448 | 0.55682 | 0.68011 | 0.80648 | 0.8261
3658 | 2004-06-01 | 10:00 | 0.66405 | 0.659 | 0.66405 | 0.64598 | 0.63732 | 0.66447 | 0.64687 | 0.7117 | 0.63099 | 0.59448 | 0.6817 | 0.81432 | 0.83555
3659 | 2004-06-01 | 11:00 | 0.67563 | 0.7117 | 0.67563 | 0.66405 | 0.66447 | 0.68347 | 0.66089 | 0.76543 | 0.66373 | 0.63099 | 0.6833 | 0.81729 | 0.83566
3660 | 2004-06-01 | 12:00 | 0.68224 | 0.76543 | 0.68224 | 0.67563 | 0.68347 | 0.6911 | 0.66255 | 0.81409 | 0.69063 | 0.66373 | 0.68583 | 0.80608 | 0.81576
3661 | 2004-06-01 | 13:00 | 0.68991 | 0.81409 | 0.68991 | 0.68224 | 0.6911 | 0.6917 | 0.66006 | 0.8583 | 0.71842 | 0.69063 | 0.67795 | 0.78685 | 0.78067
3662 | 2004-06-01 | 14:00 | 0.69198 | 0.8583 | 0.69198 | 0.68991 | 0.6917 | 0.69275 | 0.65952 | 0.88913 | 0.74125 | 0.71842 | 0.66864 | 0.77564 | 0.74916
3663 | 2004-06-01 | 15:00 | 0.68359 | 0.88913 | 0.68359 | 0.69198 | 0.69275 | 0.69233 | 0.65409 | 0.91304 | 0.76121 | 0.74125 | 0.6746 | 0.76458 | 0.75202
3664 | 2004-06-01 | 16:00 | 0.67958 | 0.91304 | 0.67958 | 0.68359 | 0.69233 | 0.69208 | 0.65197 | 0.92307 | 0.77476 | 0.76121 | 0.67031 | 0.71875 | 0.72822
3665 | 2004-06-01 | 17:00 | 0.6772 | 0.92307 | 0.6772 | 0.67958 | 0.69208 | 0.6937 | 0.65894 | 0.91102 | 0.77391 | 0.77476 | 0.617 | 0.64951 | 0.64891
3666 | 2004-06-01 | 18:00 | 0.66527 | 0.91102 | 0.66527 | 0.6772 | 0.6937 | 0.68628 | 0.66379 | 0.87778 | 0.76325 | 0.77391 | 0.55243 | 0.59141 | 0.57992
3667 | 2004-06-01 | 19:00 | 0.64663 | 0.87778 | 0.64663 | 0.66527 | 0.68628 | 0.67861 | 0.66023 | 0.84171 | 0.73584 | 0.76325 | 0.51895 | 0.55166 | 0.53052
3668 | 2004-06-01 | 20:00 | 0.64982 | 0.84171 | 0.64982 | 0.64663 | 0.67861 | 0.66314 | 0.65774 | 0.81369 | 0.71623 | 0.73584 | 0.49875 | 0.5267 | 0.5018
3669 | 2004-06-01 | 21:00 | 0.64999 | 0.81369 | 0.64999 | 0.64982 | 0.66314 | 0.66061 | 0.65902 | 0.72391 | 0.70351 | 0.71623 | 0.49058 | 0.50879 | 0.4833
3670 | 2004-06-01 | 22:00 | 0.59542 | 0.72391 | 0.59542 | 0.64999 | 0.66061 | 0.64861 | 0.61888 | 0.65328 | 0.64907 | 0.70351 | 0.49119 | 0.50142 | 0.4717
3671 | 2004-06-01 | 23:00 | 0.53935 | 0.65328 | 0.53935 | 0.59542 | 0.64861 | 0.59213 | 0.55026 | 0.59105 | 0.57877 | 0.64907 | 0.50405 | 0.50862 | 0.47743
3672 | 2004-06-02 | 00:00 | 0.49266 | 0.59105 | 0.49266 | 0.53935 | 0.59213 | 0.53142 | 0.48569 | 0.54887 | 0.52825 | 0.57877 | 0.5408 | 0.52441 | 0.50452
3673 | 2004-06-02 | 01:00 | 0.4672 | 0.54887 | 0.4672 | 0.49266 | 0.53142 | 0.48732 | 0.44767 | 0.52121 | 0.49138 | 0.52825 | 0.6104 | 0.56558 | 0.55804
3674 | 2004-06-02 | 02:00 | 0.45205 | 0.52121 | 0.45205 | 0.4672 | 0.48732 | 0.46267 | 0.42631 | 0.50114 | 0.47005 | 0.49138 | 0.6619 | 0.60917 | 0.62154
3675 | 2004-06-02 | 03:00 | 0.44579 | 0.50114 | 0.44579 | 0.45205 | 0.46267 | 0.44965 | 0.41524 | 0.48878 | 0.45838 | 0.47005 | 0.67308 | 0.65183 | 0.67154
3676 | 2004-06-02 | 04:00 | 0.45304 | 0.48878 | 0.45304 | 0.44579 | 0.44965 | 0.44241 | 0.41238 | 0.48847 | 0.45666 | 0.45838 | 0.6808 | 0.69372 | 0.71457
3677 | 2004-06-02 | 05:00 | 0.482 | 0.48847 | 0.482 | 0.45304 | 0.44241 | 0.44635 | 0.42229 | 0.50426 | 0.47301 | 0.45666 | 0.69073 | 0.73143 | 0.74785
3678 | 2004-06-02 | 06:00 | 0.54096 | 0.50426 | 0.54096 | 0.482 | 0.44635 | 0.46928 | 0.45928 | 0.53556 | 0.49834 | 0.47301 | 0.69352 | 0.76521 | 0.77331
3679 | 2004-06-02 | 07:00 | 0.59745 | 0.53556 | 0.59745 | 0.54096 | 0.46928 | 0.53427 | 0.54279 | 0.55751 | 0.5333 | 0.49834 | 0.69741 | 0.79305 | 0.79222
3680 | 2004-06-02 | 08:00 | 0.62757 | 0.55751 | 0.62757 | 0.59745 | 0.53427 | 0.60676 | 0.61768 | 0.58876 | 0.5688 | 0.5333 | 0.69834 | 0.81761 | 0.81236
3681 | 2004-06-02 | 09:00 | 0.65032 | 0.58876 | 0.65032 | 0.62757 | 0.60676 | 0.6502 | 0.64696 | 0.62925 | 0.60311 | 0.5688 | 0.70281 | 0.83726 | 0.8229
3682 | 2004-06-02 | 10:00 | 0.67659 | 0.62925 | 0.67659 | 0.65032 | 0.6502 | 0.67956 | 0.66487 | 0.68281 | 0.64075 | 0.60311 | 0.70797 | 0.8456 | 0.83132
3683 | 2004-06-02 | 11:00 | 0.69307 | 0.68281 | 0.69307 | 0.67659 | 0.67956 | 0.70214 | 0.67967 | 0.73208 | 0.67277 | 0.64075 | 0.71167 | 0.8474 | 0.82397
3684 | 2004-06-02 | 12:00 | 0.70566 | 0.73208 | 0.70566 | 0.69307 | 0.70214 | 0.71392 | 0.689 | 0.77221 | 0.7009 | 0.67277 | 0.71037 | 0.83674 | 0.80016
3685 | 2004-06-02 | 13:00 | 0.71662 | 0.77221 | 0.71662 | 0.70566 | 0.71392 | 0.71811 | 0.69087 | 0.81068 | 0.72342 | 0.7009 | 0.70361 | 0.81811 | 0.7652
3686 | 2004-06-02 | 14:00 | 0.72045 | 0.81068 | 0.72045 | 0.71662 | 0.71811 | 0.72317 | 0.69659 | 0.83647 | 0.72783 | 0.72342 | 0.69275 | 0.80184 | 0.73349
3687 | 2004-06-02 | 15:00 | 0.72754 | 0.83647 | 0.72754 | 0.72045 | 0.72317 | 0.72493 | 0.6924 | 0.85484 | 0.70912 | 0.72783 | 0.69711 | 0.79064 | 0.73975
3688 | 2004-06-02 | 16:00 | 0.72926 | 0.85484 | 0.72926 | 0.72754 | 0.72493 | 0.72799 | 0.68867 | 0.86856 | 0.69689 | 0.70912 | 0.69059 | 0.74259 | 0.71762
3689 | 2004-06-02 | 17:00 | 0.7196 | 0.86856 | 0.7196 | 0.72926 | 0.72799 | 0.7314 | 0.68838 | 0.86603 | 0.67754 | 0.69689 | 0.63356 | 0.67569 | 0.64291
3690 | 2004-06-02 | 18:00 | 0.70124 | 0.86603 | 0.70124 | 0.7196 | 0.7314 | 0.72272 | 0.68411 | 0.84572 | 0.65567 | 0.67754 | 0.56563 | 0.61467 | 0.57109
3691 | 2004-06-02 | 19:00 | 0.68586 | 0.84572 | 0.68586 | 0.70124 | 0.72272 | 0.69834 | 0.66914 | 0.80976 | 0.62988 | 0.65567 | 0.53404 | 0.572 | 0.52794
3692 | 2004-06-02 | 20:00 | 0.68474 | 0.80976 | 0.68474 | 0.68586 | 0.69834 | 0.68435 | 0.65981 | 0.77247 | 0.60767 | 0.62988 | 0.51017 | 0.54458 | 0.49579
3693 | 2004-06-02 | 21:00 | 0.6753 | 0.77247 | 0.6753 | 0.68474 | 0.68435 | 0.6854 | 0.66985 | 0.73101 | 0.59118 | 0.60767 | 0.50274 | 0.52516 | 0.47862
3694 | 2004-06-02 | 22:00 | 0.61894 | 0.73101 | 0.61894 | 0.6753 | 0.6854 | 0.66989 | 0.64393 | 0.66451 | 0.55102 | 0.59118 | 0.49673 | 0.51659 | 0.47191
3695 | 2004-06-02 | 23:00 | 0.55445 | 0.66451 | 0.55445 | 0.61894 | 0.66989 | 0.6132 | 0.57373 | 0.59875 | 0.50323 | 0.55102 | 0.50892 | 0.52169 | 0.47734
3696 | 2004-06-03 | 00:00 | 0.51011 | 0.59875 | 0.51011 | 0.55445 | 0.6132 | 0.5489 | 0.50556 | 0.54737 | 0.47121 | 0.50323 | 0.54495 | 0.53766 | 0.50844
3697 | 2004-06-03 | 01:00 | 0.48195 | 0.54737 | 0.48195 | 0.51011 | 0.5489 | 0.50223 | 0.46214 | 0.51281 | 0.448 | 0.47121 | 0.61591 | 0.57489 | 0.56208
3698 | 2004-06-03 | 02:00 | 0.46827 | 0.51281 | 0.46827 | 0.48195 | 0.50223 | 0.47652 | 0.43685 | 0.48352 | 0.43406 | 0.448 | 0.66643 | 0.62431 | 0.61918
3699 | 2004-06-03 | 03:00 | 0.46107 | 0.48352 | 0.46107 | 0.46827 | 0.47652 | 0.46098 | 0.42387 | 0.46456 | 0.42636 | 0.43406 | 0.67923 | 0.67235 | 0.66178
3700 | 2004-06-03 | 04:00 | 0.46703 | 0.46456 | 0.46703 | 0.46107 | 0.46098 | 0.45321 | 0.41922 | 0.45911 | 0.42646 | 0.42636 | 0.69576 | 0.71397 | 0.69169
3701 | 2004-06-03 | 05:00 | 0.49769 | 0.45911 | 0.49769 | 0.46703 | 0.45321 | 0.45746 | 0.4276 | 0.47215 | 0.44197 | 0.42646 | 0.70787 | 0.75487 | 0.72202
3702 | 2004-06-03 | 06:00 | 0.55659 | 0.47215 | 0.55659 | 0.49769 | 0.45746 | 0.47972 | 0.46073 | 0.50141 | 0.46632 | 0.44197 | 0.71654 | 0.79248 | 0.75609
3703 | 2004-06-03 | 07:00 | 0.61079 | 0.50141 | 0.61079 | 0.55659 | 0.47972 | 0.54475 | 0.54362 | 0.52023 | 0.50251 | 0.46632 | 0.72871 | 0.82339 | 0.77271
3704 | 2004-06-03 | 08:00 | 0.64297 | 0.52023 | 0.64297 | 0.61079 | 0.54475 | 0.61344 | 0.61577 | 0.54334 | 0.53572 | 0.50251 | 0.73877 | 0.85034 | 0.79125
3705 | 2004-06-03 | 09:00 | 0.6655 | 0.54334 | 0.6655 | 0.64297 | 0.61344 | 0.65712 | 0.64223 | 0.57173 | 0.56243 | 0.53572 | 0.74348 | 0.86403 | 0.79816
3706 | 2004-06-03 | 10:00 | 0.68474 | 0.57173 | 0.68474 | 0.6655 | 0.65712 | 0.68656 | 0.65828 | 0.60873 | 0.58809 | 0.56243 | 0.74872 | 0.86872 | 0.80353
3707 | 2004-06-03 | 11:00 | 0.69359 | 0.60873 | 0.69359 | 0.68474 | 0.68656 | 0.70552 | 0.67636 | 0.64615 | 0.61074 | 0.58809 | 0.75181 | 0.86677 | 0.80156
3708 | 2004-06-03 | 12:00 | 0.70124 | 0.64615 | 0.70124 | 0.69359 | 0.70552 | 0.7154 | 0.68311 | 0.67593 | 0.62913 | 0.61074 | 0.74915 | 0.84946 | 0.78071
3709 | 2004-06-03 | 13:00 | 0.71094 | 0.67593 | 0.71094 | 0.70124 | 0.7154 | 0.71674 | 0.68635 | 0.71286 | 0.64915 | 0.62913 | 0.73712 | 0.8273 | 0.74571
3710 | 2004-06-03 | 14:00 | 0.71377 | 0.71286 | 0.71377 | 0.71094 | 0.71674 | 0.72159 | 0.68975 | 0.74703 | 0.66798 | 0.64915 | 0.72432 | 0.81111 | 0.71312
3711 | 2004-06-03 | 15:00 | 0.721 | 0.74703 | 0.721 | 0.71377 | 0.72159 | 0.72229 | 0.68652 | 0.77397 | 0.68269 | 0.66798 | 0.71766 | 0.79577 | 0.71939
3712 | 2004-06-03 | 16:00 | 0.72675 | 0.77397 | 0.72675 | 0.721 | 0.72229 | 0.72321 | 0.67839 | 0.78822 | 0.6916 | 0.68269 | 0.71045 | 0.74839 | 0.70188
3713 | 2004-06-03 | 17:00 | 0.72217 | 0.78822 | 0.72217 | 0.72675 | 0.72321 | 0.72346 | 0.67586 | 0.77999 | 0.68573 | 0.6916 | 0.65267 | 0.68057 | 0.63299
3714 | 2004-06-03 | 18:00 | 0.7048 | 0.77999 | 0.7048 | 0.72217 | 0.72346 | 0.71227 | 0.67254 | 0.7541 | 0.67262 | 0.68573 | 0.58788 | 0.61988 | 0.56622
3715 | 2004-06-03 | 19:00 | 0.68327 | 0.7541 | 0.68327 | 0.7048 | 0.71227 | 0.68797 | 0.65691 | 0.71717 | 0.6525 | 0.67262 | 0.54586 | 0.57905 | 0.52743
3716 | 2004-06-03 | 20:00 | 0.68102 | 0.71717 | 0.68102 | 0.68327 | 0.68797 | 0.66848 | 0.64787 | 0.69871 | 0.63779 | 0.6525 | 0.52156 | 0.54969 | 0.49458
3717 | 2004-06-03 | 21:00 | 0.68045 | 0.69871 | 0.68045 | 0.68102 | 0.66848 | 0.67133 | 0.65753 | 0.68549 | 0.63446 | 0.63779 | 0.50897 | 0.53168 | 0.47521
3718 | 2004-06-03 | 22:00 | 0.62362 | 0.68549 | 0.62362 | 0.68045 | 0.67133 | 0.67186 | 0.63609 | 0.6342 | 0.58979 | 0.63446 | 0.50474 | 0.52237 | 0.4697
3719 | 2004-06-03 | 23:00 | 0.5593 | 0.6342 | 0.5593 | 0.62362 | 0.67186 | 0.61678 | 0.56523 | 0.57536 | 0.53407 | 0.58979 | 0.51514 | 0.52715 | 0.47263
3720 | 2004-06-04 | 00:00 | 0.50779 | 0.57536 | 0.50779 | 0.5593 | 0.61678 | 0.55418 | 0.50033 | 0.52781 | 0.49319 | 0.53407 | 0.54519 | 0.54032 | 0.48452
3721 | 2004-06-04 | 01:00 | 0.47894 | 0.52781 | 0.47894 | 0.50779 | 0.55418 | 0.50491 | 0.45509 | 0.4953 | 0.46583 | 0.49319 | 0.61498 | 0.57671 | 0.5325
3722 | 2004-06-04 | 02:00 | 0.46401 | 0.4953 | 0.46401 | 0.47894 | 0.50491 | 0.47681 | 0.42847 | 0.47468 | 0.44939 | 0.46583 | 0.67077 | 0.62887 | 0.59599
3723 | 2004-06-04 | 03:00 | 0.45665 | 0.47468 | 0.45665 | 0.46401 | 0.47681 | 0.45982 | 0.41582 | 0.46258 | 0.44014 | 0.44939 | 0.69879 | 0.67968 | 0.64038
3724 | 2004-06-04 | 04:00 | 0.46083 | 0.46258 | 0.46083 | 0.45665 | 0.45982 | 0.45138 | 0.40948 | 0.4601 | 0.44112 | 0.44014 | 0.71521 | 0.72695 | 0.68729
3725 | 2004-06-04 | 05:00 | 0.48537 | 0.4601 | 0.48537 | 0.46083 | 0.45138 | 0.45409 | 0.41931 | 0.47681 | 0.45699 | 0.44112 | 0.73089 | 0.77173 | 0.71841
3726 | 2004-06-04 | 06:00 | 0.54109 | 0.47681 | 0.54109 | 0.48537 | 0.45409 | 0.47297 | 0.45103 | 0.50868 | 0.48031 | 0.45699 | 0.73914 | 0.80902 | 0.74015
3727 | 2004-06-04 | 07:00 | 0.59818 | 0.50868 | 0.59818 | 0.54109 | 0.47297 | 0.53769 | 0.53379 | 0.53775 | 0.51988 | 0.48031 | 0.74391 | 0.839 | 0.75299
3728 | 2004-06-04 | 08:00 | 0.62603 | 0.53775 | 0.62603 | 0.59818 | 0.53769 | 0.60757 | 0.60644 | 0.57809 | 0.55481 | 0.51988 | 0.75122 | 0.85831 | 0.77173
3729 | 2004-06-04 | 09:00 | 0.64638 | 0.57809 | 0.64638 | 0.62603 | 0.60757 | 0.65139 | 0.63825 | 0.62194 | 0.58492 | 0.55481 | 0.75775 | 0.86956 | 0.78065
3730 | 2004-06-04 | 10:00 | 0.65997 | 0.62194 | 0.65997 | 0.64638 | 0.65139 | 0.6802 | 0.65409 | 0.67036 | 0.61525 | 0.58492 | 0.76272 | 0.8722 | 0.78323
3731 | 2004-06-04 | 11:00 | 0.66714 | 0.67036 | 0.66714 | 0.65997 | 0.6802 | 0.69736 | 0.66889 | 0.71431 | 0.63707 | 0.61525 | 0.75948 | 0.86615 | 0.78106
3732 | 2004-06-04 | 12:00 | 0.66836 | 0.71431 | 0.66836 | 0.66714 | 0.69736 | 0.70517 | 0.67403 | 0.75304 | 0.65417 | 0.63707 | 0.75083 | 0.84782 | 0.75802
3733 | 2004-06-04 | 13:00 | 0.67114 | 0.75304 | 0.67114 | 0.66836 | 0.70517 | 0.70657 | 0.67345 | 0.78962 | 0.67179 | 0.65417 | 0.73363 | 0.82187 | 0.71939
3734 | 2004-06-04 | 14:00 | 0.67038 | 0.78962 | 0.67038 | 0.67114 | 0.70657 | 0.71308 | 0.67665 | 0.82099 | 0.68437 | 0.67179 | 0.71205 | 0.80306 | 0.68956
3735 | 2004-06-04 | 15:00 | 0.66537 | 0.82099 | 0.66537 | 0.67038 | 0.71308 | 0.7103 | 0.67312 | 0.84084 | 0.69415 | 0.68437 | 0.70071 | 0.78448 | 0.68815
3736 | 2004-06-04 | 16:00 | 0.65764 | 0.84084 | 0.65764 | 0.66537 | 0.7103 | 0.70534 | 0.66889 | 0.84308 | 0.70008 | 0.69415 | 0.6923 | 0.74037 | 0.66862
3737 | 2004-06-04 | 17:00 | 0.64357 | 0.84308 | 0.64357 | 0.65764 | 0.70534 | 0.69845 | 0.66346 | 0.82736 | 0.69325 | 0.70008 | 0.64851 | 0.68204 | 0.61151
3738 | 2004-06-04 | 18:00 | 0.62464 | 0.82736 | 0.62464 | 0.64357 | 0.69845 | 0.6802 | 0.64613 | 0.78904 | 0.67993 | 0.69325 | 0.58993 | 0.62252 | 0.54924
3739 | 2004-06-04 | 19:00 | 0.61274 | 0.78904 | 0.61274 | 0.62464 | 0.6802 | 0.6516 | 0.62407 | 0.7413 | 0.65561 | 0.67993 | 0.54756 | 0.58027 | 0.50769
3740 | 2004-06-04 | 20:00 | 0.62035 | 0.7413 | 0.62035 | 0.61274 | 0.6516 | 0.63317 | 0.60997 | 0.71307 | 0.6348 | 0.65561 | 0.52382 | 0.54941 | 0.4734
3741 | 2004-06-04 | 21:00 | 0.61304 | 0.71307 | 0.61304 | 0.62035 | 0.63317 | 0.63901 | 0.62311 | 0.69433 | 0.62674 | 0.6348 | 0.50846 | 0.53213 | 0.45482
3742 | 2004-06-04 | 22:00 | 0.57219 | 0.69433 | 0.57219 | 0.61304 | 0.63901 | 0.63873 | 0.61436 | 0.64905 | 0.58961 | 0.62674 | 0.49957 | 0.51387 | 0.44566
3743 | 2004-06-04 | 23:00 | 0.52359 | 0.64905 | 0.52359 | 0.57219 | 0.63873 | 0.59624 | 0.56116 | 0.59371 | 0.53768 | 0.58961 | 0.50013 | 0.50914 | 0.44245
3744 | 2004-06-05 | 00:00 | 0.48353 | 0.59371 | 0.48353 | 0.52359 | 0.59624 | 0.5424 | 0.50021 | 0.54403 | 0.49793 | 0.53768 | 0.50836 | 0.50361 | 0.44785
3745 | 2004-06-05 | 01:00 | 0.45796 | 0.54403 | 0.45796 | 0.48353 | 0.5424 | 0.4997 | 0.45534 | 0.51073 | 0.47193 | 0.49793 | 0.5309 | 0.52488 | 0.45822
3746 | 2004-06-05 | 02:00 | 0.44177 | 0.51073 | 0.44177 | 0.45796 | 0.4997 | 0.47178 | 0.42685 | 0.4868 | 0.45292 | 0.47193 | 0.57077 | 0.57068 | 0.49284
3747 | 2004-06-05 | 03:00 | 0.43358 | 0.4868 | 0.43358 | 0.44177 | 0.47178 | 0.45335 | 0.4128 | 0.46973 | 0.44022 | 0.45292 | 0.61703 | 0.62588 | 0.54017
3748 | 2004-06-05 | 04:00 | 0.43156 | 0.46973 | 0.43156 | 0.43358 | 0.45335 | 0.44297 | 0.40508 | 0.45935 | 0.43574 | 0.44022 | 0.64889 | 0.67873 | 0.58574
3749 | 2004-06-05 | 05:00 | 0.4398 | 0.45935 | 0.4398 | 0.43156 | 0.44297 | 0.4409 | 0.40492 | 0.45976 | 0.43811 | 0.43574 | 0.66677 | 0.72428 | 0.62396
3750 | 2004-06-05 | 06:00 | 0.45588 | 0.45976 | 0.45588 | 0.4398 | 0.4409 | 0.44262 | 0.41188 | 0.46883 | 0.44151 | 0.43811 | 0.67572 | 0.75943 | 0.64682
3751 | 2004-06-05 | 07:00 | 0.48425 | 0.46883 | 0.48425 | 0.45588 | 0.44262 | 0.45961 | 0.44099 | 0.47966 | 0.4599 | 0.44151 | 0.67518 | 0.79049 | 0.66184
3752 | 2004-06-05 | 08:00 | 0.52605 | 0.47966 | 0.52605 | 0.48425 | 0.45961 | 0.49756 | 0.4898 | 0.51535 | 0.4937 | 0.4599 | 0.67178 | 0.81333 | 0.67178
3753 | 2004-06-05 | 09:00 | 0.55906 | 0.51535 | 0.55906 | 0.52605 | 0.49756 | 0.54461 | 0.54167 | 0.56173 | 0.52755 | 0.4937 | 0.66765 | 0.83278 | 0.67819
3754 | 2004-06-05 | 10:00 | 0.58197 | 0.56173 | 0.58197 | 0.55906 | 0.54461 | 0.58109 | 0.57526 | 0.60221 | 0.55839 | 0.52755 | 0.66323 | 0.83965 | 0.68489
3755 | 2004-06-05 | 11:00 | 0.58725 | 0.60221 | 0.58725 | 0.58197 | 0.58109 | 0.60198 | 0.59077 | 0.64099 | 0.58132 | 0.55839 | 0.66613 | 0.84334 | 0.68736
3756 | 2004-06-05 | 12:00 | 0.58404 | 0.64099 | 0.58404 | 0.58725 | 0.60198 | 0.60831 | 0.59193 | 0.67095 | 0.59886 | 0.58132 | 0.66848 | 0.83587 | 0.6787
3757 | 2004-06-05 | 13:00 | 0.57337 | 0.67095 | 0.57337 | 0.58404 | 0.60831 | 0.60827 | 0.58588 | 0.69339 | 0.61177 | 0.59886 | 0.6618 | 0.81756 | 0.66173
3758 | 2004-06-05 | 14:00 | 0.56394 | 0.69339 | 0.56394 | 0.57337 | 0.60827 | 0.60134 | 0.57651 | 0.71322 | 0.62612 | 0.61177 | 0.65384 | 0.7998 | 0.64419
3759 | 2004-06-05 | 15:00 | 0.55605 | 0.71322 | 0.55605 | 0.56394 | 0.60134 | 0.59259 | 0.5673 | 0.73005 | 0.63931 | 0.62612 | 0.65458 | 0.78286 | 0.64335
3760 | 2004-06-05 | 16:00 | 0.55273 | 0.73005 | 0.55273 | 0.55605 | 0.59259 | 0.58706 | 0.56174 | 0.73886 | 0.64917 | 0.63931 | 0.64937 | 0.73853 | 0.63248
3761 | 2004-06-05 | 17:00 | 0.55306 | 0.73886 | 0.55306 | 0.55273 | 0.58706 | 0.58675 | 0.56125 | 0.74094 | 0.64884 | 0.64917 | 0.60907 | 0.6798 | 0.58514
3762 | 2004-06-05 | 18:00 | 0.54843 | 0.74094 | 0.54843 | 0.55306 | 0.58675 | 0.58555 | 0.56149 | 0.72966 | 0.64083 | 0.64884 | 0.5606 | 0.62682 | 0.5334
3763 | 2004-06-05 | 19:00 | 0.55079 | 0.72966 | 0.55079 | 0.54843 | 0.58555 | 0.57971 | 0.55772 | 0.70295 | 0.62331 | 0.64083 | 0.52795 | 0.58446 | 0.49588
3764 | 2004-06-05 | 20:00 | 0.56072 | 0.70295 | 0.56072 | 0.55079 | 0.57971 | 0.57767 | 0.55888 | 0.68532 | 0.61262 | 0.62331 | 0.50745 | 0.5526 | 0.45861
3765 | 2004-06-05 | 21:00 | 0.55806 | 0.68532 | 0.55806 | 0.56072 | 0.57767 | 0.59188 | 0.57514 | 0.67467 | 0.60765 | 0.61262 | 0.49601 | 0.53059 | 0.43837
3766 | 2004-06-05 | 22:00 | 0.52767 | 0.67467 | 0.52767 | 0.55806 | 0.59188 | 0.59691 | 0.56622 | 0.63445 | 0.57359 | 0.60765 | 0.49239 | 0.51395 | 0.42941
3767 | 2004-06-05 | 23:00 | 0.49065 | 0.63445 | 0.49065 | 0.52767 | 0.59691 | 0.56406 | 0.52318 | 0.5848 | 0.52997 | 0.57359 | 0.49127 | 0.50565 | 0.42456
3768 | 2004-06-06 | 00:00 | 0.45535 | 0.5848 | 0.45535 | 0.49065 | 0.56406 | 0.52101 | 0.47562 | 0.54031 | 0.49182 | 0.52997 | 0.48898 | 0.49592 | 0.42365
3769 | 2004-06-06 | 01:00 | 0.43119 | 0.54031 | 0.43119 | 0.45535 | 0.52101 | 0.48373 | 0.43469 | 0.50769 | 0.46423 | 0.49182 | 0.50516 | 0.51006 | 0.42028
3770 | 2004-06-06 | 02:00 | 0.41666 | 0.50769 | 0.41666 | 0.43119 | 0.48373 | 0.45655 | 0.41039 | 0.48511 | 0.44676 | 0.46423 | 0.54346 | 0.55026 | 0.44688
3771 | 2004-06-06 | 03:00 | 0.408 | 0.48511 | 0.408 | 0.41666 | 0.45655 | 0.43882 | 0.39725 | 0.47082 | 0.43471 | 0.44676 | 0.58658 | 0.60635 | 0.4885
3772 | 2004-06-06 | 04:00 | 0.40506 | 0.47082 | 0.40506 | 0.408 | 0.43882 | 0.42662 | 0.38995 | 0.46193 | 0.42917 | 0.43471 | 0.61764 | 0.65793 | 0.52755
3773 | 2004-06-06 | 05:00 | 0.40889 | 0.46193 | 0.40889 | 0.40506 | 0.42662 | 0.42254 | 0.38883 | 0.46046 | 0.42989 | 0.42917 | 0.63603 | 0.70697 | 0.56545
3774 | 2004-06-06 | 06:00 | 0.4117 | 0.46046 | 0.4117 | 0.40889 | 0.42254 | 0.42169 | 0.38953 | 0.45887 | 0.42919 | 0.42989 | 0.64665 | 0.74822 | 0.58936
3775 | 2004-06-06 | 07:00 | 0.43596 | 0.45887 | 0.43596 | 0.4117 | 0.42169 | 0.42704 | 0.40521 | 0.46881 | 0.44478 | 0.42919 | 0.64772 | 0.78234 | 0.60786
3776 | 2004-06-06 | 08:00 | 0.47188 | 0.46881 | 0.47188 | 0.43596 | 0.42704 | 0.45176 | 0.44141 | 0.51001 | 0.48172 | 0.44478 | 0.64492 | 0.80782 | 0.62276
3777 | 2004-06-06 | 09:00 | 0.50505 | 0.51001 | 0.50505 | 0.47188 | 0.45176 | 0.49179 | 0.48835 | 0.55463 | 0.52204 | 0.48172 | 0.64335 | 0.82857 | 0.63271
3778 | 2004-06-06 | 10:00 | 0.52409 | 0.55463 | 0.52409 | 0.50505 | 0.49179 | 0.53255 | 0.5289 | 0.6039 | 0.5596 | 0.52204 | 0.6446 | 0.83846 | 0.63863
3779 | 2004-06-06 | 11:00 | 0.53531 | 0.6039 | 0.53531 | 0.52409 | 0.53255 | 0.55953 | 0.55602 | 0.65004 | 0.59497 | 0.5596 | 0.64993 | 0.84648 | 0.64187
3780 | 2004-06-06 | 12:00 | 0.53919 | 0.65004 | 0.53919 | 0.53531 | 0.55953 | 0.57366 | 0.5685 | 0.69662 | 0.63238 | 0.59497 | 0.65506 | 0.84488 | 0.64342
3781 | 2004-06-06 | 13:00 | 0.53805 | 0.69662 | 0.53805 | 0.53919 | 0.57366 | 0.5794 | 0.57016 | 0.73289 | 0.66244 | 0.63238 | 0.65666 | 0.83061 | 0.6359
3782 | 2004-06-06 | 14:00 | 0.53303 | 0.73289 | 0.53303 | 0.53805 | 0.5794 | 0.57887 | 0.56261 | 0.7582 | 0.68877 | 0.66244 | 0.64939 | 0.81328 | 0.62519
3783 | 2004-06-06 | 15:00 | 0.53252 | 0.7582 | 0.53252 | 0.53303 | 0.57887 | 0.57398 | 0.55486 | 0.77305 | 0.71203 | 0.68877 | 0.6537 | 0.79868 | 0.63415
3784 | 2004-06-06 | 16:00 | 0.53842 | 0.77305 | 0.53842 | 0.53252 | 0.57398 | 0.5712 | 0.55196 | 0.77941 | 0.73002 | 0.71203 | 0.65221 | 0.75601 | 0.6338
3785 | 2004-06-06 | 17:00 | 0.54362 | 0.77941 | 0.54362 | 0.53842 | 0.5712 | 0.57655 | 0.55921 | 0.77247 | 0.73983 | 0.73002 | 0.60364 | 0.69081 | 0.58546
3786 | 2004-06-06 | 18:00 | 0.54487 | 0.77247 | 0.54487 | 0.54362 | 0.57655 | 0.58228 | 0.56921 | 0.75475 | 0.73411 | 0.73983 | 0.54655 | 0.63205 | 0.52243
3787 | 2004-06-06 | 19:00 | 0.54708 | 0.75475 | 0.54708 | 0.54487 | 0.58228 | 0.5852 | 0.57642 | 0.72968 | 0.71435 | 0.73411 | 0.51512 | 0.58787 | 0.49306
3788 | 2004-06-06 | 20:00 | 0.56562 | 0.72968 | 0.56562 | 0.54708 | 0.5852 | 0.58569 | 0.58227 | 0.71327 | 0.69408 | 0.71435 | 0.49883 | 0.55851 | 0.45972
3789 | 2004-06-06 | 21:00 | 0.57142 | 0.71327 | 0.57142 | 0.56562 | 0.58569 | 0.60138 | 0.59529 | 0.70435 | 0.68782 | 0.69408 | 0.49124 | 0.53945 | 0.44995
3790 | 2004-06-06 | 22:00 | 0.53979 | 0.70435 | 0.53979 | 0.57142 | 0.60138 | 0.59705 | 0.56618 | 0.65229 | 0.64742 | 0.68782 | 0.49279 | 0.52981 | 0.44468
3791 | 2004-06-06 | 23:00 | 0.49381 | 0.65229 | 0.49381 | 0.53979 | 0.59705 | 0.56245 | 0.51406 | 0.58914 | 0.58796 | 0.64742 | 0.50873 | 0.53365 | 0.46105
3792 | 2004-06-07 | 00:00 | 0.45959 | 0.58914 | 0.45959 | 0.49381 | 0.56245 | 0.51226 | 0.46173 | 0.54053 | 0.5443 | 0.58796 | 0.551 | 0.55093 | 0.49249
3793 | 2004-06-07 | 01:00 | 0.43912 | 0.54053 | 0.43912 | 0.45959 | 0.51226 | 0.47515 | 0.42449 | 0.50941 | 0.51526 | 0.5443 | 0.62105 | 0.59484 | 0.55038
3794 | 2004-06-07 | 02:00 | 0.43156 | 0.50941 | 0.43156 | 0.43912 | 0.47515 | 0.45321 | 0.40782 | 0.49175 | 0.49702 | 0.51526 | 0.67436 | 0.65141 | 0.61155
3795 | 2004-06-07 | 03:00 | 0.42903 | 0.49175 | 0.42903 | 0.43156 | 0.45321 | 0.44167 | 0.40044 | 0.48424 | 0.48675 | 0.49702 | 0.69429 | 0.70182 | 0.65632
3796 | 2004-06-07 | 04:00 | 0.43713 | 0.48424 | 0.43713 | 0.42903 | 0.44167 | 0.43777 | 0.39915 | 0.48622 | 0.48497 | 0.48675 | 0.70071 | 0.75557 | 0.68889
3797 | 2004-06-07 | 05:00 | 0.4686 | 0.48622 | 0.4686 | 0.43713 | 0.43777 | 0.44343 | 0.41035 | 0.5069 | 0.50099 | 0.48497 | 0.71061 | 0.79883 | 0.71352
3798 | 2004-06-07 | 06:00 | 0.52387 | 0.5069 | 0.52387 | 0.4686 | 0.44343 | 0.46938 | 0.44862 | 0.54148 | 0.53178 | 0.50099 | 0.71412 | 0.83151 | 0.71862
3799 | 2004-06-07 | 07:00 | 0.57974 | 0.54148 | 0.57974 | 0.52387 | 0.46938 | 0.536 | 0.53085 | 0.57057 | 0.57691 | 0.53178 | 0.71529 | 0.85953 | 0.72169
3800 | 2004-06-07 | 08:00 | 0.61418 | 0.57057 | 0.61418 | 0.57974 | 0.536 | 0.61042 | 0.60466 | 0.60501 | 0.62182 | 0.57691 | 0.71495 | 0.88249 | 0.72547
3801 | 2004-06-07 | 09:00 | 0.6416 | 0.60501 | 0.6416 | 0.61418 | 0.61042 | 0.65375 | 0.6358 | 0.63963 | 0.66072 | 0.62182 | 0.70994 | 0.89701 | 0.72509
3802 | 2004-06-07 | 10:00 | 0.66664 | 0.63963 | 0.66664 | 0.6416 | 0.65375 | 0.68431 | 0.65322 | 0.67982 | 0.69508 | 0.66072 | 0.70797 | 0.90418 | 0.7192
3803 | 2004-06-07 | 11:00 | 0.68543 | 0.67982 | 0.68543 | 0.66664 | 0.68431 | 0.70858 | 0.67134 | 0.71763 | 0.72288 | 0.69508 | 0.70257 | 0.90902 | 0.70765
3804 | 2004-06-07 | 12:00 | 0.70081 | 0.71763 | 0.70081 | 0.68543 | 0.70858 | 0.72542 | 0.68191 | 0.74961 | 0.74254 | 0.72288 | 0.70435 | 0.89305 | 0.69209
3805 | 2004-06-07 | 13:00 | 0.71708 | 0.74961 | 0.71708 | 0.70081 | 0.72542 | 0.73619 | 0.68527 | 0.778 | 0.76317 | 0.74254 | 0.69799 | 0.86834 | 0.67395
3806 | 2004-06-07 | 14:00 | 0.72948 | 0.778 | 0.72948 | 0.71708 | 0.73619 | 0.74983 | 0.6912 | 0.79976 | 0.77451 | 0.76317 | 0.689 | 0.84638 | 0.67007
3807 | 2004-06-07 | 15:00 | 0.74369 | 0.79976 | 0.74369 | 0.72948 | 0.74983 | 0.7581 | 0.69286 | 0.81321 | 0.77852 | 0.77451 | 0.6924 | 0.83243 | 0.68045
3808 | 2004-06-07 | 16:00 | 0.75349 | 0.81321 | 0.75349 | 0.74369 | 0.7581 | 0.76376 | 0.69746 | 0.81094 | 0.77672 | 0.77852 | 0.68296 | 0.78149 | 0.65905
3809 | 2004-06-07 | 17:00 | 0.7533 | 0.81094 | 0.7533 | 0.75349 | 0.76376 | 0.77065 | 0.70016 | 0.78735 | 0.76603 | 0.77672 | 0.6293 | 0.71078 | 0.60384
3810 | 2004-06-07 | 18:00 | 0.73866 | 0.78735 | 0.73866 | 0.7533 | 0.77065 | 0.76573 | 0.69423 | 0.75958 | 0.75235 | 0.76603 | 0.57495 | 0.65203 | 0.54421
3811 | 2004-06-07 | 19:00 | 0.72349 | 0.75958 | 0.72349 | 0.73866 | 0.76573 | 0.74308 | 0.67897 | 0.73041 | 0.73169 | 0.75235 | 0.54062 | 0.59813 | 0.50057
3812 | 2004-06-07 | 20:00 | 0.72028 | 0.73041 | 0.72028 | 0.72349 | 0.74308 | 0.72201 | 0.66856 | 0.71396 | 0.71778 | 0.73169 | 0.52342 | 0.56712 | 0.47651
3813 | 2004-06-07 | 21:00 | 0.72157 | 0.71396 | 0.72157 | 0.72028 | 0.72201 | 0.72711 | 0.68627 | 0.6986 | 0.71561 | 0.71778 | 0.51286 | 0.54717 | 0.45908
3814 | 2004-06-07 | 22:00 | 0.66186 | 0.6986 | 0.66186 | 0.72157 | 0.72711 | 0.72469 | 0.66951 | 0.64976 | 0.67522 | 0.71561 | 0.51256 | 0.53644 | 0.451
3815 | 2004-06-07 | 23:00 | 0.59052 | 0.64976 | 0.59052 | 0.66186 | 0.72469 | 0.66708 | 0.59823 | 0.58668 | 0.61517 | 0.67522 | 0.52592 | 0.54045 | 0.46244
3816 | 2004-06-08 | 00:00 | 0.53726 | 0.58668 | 0.53726 | 0.59052 | 0.66708 | 0.59874 | 0.5284 | 0.5407 | 0.57212 | 0.61517 | 0.56497 | 0.55452 | 0.49866
3817 | 2004-06-08 | 01:00 | 0.50493 | 0.5407 | 0.50493 | 0.53726 | 0.59874 | 0.54739 | 0.47769 | 0.50904 | 0.54298 | 0.57212 | 0.6298 | 0.59577 | 0.54675
3818 | 2004-06-08 | 02:00 | 0.48663 | 0.50904 | 0.48663 | 0.50493 | 0.54739 | 0.51704 | 0.45236 | 0.48908 | 0.52492 | 0.54298 | 0.67822 | 0.64184 | 0.60481
3819 | 2004-06-08 | 03:00 | 0.47516 | 0.48908 | 0.47516 | 0.48663 | 0.51704 | 0.4991 | 0.43842 | 0.47886 | 0.51197 | 0.52492 | 0.69123 | 0.68628 | 0.64833
3820 | 2004-06-08 | 04:00 | 0.48139 | 0.47886 | 0.48139 | 0.47516 | 0.4991 | 0.49049 | 0.43423 | 0.47939 | 0.51019 | 0.51197 | 0.69911 | 0.72389 | 0.68527
3821 | 2004-06-08 | 05:00 | 0.50869 | 0.47939 | 0.50869 | 0.48139 | 0.49049 | 0.49295 | 0.4412 | 0.50073 | 0.52583 | 0.51019 | 0.70396 | 0.75923 | 0.70645
3822 | 2004-06-08 | 06:00 | 0.56363 | 0.50073 | 0.56363 | 0.50869 | 0.49295 | 0.51409 | 0.47475 | 0.53763 | 0.55257 | 0.52583 | 0.706 | 0.786 | 0.71854
3823 | 2004-06-08 | 07:00 | 0.62475 | 0.53763 | 0.62475 | 0.56363 | 0.51409 | 0.58309 | 0.55934 | 0.56248 | 0.59737 | 0.55257 | 0.70574 | 0.81004 | 0.7157
3824 | 2004-06-08 | 08:00 | 0.66726 | 0.56248 | 0.66726 | 0.62475 | 0.58309 | 0.66254 | 0.6385 | 0.58141 | 0.63557 | 0.59737 | 0.70353 | 0.83116 | 0.71757
3825 | 2004-06-08 | 09:00 | 0.70549 | 0.58141 | 0.70549 | 0.66726 | 0.66254 | 0.71938 | 0.68245 | 0.60004 | 0.67128 | 0.63557 | 0.70092 | 0.84344 | 0.71524
3826 | 2004-06-08 | 10:00 | 0.73921 | 0.60004 | 0.73921 | 0.70549 | 0.71938 | 0.76598 | 0.71724 | 0.61759 | 0.70567 | 0.67128 | 0.69869 | 0.85031 | 0.70909
3827 | 2004-06-08 | 11:00 | 0.77505 | 0.61759 | 0.77505 | 0.73921 | 0.76598 | 0.80322 | 0.75365 | 0.62549 | 0.72991 | 0.70567 | 0.69967 | 0.84894 | 0.69802
3828 | 2004-06-08 | 12:00 | 0.80145 | 0.62549 | 0.80145 | 0.77505 | 0.80322 | 0.82953 | 0.78147 | 0.62718 | 0.74521 | 0.72991 | 0.69996 | 0.83537 | 0.6783
3829 | 2004-06-08 | 13:00 | 0.82524 | 0.62718 | 0.82524 | 0.80145 | 0.82953 | 0.84733 | 0.79818 | 0.63048 | 0.77399 | 0.74521 | 0.68868 | 0.81803 | 0.65526
3830 | 2004-06-08 | 14:00 | 0.8447 | 0.63048 | 0.8447 | 0.82524 | 0.84733 | 0.86565 | 0.81668 | 0.63213 | 0.77592 | 0.77399 | 0.68035 | 0.80115 | 0.64846
3831 | 2004-06-08 | 15:00 | 0.86384 | 0.63213 | 0.86384 | 0.8447 | 0.86565 | 0.87733 | 0.82501 | 0.6345 | 0.77662 | 0.77592 | 0.68359 | 0.78864 | 0.66617
3832 | 2004-06-08 | 16:00 | 0.88087 | 0.6345 | 0.88087 | 0.86384 | 0.87733 | 0.88605 | 0.83227 | 0.63724 | 0.77314 | 0.77662 | 0.67846 | 0.74331 | 0.64866
3833 | 2004-06-08 | 17:00 | 0.88027 | 0.63724 | 0.88027 | 0.88087 | 0.88605 | 0.89199 | 0.83708 | 0.63287 | 0.75596 | 0.77314 | 0.62672 | 0.67781 | 0.58848
3834 | 2004-06-08 | 18:00 | 0.85937 | 0.63287 | 0.85937 | 0.88027 | 0.89199 | 0.87979 | 0.82597 | 0.62443 | 0.73579 | 0.75596 | 0.56869 | 0.61619 | 0.53242
3835 | 2004-06-08 | 19:00 | 0.82746 | 0.62443 | 0.82746 | 0.85937 | 0.87979 | 0.84789 | 0.80474 | 0.61599 | 0.70941 | 0.73579 | 0.53016 | 0.57268 | 0.4967
3836 | 2004-06-08 | 20:00 | 0.8117 | 0.61599 | 0.8117 | 0.82746 | 0.84789 | 0.81852 | 0.78583 | 0.62039 | 0.69439 | 0.70941 | 0.51051 | 0.54677 | 0.46583
3837 | 2004-06-08 | 21:00 | 0.80743 | 0.62039 | 0.80743 | 0.8117 | 0.81852 | 0.80758 | 0.7901 | 0.62037 | 0.68743 | 0.69439 | 0.50088 | 0.527 | 0.45391
3838 | 2004-06-08 | 22:00 | 0.73861 | 0.62037 | 0.73861 | 0.80743 | 0.80758 | 0.80308 | 0.77065 | 0.58806 | 0.64889 | 0.68743 | 0.49944 | 0.51995 | 0.44957
3839 | 2004-06-08 | 23:00 | 0.6579 | 0.58806 | 0.6579 | 0.73861 | 0.80308 | 0.73921 | 0.68589 | 0.54362 | 0.59276 | 0.64889 | 0.51152 | 0.52545 | 0.45655
3840 | 2004-06-09 | 00:00 | 0.59778 | 0.54362 | 0.59778 | 0.6579 | 0.73921 | 0.66381 | 0.60309 | 0.50853 | 0.5495 | 0.59276 | 0.54817 | 0.54067 | 0.48286
3841 | 2004-06-09 | 01:00 | 0.56157 | 0.50853 | 0.56157 | 0.59778 | 0.66381 | 0.60623 | 0.54669 | 0.48658 | 0.52103 | 0.5495 | 0.61684 | 0.58149 | 0.53159
3842 | 2004-06-09 | 02:00 | 0.53954 | 0.48658 | 0.53954 | 0.56157 | 0.60623 | 0.57001 | 0.51373 | 0.47528 | 0.50486 | 0.52103 | 0.66725 | 0.62705 | 0.58767
3843 | 2004-06-09 | 03:00 | 0.52728 | 0.47528 | 0.52728 | 0.53954 | 0.57001 | 0.54912 | 0.49415 | 0.47152 | 0.49298 | 0.50486 | 0.68469 | 0.66491 | 0.62768
3844 | 2004-06-09 | 04:00 | 0.52916 | 0.47152 | 0.52916 | 0.52728 | 0.54912 | 0.5361 | 0.48383 | 0.47545 | 0.49216 | 0.49298 | 0.69389 | 0.69589 | 0.65977
3845 | 2004-06-09 | 05:00 | 0.55679 | 0.47545 | 0.55679 | 0.52916 | 0.5361 | 0.53635 | 0.49005 | 0.49871 | 0.50926 | 0.49216 | 0.70023 | 0.72107 | 0.68341
3846 | 2004-06-09 | 06:00 | 0.6164 | 0.49871 | 0.6164 | 0.55679 | 0.53635 | 0.55858 | 0.52048 | 0.53976 | 0.54301 | 0.50926 | 0.6998 | 0.73522 | 0.6938
3847 | 2004-06-09 | 07:00 | 0.68642 | 0.53976 | 0.68642 | 0.6164 | 0.55858 | 0.63089 | 0.61026 | 0.56444 | 0.57895 | 0.54301 | 0.69964 | 0.75205 | 0.69719
3848 | 2004-06-09 | 08:00 | 0.73993 | 0.56444 | 0.73993 | 0.68642 | 0.63089 | 0.71575 | 0.70223 | 0.58487 | 0.6052 | 0.57895 | 0.6965 | 0.76097 | 0.70394
3849 | 2004-06-09 | 09:00 | 0.79013 | 0.58487 | 0.79013 | 0.73993 | 0.71575 | 0.77853 | 0.75809 | 0.61296 | 0.62864 | 0.6052 | 0.69073 | 0.76095 | 0.70682
3850 | 2004-06-09 | 10:00 | 0.84353 | 0.61296 | 0.84353 | 0.79013 | 0.77853 | 0.83326 | 0.80764 | 0.64021 | 0.65026 | 0.62864 | 0.68378 | 0.75624 | 0.70384
3851 | 2004-06-09 | 11:00 | 0.88813 | 0.64021 | 0.88813 | 0.84353 | 0.83326 | 0.87828 | 0.85118 | 0.66594 | 0.66685 | 0.65026 | 0.67686 | 0.74884 | 0.69226
3852 | 2004-06-09 | 12:00 | 0.9237 | 0.66594 | 0.9237 | 0.88813 | 0.87828 | 0.91338 | 0.88555 | 0.68489 | 0.67952 | 0.66685 | 0.67545 | 0.73382 | 0.67534
3853 | 2004-06-09 | 13:00 | 0.95077 | 0.68489 | 0.95077 | 0.9237 | 0.91338 | 0.93951 | 0.90741 | 0.699 | 0.6922 | 0.67952 | 0.66488 | 0.71293 | 0.65221
3854 | 2004-06-09 | 14:00 | 0.97297 | 0.699 | 0.97297 | 0.95077 | 0.93951 | 0.96233 | 0.92855 | 0.70641 | 0.69519 | 0.6922 | 0.66156 | 0.70224 | 0.63971
3855 | 2004-06-09 | 15:00 | 0.98917 | 0.70641 | 0.98917 | 0.97297 | 0.96233 | 0.97911 | 0.94008 | 0.7074 | 0.70047 | 0.69519 | 0.66896 | 0.69918 | 0.65796
3856 | 2004-06-09 | 16:00 | 1 | 0.7074 | 1 | 0.98917 | 0.97911 | 0.99223 | 0.94792 | 0.69998 | 0.70029 | 0.70047 | 0.66049 | 0.66346 | 0.64675
3857 | 2004-06-09 | 17:00 | 0.99256 | 0.69998 | 0.99256 | 1 | 0.99223 | 1 | 0.95124 | 0.68349 | 0.69415 | 0.70029 | 0.60841 | 0.6071 | 0.58817
3858 | 2004-06-09 | 18:00 | 0.97021 | 0.68349 | 0.97021 | 0.99256 | 1 | 0.98442 | 0.93349 | 0.66415 | 0.67772 | 0.69415 | 0.55523 | 0.55684 | 0.53114
3859 | 2004-06-09 | 19:00 | 0.9348 | 0.66415 | 0.9348 | 0.97021 | 0.98442 | 0.94193 | 0.90757 | 0.64923 | 0.67164 | 0.67772 | 0.52185 | 0.52341 | 0.49394
3860 | 2004-06-09 | 20:00 | 0.9241 | 0.64923 | 0.9241 | 0.9348 | 0.94193 | 0.90697 | 0.88398 | 0.64464 | 0.66151 | 0.67164 | 0.50375 | 0.50244 | 0.46748
3861 | 2004-06-09 | 21:00 | 0.91344 | 0.64464 | 0.91344 | 0.9241 | 0.90697 | 0.9011 | 0.88166 | 0.64067 | 0.6567 | 0.66151 | 0.49449 | 0.48924 | 0.45339
3862 | 2004-06-09 | 22:00 | 0.83649 | 0.64067 | 0.83649 | 0.91344 | 0.9011 | 0.88844 | 0.83119 | 0.60385 | 0.6206 | 0.6567 | 0.49233 | 0.48583 | 0.44793
3863 | 2004-06-09 | 23:00 | 0.7515 | 0.60385 | 0.7515 | 0.83649 | 0.88844 | 0.8207 | 0.73781 | 0.55645 | 0.57057 | 0.6206 | 0.50522 | 0.49452 | 0.45617
3864 | 2004-06-10 | 00:00 | 0.67959 | 0.55645 | 0.67959 | 0.7515 | 0.8207 | 0.74006 | 0.65454 | 0.51817 | 0.53299 | 0.57057 | 0.54184 | 0.51108 | 0.48227
3865 | 2004-06-10 | 01:00 | 0.6422 | 0.51817 | 0.6422 | 0.67959 | 0.74006 | 0.67844 | 0.59521 | 0.491 | 0.50949 | 0.53299 | 0.60548 | 0.5476 | 0.5315
3866 | 2004-06-10 | 02:00 | 0.61159 | 0.491 | 0.61159 | 0.6422 | 0.67844 | 0.63623 | 0.56141 | 0.47528 | 0.49432 | 0.50949 | 0.65426 | 0.58466 | 0.59251
3867 | 2004-06-10 | 03:00 | 0.59337 | 0.47528 | 0.59337 | 0.61159 | 0.63623 | 0.6095 | 0.53906 | 0.46807 | 0.48538 | 0.49432 | 0.66983 | 0.62052 | 0.63332
3868 | 2004-06-10 | 04:00 | 0.59061 | 0.46807 | 0.59061 | 0.59337 | 0.6095 | 0.596 | 0.5284 | 0.47017 | 0.48638 | 0.48538 | 0.67364 | 0.64929 | 0.66495
3869 | 2004-06-10 | 05:00 | 0.61299 | 0.47017 | 0.61299 | 0.59061 | 0.596 | 0.59322 | 0.53073 | 0.49103 | 0.50584 | 0.48638 | 0.67582 | 0.67661 | 0.69014
3870 | 2004-06-10 | 06:00 | 0.66898 | 0.49103 | 0.66898 | 0.61299 | 0.59322 | 0.60908 | 0.56166 | 0.53273 | 0.53639 | 0.50584 | 0.6758 | 0.69711 | 0.70488
3871 | 2004-06-10 | 07:00 | 0.73157 | 0.53273 | 0.73157 | 0.66898 | 0.60908 | 0.67144 | 0.63982 | 0.55676 | 0.57516 | 0.53639 | 0.67191 | 0.71412 | 0.70929
3872 | 2004-06-10 | 08:00 | 0.77784 | 0.55676 | 0.77784 | 0.73157 | 0.67144 | 0.74248 | 0.71007 | 0.58479 | 0.60698 | 0.57516 | 0.66531 | 0.72451 | 0.71929
3873 | 2004-06-10 | 09:00 | 0.81708 | 0.58479 | 0.81708 | 0.77784 | 0.74248 | 0.78645 | 0.73308 | 0.61991 | 0.63722 | 0.60698 | 0.65866 | 0.73544 | 0.72438
3874 | 2004-06-10 | 10:00 | 0.85155 | 0.61991 | 0.85155 | 0.81708 | 0.78645 | 0.8162 | 0.74324 | 0.66337 | 0.66538 | 0.63722 | 0.6528 | 0.73833 | 0.72289
3875 | 2004-06-10 | 11:00 | 0.87408 | 0.66337 | 0.87408 | 0.85155 | 0.8162 | 0.83533 | 0.74801 | 0.70008 | 0.68939 | 0.66538 | 0.65099 | 0.73973 | 0.71366
3876 | 2004-06-10 | 12:00 | 0.88916 | 0.70008 | 0.88916 | 0.87408 | 0.83533 | 0.83818 | 0.74511 | 0.72949 | 0.70454 | 0.68939 | 0.65163 | 0.72922 | 0.69673
3877 | 2004-06-10 | 13:00 | 0.89853 | 0.72949 | 0.89853 | 0.88916 | 0.83818 | 0.83361 | 0.73478 | 0.75765 | 0.71948 | 0.70454 | 0.64678 | 0.71138 | 0.67064
3878 | 2004-06-10 | 14:00 | 0.9003 | 0.75765 | 0.9003 | 0.89853 | 0.83361 | 0.82823 | 0.73105 | 0.78175 | 0.72989 | 0.71948 | 0.64386 | 0.70077 | 0.65142
3879 | 2004-06-10 | 15:00 | 0.89986 | 0.78175 | 0.89986 | 0.9003 | 0.82823 | 0.81912 | 0.72259 | 0.79851 | 0.74509 | 0.72989 | 0.65221 | 0.69958 | 0.6655
3880 | 2004-06-10 | 16:00 | 0.88888 | 0.79851 | 0.88888 | 0.89986 | 0.81912 | 0.81103 | 0.71811 | 0.8085 | 0.75166 | 0.74509 | 0.65086 | 0.66458 | 0.6573
3881 | 2004-06-10 | 17:00 | 0.86283 | 0.8085 | 0.86283 | 0.88888 | 0.81103 | 0.80192 | 0.71832 | 0.80556 | 0.75117 | 0.75166 | 0.60428 | 0.60755 | 0.60006
3882 | 2004-06-10 | 18:00 | 0.82574 | 0.80556 | 0.82574 | 0.86283 | 0.80192 | 0.77737 | 0.70667 | 0.7866 | 0.74341 | 0.75117 | 0.54698 | 0.55549 | 0.54159
3883 | 2004-06-10 | 19:00 | 0.79536 | 0.7866 | 0.79536 | 0.82574 | 0.77737 | 0.74547 | 0.68627 | 0.75811 | 0.72857 | 0.74341 | 0.5116 | 0.52082 | 0.49686
3884 | 2004-06-10 | 20:00 | 0.78642 | 0.75811 | 0.78642 | 0.79536 | 0.74547 | 0.72669 | 0.67723 | 0.73543 | 0.71278 | 0.72857 | 0.49564 | 0.49853 | 0.47252
3885 | 2004-06-10 | 21:00 | 0.76402 | 0.73543 | 0.76402 | 0.78642 | 0.72669 | 0.72138 | 0.68519 | 0.72469 | 0.71026 | 0.71278 | 0.48706 | 0.48518 | 0.45756
3886 | 2004-06-10 | 22:00 | 0.7042 | 0.72469 | 0.7042 | 0.76402 | 0.72138 | 0.71072 | 0.67105 | 0.67607 | 0.67277 | 0.71026 | 0.48592 | 0.48097 | 0.45201
3887 | 2004-06-10 | 23:00 | 0.63583 | 0.67607 | 0.63583 | 0.7042 | 0.71072 | 0.65726 | 0.5989 | 0.61653 | 0.61486 | 0.67277 | 0.50144 | 0.48638 | 0.45783
3888 | 2004-06-11 | 00:00 | 0.58603 | 0.61653 | 0.58603 | 0.63583 | 0.65726 | 0.59494 | 0.52712 | 0.56874 | 0.57204 | 0.61486 | 0.53811 | 0.50189 | 0.48023
3889 | 2004-06-11 | 01:00 | 0.55146 | 0.56874 | 0.55146 | 0.58603 | 0.59494 | 0.54419 | 0.47869 | 0.53945 | 0.54409 | 0.57204 | 0.60311 | 0.53659 | 0.5241
3890 | 2004-06-11 | 02:00 | 0.53124 | 0.53945 | 0.53124 | 0.55146 | 0.54419 | 0.51335 | 0.44896 | 0.51943 | 0.52472 | 0.54409 | 0.64846 | 0.57479 | 0.58292
3891 | 2004-06-11 | 03:00 | 0.51765 | 0.51943 | 0.51765 | 0.53124 | 0.51335 | 0.49622 | 0.43444 | 0.5081 | 0.51179 | 0.52472 | 0.66627 | 0.61352 | 0.62926
3892 | 2004-06-11 | 04:00 | 0.51924 | 0.5081 | 0.51924 | 0.51765 | 0.49622 | 0.48809 | 0.4286 | 0.50878 | 0.50911 | 0.51179 | 0.67564 | 0.64638 | 0.66611
3893 | 2004-06-11 | 05:00 | 0.54265 | 0.50878 | 0.54265 | 0.51924 | 0.48809 | 0.48845 | 0.43465 | 0.52831 | 0.5241 | 0.50911 | 0.68115 | 0.67472 | 0.69692
3894 | 2004-06-11 | 06:00 | 0.59021 | 0.52831 | 0.59021 | 0.54265 | 0.48845 | 0.50512 | 0.46086 | 0.55922 | 0.54767 | 0.5241 | 0.67771 | 0.69669 | 0.71422
3895 | 2004-06-11 | 07:00 | 0.63773 | 0.55922 | 0.63773 | 0.59021 | 0.50512 | 0.56339 | 0.53749 | 0.58405 | 0.58902 | 0.54767 | 0.67292 | 0.71721 | 0.71985
3896 | 2004-06-11 | 08:00 | 0.66097 | 0.58405 | 0.66097 | 0.63773 | 0.56339 | 0.62758 | 0.60943 | 0.61933 | 0.63346 | 0.58902 | 0.66866 | 0.73465 | 0.73032
3897 | 2004-06-11 | 09:00 | 0.676 | 0.61933 | 0.676 | 0.66097 | 0.62758 | 0.66905 | 0.64882 | 0.65748 | 0.67277 | 0.63346 | 0.66342 | 0.74757 | 0.73361
3898 | 2004-06-11 | 10:00 | 0.6826 | 0.65748 | 0.6826 | 0.676 | 0.66905 | 0.69518 | 0.66786 | 0.69595 | 0.70866 | 0.67277 | 0.65732 | 0.75405 | 0.73187
3899 | 2004-06-11 | 11:00 | 0.6822 | 0.69595 | 0.6822 | 0.6826 | 0.69518 | 0.71062 | 0.6837 | 0.73256 | 0.74163 | 0.70866 | 0.65251 | 0.75649 | 0.72321
3900 | 2004-06-11 | 12:00 | 0.67707 | 0.73256 | 0.67707 | 0.6822 | 0.71062 | 0.71445 | 0.68896 | 0.764 | 0.77167 | 0.74163 | 0.64607 | 0.7462 | 0.70381
3901 | 2004-06-11 | 13:00 | 0.67157 | 0.764 | 0.67157 | 0.67707 | 0.71445 | 0.71297 | 0.68593 | 0.79382 | 0.80181 | 0.77167 | 0.63444 | 0.72394 | 0.67112
3902 | 2004-06-11 | 14:00 | 0.66303 | 0.79382 | 0.66303 | 0.67157 | 0.71297 | 0.71466 | 0.68842 | 0.77827 | 0.82242 | 0.80181 | 0.62086 | 0.70516 | 0.64464
3903 | 2004-06-11 | 15:00 | 0.65395 | 0.77827 | 0.65395 | 0.66303 | 0.71466 | 0.7121 | 0.68452 | 0.83794 | 0.83803 | 0.82242 | 0.63358 | 0.70194 | 0.65912
3904 | 2004-06-11 | 16:00 | 0.64512 | 0.83794 | 0.64512 | 0.65395 | 0.7121 | 0.70886 | 0.68005 | 0.84473 | 0.84826 | 0.83803 | 0.6338 | 0.67278 | 0.6516
3905 | 2004-06-11 | 17:00 | 0.63483 | 0.84473 | 0.63483 | 0.64512 | 0.70886 | 0.70379 | 0.67735 | 0.84229 | 0.83974 | 0.84826 | 0.59771 | 0.61945 | 0.60022
3906 | 2004-06-11 | 18:00 | 0.62274 | 0.84229 | 0.62274 | 0.63483 | 0.70379 | 0.68938 | 0.66155 | 0.82891 | 0.82175 | 0.83974 | 0.55121 | 0.57083 | 0.54464
3907 | 2004-06-11 | 19:00 | 0.61137 | 0.82891 | 0.61137 | 0.62274 | 0.68938 | 0.66454 | 0.6414 | 0.80431 | 0.79146 | 0.82175 | 0.51597 | 0.53492 | 0.49763
3908 | 2004-06-11 | 20:00 | 0.61211 | 0.80431 | 0.61211 | 0.61137 | 0.66454 | 0.64566 | 0.62336 | 0.78223 | 0.76425 | 0.79146 | 0.49595 | 0.50887 | 0.4712
3909 | 2004-06-11 | 21:00 | 0.61057 | 0.78223 | 0.61057 | 0.61211 | 0.64566 | 0.64151 | 0.62573 | 0.75045 | 0.74774 | 0.76425 | 0.48714 | 0.49337 | 0.45817
3910 | 2004-06-11 | 22:00 | 0.57289 | 0.75045 | 0.57289 | 0.61057 | 0.64151 | 0.64612 | 0.61872 | 0.6901 | 0.71113 | 0.74774 | 0.48254 | 0.48476 | 0.44852
3911 | 2004-06-11 | 23:00 | 0.53282 | 0.6901 | 0.53282 | 0.57289 | 0.64612 | 0.60606 | 0.56593 | 0.63657 | 0.65322 | 0.71113 | 0.48714 | 0.48219 | 0.4468
3912 | 2004-06-12 | 00:00 | 0.4875 | 0.63657 | 0.4875 | 0.53282 | 0.60606 | 0.56016 | 0.50999 | 0.58936 | 0.60247 | 0.65322 | 0.49643 | 0.47781 | 0.45237
3913 | 2004-06-12 | 01:00 | 0.45961 | 0.58936 | 0.45961 | 0.4875 | 0.56016 | 0.51419 | 0.46185 | 0.55365 | 0.56668 | 0.60247 | 0.52528 | 0.49644 | 0.46503
3914 | 2004-06-12 | 02:00 | 0.44351 | 0.55365 | 0.44351 | 0.45961 | 0.51419 | 0.48377 | 0.43237 | 0.52653 | 0.54025 | 0.56668 | 0.56593 | 0.53238 | 0.49849
3915 | 2004-06-12 | 03:00 | 0.43288 | 0.52653 | 0.43288 | 0.44351 | 0.48377 | 0.46355 | 0.41616 | 0.5095 | 0.52078 | 0.54025 | 0.60521 | 0.57821 | 0.54123
3916 | 2004-06-12 | 04:00 | 0.43246 | 0.5095 | 0.43246 | 0.43288 | 0.46355 | 0.45401 | 0.4089 | 0.50238 | 0.51014 | 0.52078 | 0.62472 | 0.61953 | 0.581
3917 | 2004-06-12 | 05:00 | 0.4347 | 0.50238 | 0.4347 | 0.43246 | 0.45401 | 0.44846 | 0.40898 | 0.5054 | 0.50911 | 0.51014 | 0.63026 | 0.65407 | 0.612
3918 | 2004-06-12 | 06:00 | 0.44592 | 0.5054 | 0.44592 | 0.4347 | 0.44846 | 0.44533 | 0.41242 | 0.51112 | 0.50851 | 0.50911 | 0.6264 | 0.6802 | 0.62948
3919 | 2004-06-12 | 07:00 | 0.48477 | 0.51112 | 0.48477 | 0.44592 | 0.44533 | 0.46439 | 0.44211 | 0.52885 | 0.53103 | 0.50851 | 0.61902 | 0.70167 | 0.63818
3920 | 2004-06-12 | 08:00 | 0.5317 | 0.52885 | 0.5317 | 0.48477 | 0.46439 | 0.50572 | 0.49465 | 0.57291 | 0.57243 | 0.53103 | 0.61168 | 0.71654 | 0.64108
3921 | 2004-06-12 | 09:00 | 0.56786 | 0.57291 | 0.56786 | 0.5317 | 0.50572 | 0.55524 | 0.55117 | 0.62592 | 0.62001 | 0.57243 | 0.6063 | 0.72827 | 0.64485
3922 | 2004-06-12 | 10:00 | 0.59128 | 0.62592 | 0.59128 | 0.56786 | 0.55524 | 0.59624 | 0.58588 | 0.67666 | 0.6593 | 0.62001 | 0.60492 | 0.73385 | 0.6489
3923 | 2004-06-12 | 11:00 | 0.60114 | 0.67666 | 0.60114 | 0.59128 | 0.59624 | 0.61826 | 0.60221 | 0.71667 | 0.69537 | 0.6593 | 0.6091 | 0.7388 | 0.64998
3924 | 2004-06-12 | 12:00 | 0.60387 | 0.71667 | 0.60387 | 0.60114 | 0.61826 | 0.62596 | 0.60532 | 0.74727 | 0.72211 | 0.69537 | 0.61461 | 0.7329 | 0.64724
3925 | 2004-06-12 | 13:00 | 0.60285 | 0.74727 | 0.60285 | 0.60387 | 0.62596 | 0.62677 | 0.59765 | 0.76984 | 0.74949 | 0.72211 | 0.61333 | 0.72232 | 0.6353
3926 | 2004-06-12 | 14:00 | 0.604 | 0.76984 | 0.604 | 0.60285 | 0.62677 | 0.62371 | 0.58617 | 0.78853 | 0.76969 | 0.74949 | 0.61189 | 0.7078 | 0.62259
3927 | 2004-06-12 | 15:00 | 0.60975 | 0.78853 | 0.60975 | 0.604 | 0.62371 | 0.62146 | 0.57804 | 0.80216 | 0.7844 | 0.76969 | 0.61865 | 0.70142 | 0.6319
3928 | 2004-06-12 | 16:00 | 0.61689 | 0.80216 | 0.61689 | 0.60975 | 0.62146 | 0.62157 | 0.58082 | 0.81159 | 0.79589 | 0.7844 | 0.61588 | 0.67031 | 0.62741
3929 | 2004-06-12 | 17:00 | 0.61719 | 0.81159 | 0.61719 | 0.61689 | 0.62157 | 0.62487 | 0.58422 | 0.80749 | 0.79617 | 0.79589 | 0.58099 | 0.61885 | 0.58559
3930 | 2004-06-12 | 18:00 | 0.61156 | 0.80749 | 0.61156 | 0.61719 | 0.62487 | 0.62807 | 0.58724 | 0.78766 | 0.78316 | 0.79617 | 0.53673 | 0.57305 | 0.53579
3931 | 2004-06-12 | 19:00 | 0.59487 | 0.78766 | 0.59487 | 0.61156 | 0.62807 | 0.62125 | 0.58289 | 0.75695 | 0.75761 | 0.78316 | 0.50511 | 0.53582 | 0.49328
3932 | 2004-06-12 | 20:00 | 0.58997 | 0.75695 | 0.58997 | 0.59487 | 0.62125 | 0.60887 | 0.57584 | 0.73126 | 0.73138 | 0.75761 | 0.4844 | 0.51054 | 0.46581
3933 | 2004-06-12 | 21:00 | 0.59699 | 0.73126 | 0.59699 | 0.58997 | 0.60887 | 0.60901 | 0.58405 | 0.71635 | 0.71113 | 0.73138 | 0.47365 | 0.49342 | 0.44965
3934 | 2004-06-12 | 22:00 | 0.56473 | 0.71635 | 0.56473 | 0.59699 | 0.60901 | 0.61826 | 0.58289 | 0.67323 | 0.65433 | 0.71113 | 0.46907 | 0.48329 | 0.43927
3935 | 2004-06-12 | 23:00 | 0.51953 | 0.67323 | 0.51953 | 0.56473 | 0.61826 | 0.58499 | 0.54495 | 0.62355 | 0.60229 | 0.65433 | 0.46827 | 0.47786 | 0.43637
3936 | 2004-06-13 | 00:00 | 0.47828 | 0.62355 | 0.47828 | 0.51953 | 0.58499 | 0.5406 | 0.49706 | 0.57716 | 0.55903 | 0.60229 | 0.46931 | 0.47054 | 0.43884
3937 | 2004-06-13 | 01:00 | 0.45003 | 0.57716 | 0.45003 | 0.47828 | 0.5406 | 0.50192 | 0.44933 | 0.53932 | 0.52549 | 0.55903 | 0.48637 | 0.48284 | 0.43659
3938 | 2004-06-13 | 02:00 | 0.43158 | 0.53932 | 0.43158 | 0.45003 | 0.50192 | 0.47533 | 0.42155 | 0.50834 | 0.50249 | 0.52549 | 0.52278 | 0.51691 | 0.46257
3939 | 2004-06-13 | 03:00 | 0.42161 | 0.50834 | 0.42161 | 0.43158 | 0.47533 | 0.45686 | 0.40629 | 0.48832 | 0.48417 | 0.50249 | 0.56457 | 0.56299 | 0.50022
3940 | 2004-06-13 | 04:00 | 0.4172 | 0.48832 | 0.4172 | 0.42161 | 0.45686 | 0.44533 | 0.39895 | 0.47756 | 0.47028 | 0.48417 | 0.59653 | 0.60745 | 0.54013
3941 | 2004-06-13 | 05:00 | 0.41539 | 0.47756 | 0.41539 | 0.4172 | 0.44533 | 0.44061 | 0.39712 | 0.47391 | 0.46431 | 0.47028 | 0.60947 | 0.64991 | 0.5747
3942 | 2004-06-13 | 06:00 | 0.4184 | 0.47391 | 0.4184 | 0.41539 | 0.44061 | 0.43369 | 0.39372 | 0.46891 | 0.45787 | 0.46431 | 0.61647 | 0.68695 | 0.59996
3943 | 2004-06-13 | 07:00 | 0.44467 | 0.46891 | 0.44467 | 0.4184 | 0.43369 | 0.44072 | 0.41155 | 0.48212 | 0.46943 | 0.45787 | 0.61881 | 0.71711 | 0.61545
3944 | 2004-06-13 | 08:00 | 0.48251 | 0.48212 | 0.48251 | 0.44467 | 0.44072 | 0.47037 | 0.4475 | 0.5272 | 0.50277 | 0.46943 | 0.61743 | 0.74306 | 0.62686
3945 | 2004-06-13 | 09:00 | 0.51841 | 0.5272 | 0.51841 | 0.48251 | 0.47037 | 0.51321 | 0.50058 | 0.57705 | 0.53721 | 0.50277 | 0.61187 | 0.7673 | 0.63684
3946 | 2004-06-13 | 10:00 | 0.54236 | 0.57705 | 0.54236 | 0.51841 | 0.51321 | 0.55172 | 0.54346 | 0.62783 | 0.56944 | 0.53721 | 0.61575 | 0.78466 | 0.64545
3947 | 2004-06-13 | 11:00 | 0.55821 | 0.62783 | 0.55821 | 0.54236 | 0.55172 | 0.58024 | 0.56946 | 0.67315 | 0.60198 | 0.56944 | 0.62171 | 0.79823 | 0.65172
3948 | 2004-06-13 | 12:00 | 0.5654 | 0.67315 | 0.5654 | 0.55821 | 0.58024 | 0.59839 | 0.58525 | 0.71722 | 0.6364 | 0.60198 | 0.62464 | 0.80289 | 0.65169
3949 | 2004-06-13 | 13:00 | 0.5706 | 0.71722 | 0.5706 | 0.5654 | 0.59839 | 0.60929 | 0.59011 | 0.74948 | 0.6686 | 0.6364 | 0.62722 | 0.79325 | 0.64535
3950 | 2004-06-13 | 14:00 | 0.57257 | 0.74948 | 0.57257 | 0.5706 | 0.60929 | 0.61204 | 0.58521 | 0.77335 | 0.6949 | 0.6686 | 0.62576 | 0.77499 | 0.63086
3951 | 2004-06-13 | 15:00 | 0.57284 | 0.77335 | 0.57284 | 0.57257 | 0.61204 | 0.60912 | 0.5804 | 0.79148 | 0.71716 | 0.6949 | 0.62917 | 0.76279 | 0.6413
3952 | 2004-06-13 | 16:00 | 0.57583 | 0.79148 | 0.57583 | 0.57284 | 0.60912 | 0.60715 | 0.57991 | 0.80141 | 0.73805 | 0.71716 | 0.62994 | 0.72301 | 0.63897
3953 | 2004-06-13 | 17:00 | 0.5769 | 0.80141 | 0.5769 | 0.57583 | 0.60715 | 0.60655 | 0.58604 | 0.79795 | 0.74645 | 0.73805 | 0.58525 | 0.6601 | 0.58755
3954 | 2004-06-13 | 18:00 | 0.57707 | 0.79795 | 0.57707 | 0.5769 | 0.60655 | 0.60553 | 0.59011 | 0.77668 | 0.73635 | 0.74645 | 0.52153 | 0.60399 | 0.52917
3955 | 2004-06-13 | 19:00 | 0.5767 | 0.77668 | 0.5767 | 0.57707 | 0.60553 | 0.6037 | 0.58762 | 0.7464 | 0.71809 | 0.73635 | 0.50032 | 0.56077 | 0.48932
3956 | 2004-06-13 | 20:00 | 0.59225 | 0.7464 | 0.59225 | 0.5767 | 0.6037 | 0.59997 | 0.58621 | 0.72078 | 0.6983 | 0.71809 | 0.4843 | 0.53422 | 0.46724
3957 | 2004-06-13 | 21:00 | 0.60201 | 0.72078 | 0.60201 | 0.59225 | 0.59997 | 0.61337 | 0.60379 | 0.71124 | 0.69168 | 0.6983 | 0.47618 | 0.51532 | 0.45473
3958 | 2004-06-13 | 22:00 | 0.57145 | 0.71124 | 0.57145 | 0.60201 | 0.61337 | 0.62262 | 0.59857 | 0.66545 | 0.65268 | 0.69168 | 0.47767 | 0.50772 | 0.4535
3959 | 2004-06-13 | 23:00 | 0.52941 | 0.66545 | 0.52941 | 0.57145 | 0.62262 | 0.58798 | 0.54466 | 0.60499 | 0.59788 | 0.65268 | 0.49529 | 0.51238 | 0.46381
3960 | 2004-06-14 | 00:00 | 0.49208 | 0.60499 | 0.49208 | 0.52941 | 0.58798 | 0.53997 | 0.48926 | 0.55092 | 0.55566 | 0.59788 | 0.53271 | 0.52762 | 0.49465
3961 | 2004-06-14 | 01:00 | 0.46805 | 0.55092 | 0.46805 | 0.49208 | 0.53997 | 0.50346 | 0.44684 | 0.51559 | 0.5267 | 0.55566 | 0.60167 | 0.56927 | 0.54231
3962 | 2004-06-14 | 02:00 | 0.45776 | 0.51559 | 0.45776 | 0.46805 | 0.50346 | 0.48219 | 0.42698 | 0.49284 | 0.51106 | 0.5267 | 0.65698 | 0.61582 | 0.60831
3963 | 2004-06-14 | 03:00 | 0.45628 | 0.49284 | 0.45628 | 0.45776 | 0.48219 | 0.47023 | 0.41748 | 0.48074 | 0.50143 | 0.51106 | 0.67928 | 0.65626 | 0.65193
3964 | 2004-06-14 | 04:00 | 0.46521 | 0.48074 | 0.46521 | 0.45628 | 0.47023 | 0.46713 | 0.41566 | 0.48018 | 0.4972 | 0.50143 | 0.69419 | 0.69908 | 0.69361
3965 | 2004-06-14 | 05:00 | 0.5009 | 0.48018 | 0.5009 | 0.46521 | 0.46713 | 0.47385 | 0.42739 | 0.49946 | 0.51689 | 0.4972 | 0.70518 | 0.74 | 0.72987
3966 | 2004-06-14 | 06:00 | 0.55535 | 0.49946 | 0.55535 | 0.5009 | 0.47385 | 0.5028 | 0.46081 | 0.53078 | 0.54126 | 0.51689 | 0.71005 | 0.77821 | 0.75365
3967 | 2004-06-14 | 07:00 | 0.61689 | 0.53078 | 0.61689 | 0.55535 | 0.5028 | 0.56726 | 0.54503 | 0.55729 | 0.5883 | 0.54126 | 0.71223 | 0.80316 | 0.768
3968 | 2004-06-14 | 08:00 | 0.65863 | 0.55729 | 0.65863 | 0.61689 | 0.56726 | 0.64534 | 0.6239 | 0.59417 | 0.64116 | 0.5883 | 0.71117 | 0.83656 | 0.78602
3969 | 2004-06-14 | 09:00 | 0.68834 | 0.59417 | 0.68834 | 0.65863 | 0.64534 | 0.69862 | 0.66607 | 0.63935 | 0.69029 | 0.64116 | 0.70859 | 0.85908 | 0.80013
3970 | 2004-06-14 | 10:00 | 0.71794 | 0.63935 | 0.71794 | 0.68834 | 0.69862 | 0.73633 | 0.68954 | 0.68818 | 0.737 | 0.69029 | 0.70592 | 0.87278 | 0.80636
3971 | 2004-06-14 | 11:00 | 0.74056 | 0.68818 | 0.74056 | 0.71794 | 0.73633 | 0.76256 | 0.71218 | 0.7358 | 0.78141 | 0.737 | 0.70047 | 0.8671 | 0.80265
3972 | 2004-06-14 | 12:00 | 0.7575 | 0.7358 | 0.7575 | 0.74056 | 0.76256 | 0.77509 | 0.7235 | 0.77479 | 0.81606 | 0.78141 | 0.69839 | 0.85248 | 0.78341
3973 | 2004-06-14 | 13:00 | 0.77706 | 0.77479 | 0.77706 | 0.7575 | 0.77509 | 0.78124 | 0.72454 | 0.81331 | 0.84927 | 0.81606 | 0.69318 | 0.83684 | 0.7523
3974 | 2004-06-14 | 14:00 | 0.79513 | 0.81331 | 0.79513 | 0.77706 | 0.78124 | 0.78792 | 0.72665 | 0.8404 | 0.8724 | 0.84927 | 0.68327 | 0.81153 | 0.72742
3975 | 2004-06-14 | 15:00 | 0.81191 | 0.8404 | 0.81191 | 0.79513 | 0.78792 | 0.79418 | 0.72251 | 0.85719 | 0.88801 | 0.8724 | 0.68429 | 0.79646 | 0.7253
3976 | 2004-06-14 | 16:00 | 0.82666 | 0.85719 | 0.82666 | 0.81191 | 0.79418 | 0.80181 | 0.72155 | 0.86291 | 0.89373 | 0.88801 | 0.67968 | 0.75029 | 0.70296
3977 | 2004-06-14 | 17:00 | 0.8309 | 0.86291 | 0.8309 | 0.82666 | 0.80181 | 0.8137 | 0.72458 | 0.85465 | 0.88016 | 0.89373 | 0.63143 | 0.6806 | 0.63817
3978 | 2004-06-14 | 18:00 | 0.81669 | 0.85465 | 0.81669 | 0.8309 | 0.8137 | 0.8098 | 0.72259 | 0.83217 | 0.86058 | 0.88016 | 0.57724 | 0.61729 | 0.56443
3979 | 2004-06-14 | 19:00 | 0.79877 | 0.83217 | 0.79877 | 0.81669 | 0.8098 | 0.78652 | 0.71077 | 0.79827 | 0.8343 | 0.86058 | 0.53226 | 0.57482 | 0.51847
3980 | 2004-06-14 | 20:00 | 0.79386 | 0.79827 | 0.79386 | 0.79877 | 0.78652 | 0.76358 | 0.70173 | 0.77417 | 0.80807 | 0.8343 | 0.51264 | 0.5462 | 0.49068
3981 | 2004-06-14 | 21:00 | 0.78491 | 0.77417 | 0.78491 | 0.79386 | 0.76358 | 0.76605 | 0.70696 | 0.75434 | 0.79102 | 0.80807 | 0.50341 | 0.52526 | 0.47802
3982 | 2004-06-14 | 22:00 | 0.72727 | 0.75434 | 0.72727 | 0.78491 | 0.76605 | 0.76038 | 0.68502 | 0.6997 | 0.73831 | 0.79102 | 0.5016 | 0.51786 | 0.46656
3983 | 2004-06-14 | 23:00 | 0.65587 | 0.6997 | 0.65587 | 0.72727 | 0.76038 | 0.70042 | 0.61648 | 0.63039 | 0.66917 | 0.73831 | 0.51663 | 0.52154 | 0.4763
3984 | 2004-06-15 | 00:00 | 0.60064 | 0.63039 | 0.60064 | 0.65587 | 0.70042 | 0.63282 | 0.54532 | 0.57617 | 0.61777 | 0.66917 | 0.55174 | 0.53559 | 0.50696
3985 | 2004-06-15 | 01:00 | 0.56761 | 0.57617 | 0.56761 | 0.60064 | 0.63282 | 0.58313 | 0.49959 | 0.54 | 0.58091 | 0.61777 | 0.61554 | 0.57594 | 0.54943
3986 | 2004-06-15 | 02:00 | 0.54525 | 0.54 | 0.54525 | 0.56761 | 0.58313 | 0.55492 | 0.47541 | 0.51713 | 0.55563 | 0.58091 | 0.66073 | 0.626 | 0.61285
3987 | 2004-06-15 | 03:00 | 0.53507 | 0.51713 | 0.53507 | 0.54525 | 0.55492 | 0.53726 | 0.46334 | 0.50291 | 0.5386 | 0.55563 | 0.67995 | 0.67377 | 0.66112
3988 | 2004-06-15 | 04:00 | 0.53676 | 0.50291 | 0.53676 | 0.53507 | 0.53726 | 0.52844 | 0.45804 | 0.49987 | 0.53319 | 0.5386 | 0.69091 | 0.71716 | 0.70127
3989 | 2004-06-15 | 05:00 | 0.56291 | 0.49987 | 0.56291 | 0.53676 | 0.52844 | 0.52946 | 0.46645 | 0.51849 | 0.54412 | 0.53319 | 0.69858 | 0.75699 | 0.73638
3990 | 2004-06-15 | 06:00 | 0.61792 | 0.51849 | 0.61792 | 0.56291 | 0.52946 | 0.55175 | 0.50153 | 0.55005 | 0.56635 | 0.54412 | 0.6997 | 0.79103 | 0.76595
3991 | 2004-06-15 | 07:00 | 0.68396 | 0.55005 | 0.68396 | 0.61792 | 0.55175 | 0.6209 | 0.58969 | 0.57349 | 0.6001 | 0.56635 | 0.70316 | 0.81963 | 0.78513
3992 | 2004-06-15 | 08:00 | 0.73112 | 0.57349 | 0.73112 | 0.68396 | 0.6209 | 0.70422 | 0.67528 | 0.59777 | 0.63155 | 0.6001 | 0.70425 | 0.84025 | 0.80535
3993 | 2004-06-15 | 09:00 | 0.7692 | 0.59777 | 0.7692 | 0.73112 | 0.70422 | 0.76137 | 0.72719 | 0.62205 | 0.66185 | 0.63155 | 0.70763 | 0.85367 | 0.82094
3994 | 2004-06-15 | 10:00 | 0.81215 | 0.62205 | 0.81215 | 0.7692 | 0.76137 | 0.80108 | 0.76829 | 0.64398 | 0.68898 | 0.66185 | 0.70659 | 0.85915 | 0.8297
3995 | 2004-06-15 | 11:00 | 0.84684 | 0.64398 | 0.84684 | 0.81215 | 0.80108 | 0.83336 | 0.80233 | 0.6704 | 0.71768 | 0.68898 | 0.70598 | 0.85258 | 0.82798
3996 | 2004-06-15 | 12:00 | 0.87424 | 0.6704 | 0.87424 | 0.84684 | 0.83336 | 0.86241 | 0.82476 | 0.69967 | 0.74241 | 0.71768 | 0.70246 | 0.83781 | 0.81193
3997 | 2004-06-15 | 13:00 | 0.90615 | 0.69967 | 0.90615 | 0.87424 | 0.86241 | 0.88214 | 0.83683 | 0.73254 | 0.76286 | 0.74241 | 0.69352 | 0.81377 | 0.78281
3998 | 2004-06-15 | 14:00 | 0.93067 | 0.73254 | 0.93067 | 0.90615 | 0.88214 | 0.90416 | 0.85711 | 0.75454 | 0.78321 | 0.76286 | 0.68511 | 0.79355 | 0.75497
3999 | 2004-06-15 | 15:00 | 0.94824 | 0.75454 | 0.94824 | 0.93067 | 0.90416 | 0.91967 | 0.87029 | 0.7612 | 0.80083 | 0.78321 | 0.68413 | 0.7791 | 0.74378
4000 | 2004-06-15 | 16:00 | 0.95456 | 0.7612 | 0.95456 | 0.94824 | 0.91967 | 0.92632 | 0.88083 | 0.75274 | 0.80828 | 0.80083 | 0.68415 | 0.73895 | 0.71841
4001 | 2004-06-15 | 17:00 | 0.94324 | 0.75274 | 0.94324 | 0.95456 | 0.92632 | 0.93455 | 0.88676 | 0.73258 | 0.80225 | 0.80828 | 0.63574 | 0.67978 | 0.6488
4002 | 2004-06-15 | 18:00 | 0.91021 | 0.73258 | 0.91021 | 0.94324 | 0.93455 | 0.92579 | 0.87701 | 0.70206 | 0.78679 | 0.80225 | 0.56465 | 0.62137 | 0.57849
4003 | 2004-06-15 | 19:00 | 0.87716 | 0.70206 | 0.87716 | 0.91021 | 0.92579 | 0.89094 | 0.85636 | 0.67487 | 0.76441 | 0.78679 | 0.53684 | 0.57866 | 0.5292
4004 | 2004-06-15 | 20:00 | 0.86379 | 0.67487 | 0.86379 | 0.87716 | 0.89094 | 0.86122 | 0.83434 | 0.66373 | 0.74777 | 0.76441 | 0.51711 | 0.5535 | 0.49967
4005 | 2004-06-15 | 21:00 | 0.84817 | 0.66373 | 0.84817 | 0.86379 | 0.86122 | 0.8538 | 0.83256 | 0.65732 | 0.74161 | 0.74777 | 0.50679 | 0.5343 | 0.48138
4006 | 2004-06-15 | 22:00 | 0.78067 | 0.65732 | 0.78067 | 0.84817 | 0.8538 | 0.85105 | 0.81543 | 0.61498 | 0.69508 | 0.74161 | 0.50434 | 0.52645 | 0.47278
4007 | 2004-06-15 | 23:00 | 0.70363 | 0.61498 | 0.70363 | 0.78067 | 0.85105 | 0.79088 | 0.73242 | 0.55985 | 0.63361 | 0.69508 | 0.51908 | 0.53123 | 0.47632
4008 | 2004-06-16 | 00:00 | 0.64333 | 0.55985 | 0.64333 | 0.70363 | 0.79088 | 0.71343 | 0.64521 | 0.51503 | 0.58474 | 0.63361 | 0.55265 | 0.54521 | 0.50506
4009 | 2004-06-16 | 01:00 | 0.6056 | 0.51503 | 0.6056 | 0.64333 | 0.71343 | 0.65192 | 0.58567 | 0.48977 | 0.55236 | 0.58474 | 0.61447 | 0.58189 | 0.55555
4010 | 2004-06-16 | 02:00 | 0.58043 | 0.48977 | 0.58043 | 0.6056 | 0.65192 | 0.61446 | 0.54872 | 0.4699 | 0.53394 | 0.55236 | 0.66031 | 0.62476 | 0.61826
4011 | 2004-06-16 | 03:00 | 0.56587 | 0.4699 | 0.56587 | 0.58043 | 0.61446 | 0.58745 | 0.525 | 0.46075 | 0.52062 | 0.53394 | 0.68136 | 0.66857 | 0.6691
4012 | 2004-06-16 | 04:00 | 0.56727 | 0.46075 | 0.56727 | 0.56587 | 0.58745 | 0.57191 | 0.51269 | 0.4619 | 0.51964 | 0.52062 | 0.69485 | 0.70406 | 0.70991
4013 | 2004-06-16 | 05:00 | 0.59382 | 0.4619 | 0.59382 | 0.56727 | 0.57191 | 0.56948 | 0.51505 | 0.47615 | 0.53157 | 0.51964 | 0.70481 | 0.73527 | 0.74068
4014 | 2004-06-16 | 06:00 | 0.64584 | 0.47615 | 0.64584 | 0.59382 | 0.56948 | 0.58288 | 0.53914 | 0.51127 | 0.55908 | 0.53157 | 0.70813 | 0.76095 | 0.75975
4015 | 2004-06-16 | 07:00 | 0.71092 | 0.51127 | 0.71092 | 0.64584 | 0.58288 | 0.64197 | 0.62286 | 0.53599 | 0.59608 | 0.55908 | 0.71255 | 0.78025 | 0.76957
4016 | 2004-06-16 | 08:00 | 0.75584 | 0.53599 | 0.75584 | 0.71092 | 0.64197 | 0.71871 | 0.70746 | 0.56447 | 0.63367 | 0.59608 | 0.72195 | 0.79577 | 0.77923
4017 | 2004-06-16 | 09:00 | 0.7954 | 0.56447 | 0.7954 | 0.75584 | 0.71871 | 0.77389 | 0.75738 | 0.59868 | 0.67136 | 0.63367 | 0.72501 | 0.80448 | 0.78557
4018 | 2004-06-16 | 10:00 | 0.82998 | 0.59868 | 0.82998 | 0.7954 | 0.77389 | 0.81599 | 0.79238 | 0.63565 | 0.70794 | 0.67136 | 0.72703 | 0.80296 | 0.78417
4019 | 2004-06-16 | 11:00 | 0.85563 | 0.63565 | 0.85563 | 0.82998 | 0.81599 | 0.84894 | 0.82306 | 0.66873 | 0.73924 | 0.70794 | 0.729 | 0.79686 | 0.776
4020 | 2004-06-16 | 12:00 | 0.87641 | 0.66873 | 0.87641 | 0.85563 | 0.84894 | 0.87131 | 0.84446 | 0.69972 | 0.764 | 0.73924 | 0.72716 | 0.78199 | 0.75752
4021 | 2004-06-16 | 13:00 | 0.89508 | 0.69972 | 0.89508 | 0.87641 | 0.87131 | 0.8833 | 0.85566 | 0.7322 | 0.79022 | 0.764 | 0.71654 | 0.76152 | 0.7281
4022 | 2004-06-16 | 14:00 | 0.90658 | 0.7322 | 0.90658 | 0.89508 | 0.8833 | 0.90377 | 0.87079 | 0.75951 | 0.80408 | 0.79022 | 0.70289 | 0.74812 | 0.70666
4023 | 2004-06-16 | 15:00 | 0.91531 | 0.75951 | 0.91531 | 0.90658 | 0.90377 | 0.91454 | 0.88195 | 0.78511 | 0.80684 | 0.80408 | 0.70169 | 0.7456 | 0.70822
4024 | 2004-06-16 | 16:00 | 0.91615 | 0.78511 | 0.91615 | 0.91531 | 0.91454 | 0.92319 | 0.89107 | 0.80373 | 0.8089 | 0.80684 | 0.69749 | 0.70899 | 0.69068
4025 | 2004-06-16 | 17:00 | 0.90403 | 0.80373 | 0.90403 | 0.91615 | 0.92319 | 0.92502 | 0.89393 | 0.80568 | 0.80217 | 0.8089 | 0.65112 | 0.65096 | 0.62924
4026 | 2004-06-16 | 18:00 | 0.87703 | 0.80568 | 0.87703 | 0.90403 | 0.92502 | 0.90398 | 0.87983 | 0.79034 | 0.78677 | 0.80217 | 0.59813 | 0.5991 | 0.56352
4027 | 2004-06-16 | 19:00 | 0.85292 | 0.79034 | 0.85292 | 0.87703 | 0.90398 | 0.86234 | 0.85188 | 0.75975 | 0.76142 | 0.78677 | 0.54607 | 0.56117 | 0.51431
4028 | 2004-06-16 | 20:00 | 0.84545 | 0.75975 | 0.84545 | 0.85292 | 0.86234 | 0.83442 | 0.82414 | 0.73669 | 0.73715 | 0.76142 | 0.52568 | 0.53706 | 0.48791
4029 | 2004-06-16 | 21:00 | 0.83562 | 0.73669 | 0.83562 | 0.84545 | 0.83442 | 0.83382 | 0.82078 | 0.72322 | 0.72667 | 0.73715 | 0.51278 | 0.52052 | 0.47496
4030 | 2004-06-16 | 22:00 | 0.77798 | 0.72322 | 0.77798 | 0.83562 | 0.83382 | 0.82735 | 0.80084 | 0.67234 | 0.67916 | 0.72667 | 0.50979 | 0.51268 | 0.46509
4031 | 2004-06-16 | 23:00 | 0.7033 | 0.67234 | 0.7033 | 0.77798 | 0.82735 | 0.76904 | 0.71844 | 0.60953 | 0.60633 | 0.67916 | 0.51986 | 0.51866 | 0.47003
4032 | 2004-06-17 | 00:00 | 0.64626 | 0.60953 | 0.64626 | 0.7033 | 0.76904 | 0.69458 | 0.6353 | 0.56084 | 0.5648 | 0.60633 | 0.54841 | 0.53472 | 0.49874
4033 | 2004-06-17 | 01:00 | 0.61065 | 0.56084 | 0.61065 | 0.64626 | 0.69458 | 0.63803 | 0.57344 | 0.52969 | 0.5359 | 0.5648 | 0.6075 | 0.56996 | 0.54832
4034 | 2004-06-17 | 02:00 | 0.58982 | 0.52969 | 0.58982 | 0.61065 | 0.63803 | 0.60465 | 0.53831 | 0.50916 | 0.5122 | 0.5359 | 0.65844 | 0.61455 | 0.60771
4035 | 2004-06-17 | 03:00 | 0.57904 | 0.50916 | 0.57904 | 0.58982 | 0.60465 | 0.58313 | 0.52024 | 0.49673 | 0.49865 | 0.5122 | 0.68516 | 0.65278 | 0.65172
4036 | 2004-06-17 | 04:00 | 0.58053 | 0.49673 | 0.58053 | 0.57904 | 0.58313 | 0.57324 | 0.51016 | 0.49661 | 0.49471 | 0.49865 | 0.7051 | 0.68892 | 0.68634
4037 | 2004-06-17 | 05:00 | 0.60893 | 0.49661 | 0.60893 | 0.58053 | 0.57324 | 0.5756 | 0.51584 | 0.51546 | 0.5096 | 0.49471 | 0.71961 | 0.71953 | 0.71935
4038 | 2004-06-17 | 06:00 | 0.66264 | 0.51546 | 0.66264 | 0.60893 | 0.5756 | 0.59821 | 0.54781 | 0.54939 | 0.53678 | 0.5096 | 0.72722 | 0.74247 | 0.7334
4039 | 2004-06-17 | 07:00 | 0.72722 | 0.54939 | 0.72722 | 0.66264 | 0.59821 | 0.66272 | 0.62544 | 0.57478 | 0.56975 | 0.53678 | 0.73456 | 0.76518 | 0.74013
4040 | 2004-06-17 | 08:00 | 0.77702 | 0.57478 | 0.77702 | 0.72722 | 0.66272 | 0.74322 | 0.70766 | 0.61146 | 0.60716 | 0.56975 | 0.74005 | 0.78309 | 0.74985
4041 | 2004-06-17 | 09:00 | 0.82455 | 0.61146 | 0.82455 | 0.77702 | 0.74322 | 0.79552 | 0.75912 | 0.65144 | 0.64281 | 0.60716 | 0.7447 | 0.79706 | 0.75831
4042 | 2004-06-17 | 10:00 | 0.86935 | 0.65144 | 0.86935 | 0.82455 | 0.79552 | 0.84008 | 0.80017 | 0.70346 | 0.68158 | 0.64281 | 0.74843 | 0.79716 | 0.75939
4043 | 2004-06-17 | 11:00 | 0.91009 | 0.70346 | 0.91009 | 0.86935 | 0.84008 | 0.88155 | 0.83617 | 0.75441 | 0.71616 | 0.68158 | 0.74883 | 0.79853 | 0.75432
4044 | 2004-06-17 | 12:00 | 0.93823 | 0.75441 | 0.93823 | 0.91009 | 0.88155 | 0.90508 | 0.8608 | 0.79672 | 0.74802 | 0.71616 | 0.74412 | 0.79333 | 0.73493
4045 | 2004-06-17 | 13:00 | 0.96775 | 0.79672 | 0.96775 | 0.93823 | 0.90508 | 0.91447 | 0.87552 | 0.83224 | 0.77719 | 0.74802 | 0.73238 | 0.77853 | 0.7061
4046 | 2004-06-17 | 14:00 | 0.9779 | 0.83224 | 0.9779 | 0.96775 | 0.91447 | 0.92523 | 0.88203 | 0.85765 | 0.79849 | 0.77719 | 0.72237 | 0.76441 | 0.68423
4047 | 2004-06-17 | 15:00 | 0.9728 | 0.85765 | 0.9728 | 0.9779 | 0.92523 | 0.92438 | 0.87846 | 0.87317 | 0.81691 | 0.79849 | 0.71753 | 0.75472 | 0.6882
4048 | 2004-06-17 | 16:00 | 0.95336 | 0.87317 | 0.95336 | 0.9728 | 0.92438 | 0.92178 | 0.87548 | 0.87989 | 0.82492 | 0.81691 | 0.71064 | 0.71469 | 0.67875
4049 | 2004-06-17 | 17:00 | 0.93336 | 0.87989 | 0.93336 | 0.95336 | 0.92178 | 0.90423 | 0.86648 | 0.87057 | 0.82077 | 0.82492 | 0.66802 | 0.65357 | 0.62368
4050 | 2004-06-17 | 18:00 | 0.9011 | 0.87057 | 0.9011 | 0.93336 | 0.90423 | 0.88239 | 0.84487 | 0.84681 | 0.80431 | 0.82077 | 0.60133 | 0.59821 | 0.55782
4051 | 2004-06-17 | 19:00 | 0.87064 | 0.84681 | 0.87064 | 0.9011 | 0.88239 | 0.8532 | 0.82273 | 0.8127 | 0.77858 | 0.80431 | 0.56108 | 0.5588 | 0.512
4052 | 2004-06-17 | 20:00 | 0.85212 | 0.8127 | 0.85212 | 0.87064 | 0.8532 | 0.8411 | 0.80901 | 0.78885 | 0.75524 | 0.77858 | 0.53566 | 0.53457 | 0.48438
4053 | 2004-06-17 | 21:00 | 0.82987 | 0.78885 | 0.82987 | 0.85212 | 0.8411 | 0.83797 | 0.81133 | 0.77098 | 0.744 | 0.75524 | 0.52039 | 0.51726 | 0.46746
4054 | 2004-06-17 | 22:00 | 0.76791 | 0.77098 | 0.76791 | 0.82987 | 0.83797 | 0.81951 | 0.7811 | 0.71442 | 0.69748 | 0.744 | 0.51397 | 0.50932 | 0.45948
4055 | 2004-06-17 | 23:00 | 0.69899 | 0.71442 | 0.69899 | 0.76791 | 0.81951 | 0.76172 | 0.70169 | 0.64886 | 0.63732 | 0.69748 | 0.52449 | 0.51465 | 0.46469
4056 | 2004-06-18 | 00:00 | 0.64098 | 0.64886 | 0.64098 | 0.69899 | 0.76172 | 0.69391 | 0.62315 | 0.60262 | 0.5867 | 0.63732 | 0.54889 | 0.53126 | 0.49072
4057 | 2004-06-18 | 01:00 | 0.60579 | 0.60262 | 0.60579 | 0.64098 | 0.69391 | 0.63757 | 0.56946 | 0.56594 | 0.54989 | 0.5867 | 0.60787 | 0.56839 | 0.53837
4058 | 2004-06-18 | 02:00 | 0.58324 | 0.56594 | 0.58324 | 0.60579 | 0.63757 | 0.60363 | 0.5362 | 0.53442 | 0.52601 | 0.54989 | 0.66126 | 0.60974 | 0.59371
4059 | 2004-06-18 | 03:00 | 0.57003 | 0.53442 | 0.57003 | 0.58324 | 0.60363 | 0.58281 | 0.51825 | 0.51815 | 0.51132 | 0.52601 | 0.69693 | 0.64829 | 0.63914
4060 | 2004-06-18 | 04:00 | 0.57182 | 0.51815 | 0.57182 | 0.57003 | 0.58281 | 0.57226 | 0.50833 | 0.51373 | 0.50591 | 0.51132 | 0.71926 | 0.69484 | 0.67128
4061 | 2004-06-18 | 05:00 | 0.59704 | 0.51373 | 0.59704 | 0.57182 | 0.57226 | 0.57099 | 0.51489 | 0.53211 | 0.51735 | 0.50591 | 0.73525 | 0.72072 | 0.69672
4062 | 2004-06-18 | 06:00 | 0.64872 | 0.53211 | 0.64872 | 0.59704 | 0.57099 | 0.59287 | 0.54561 | 0.56062 | 0.54077 | 0.51735 | 0.74175 | 0.74431 | 0.71284
4063 | 2004-06-18 | 07:00 | 0.71871 | 0.56062 | 0.71871 | 0.64872 | 0.59287 | 0.65797 | 0.60843 | 0.58994 | 0.57405 | 0.54077 | 0.74619 | 0.76565 | 0.71948
4064 | 2004-06-18 | 08:00 | 0.77304 | 0.58994 | 0.77304 | 0.71871 | 0.65797 | 0.74016 | 0.70397 | 0.63468 | 0.61226 | 0.57405 | 0.75543 | 0.78446 | 0.73164
4065 | 2004-06-18 | 09:00 | 0.8178 | 0.63468 | 0.8178 | 0.77304 | 0.74016 | 0.79446 | 0.75062 | 0.68207 | 0.64742 | 0.61226 | 0.75681 | 0.79514 | 0.73908
4066 | 2004-06-18 | 10:00 | 0.86101 | 0.68207 | 0.86101 | 0.8178 | 0.79446 | 0.83424 | 0.77849 | 0.73091 | 0.68027 | 0.64742 | 0.75503 | 0.80162 | 0.73789
4067 | 2004-06-18 | 11:00 | 0.89364 | 0.73091 | 0.89364 | 0.86101 | 0.83424 | 0.86811 | 0.79951 | 0.77187 | 0.70559 | 0.68027 | 0.74907 | 0.80262 | 0.72975
4068 | 2004-06-18 | 12:00 | 0.92074 | 0.77187 | 0.92074 | 0.89364 | 0.86811 | 0.89336 | 0.81183 | 0.80973 | 0.72824 | 0.70559 | 0.74026 | 0.79375 | 0.71105
4069 | 2004-06-18 | 13:00 | 0.94515 | 0.80973 | 0.94515 | 0.92074 | 0.89336 | 0.90898 | 0.81067 | 0.84729 | 0.74944 | 0.72824 | 0.71934 | 0.77452 | 0.68253
4070 | 2004-06-18 | 14:00 | 0.96026 | 0.84729 | 0.96026 | 0.94515 | 0.90898 | 0.92681 | 0.81158 | 0.87523 | 0.76119 | 0.74944 | 0.69879 | 0.75392 | 0.66133
4071 | 2004-06-18 | 15:00 | 0.97504 | 0.87523 | 0.97504 | 0.96026 | 0.92681 | 0.93799 | 0.80689 | 0.89286 | 0.77067 | 0.76119 | 0.68735 | 0.74391 | 0.66477
4072 | 2004-06-18 | 16:00 | 0.97915 | 0.89286 | 0.97915 | 0.97504 | 0.93799 | 0.947 | 0.79918 | 0.89797 | 0.76461 | 0.77067 | 0.68091 | 0.70924 | 0.65684
4073 | 2004-06-18 | 17:00 | 0.96742 | 0.89797 | 0.96742 | 0.97915 | 0.947 | 0.94883 | 0.7901 | 0.88206 | 0.74449 | 0.76461 | 0.64412 | 0.65121 | 0.60944
4074 | 2004-06-18 | 18:00 | 0.93795 | 0.88206 | 0.93795 | 0.96742 | 0.94883 | 0.93117 | 0.76978 | 0.8483 | 0.7211 | 0.74449 | 0.59464 | 0.59958 | 0.55307
4075 | 2004-06-18 | 19:00 | 0.89841 | 0.8483 | 0.89841 | 0.93795 | 0.93117 | 0.89628 | 0.74436 | 0.80466 | 0.69485 | 0.7211 | 0.55254 | 0.5611 | 0.50645
4076 | 2004-06-18 | 20:00 | 0.87377 | 0.80466 | 0.87377 | 0.89841 | 0.89628 | 0.86653 | 0.72529 | 0.77223 | 0.67795 | 0.69485 | 0.52542 | 0.5324 | 0.47666
4077 | 2004-06-18 | 21:00 | 0.86056 | 0.77223 | 0.86056 | 0.87377 | 0.86653 | 0.85429 | 0.7267 | 0.74995 | 0.6687 | 0.67795 | 0.5094 | 0.51308 | 0.45854
4078 | 2004-06-18 | 22:00 | 0.80297 | 0.74995 | 0.80297 | 0.86056 | 0.85429 | 0.84754 | 0.70858 | 0.6997 | 0.6313 | 0.6687 | 0.50208 | 0.50144 | 0.44958
4079 | 2004-06-18 | 23:00 | 0.73237 | 0.6997 | 0.73237 | 0.80297 | 0.84754 | 0.79256 | 0.65027 | 0.6421 | 0.58075 | 0.6313 | 0.50274 | 0.49811 | 0.44955
4080 | 2004-06-19 | 00:00 | 0.66726 | 0.6421 | 0.66726 | 0.73237 | 0.79256 | 0.72704 | 0.58414 | 0.59112 | 0.53464 | 0.58075 | 0.50423 | 0.49641 | 0.45916
4081 | 2004-06-19 | 01:00 | 0.62294 | 0.59112 | 0.62294 | 0.66726 | 0.72704 | 0.66539 | 0.53143 | 0.55268 | 0.50519 | 0.53464 | 0.52859 | 0.51557 | 0.47313
4082 | 2004-06-19 | 02:00 | 0.59109 | 0.55268 | 0.59109 | 0.62294 | 0.66539 | 0.62259 | 0.49884 | 0.52539 | 0.48373 | 0.50519 | 0.57349 | 0.55559 | 0.49947
4083 | 2004-06-19 | 03:00 | 0.57275 | 0.52539 | 0.57275 | 0.59109 | 0.62259 | 0.59519 | 0.48151 | 0.50523 | 0.46928 | 0.48373 | 0.61884 | 0.60428 | 0.54394
4084 | 2004-06-19 | 04:00 | 0.56142 | 0.50523 | 0.56142 | 0.57275 | 0.59519 | 0.57718 | 0.47118 | 0.49304 | 0.46111 | 0.46928 | 0.6504 | 0.65086 | 0.58081
4085 | 2004-06-19 | 05:00 | 0.55669 | 0.49304 | 0.55669 | 0.56142 | 0.57718 | 0.57015 | 0.46977 | 0.49195 | 0.46374 | 0.46111 | 0.66997 | 0.68747 | 0.60856
4086 | 2004-06-19 | 06:00 | 0.56483 | 0.49195 | 0.56483 | 0.55669 | 0.57015 | 0.56667 | 0.47653 | 0.49637 | 0.46815 | 0.46374 | 0.67864 | 0.71293 | 0.61926
4087 | 2004-06-19 | 07:00 | 0.61094 | 0.49637 | 0.61094 | 0.56483 | 0.56667 | 0.57943 | 0.50124 | 0.51167 | 0.48602 | 0.46815 | 0.68059 | 0.73026 | 0.62087
4088 | 2004-06-19 | 08:00 | 0.66747 | 0.51167 | 0.66747 | 0.61094 | 0.57943 | 0.6203 | 0.55233 | 0.55824 | 0.51601 | 0.48602 | 0.68194 | 0.74351 | 0.62087
4089 | 2004-06-19 | 09:00 | 0.71739 | 0.55824 | 0.71739 | 0.66747 | 0.6203 | 0.67095 | 0.61237 | 0.61098 | 0.54723 | 0.51601 | 0.68639 | 0.75554 | 0.62045
4090 | 2004-06-19 | 10:00 | 0.74473 | 0.61098 | 0.74473 | 0.71739 | 0.67095 | 0.71579 | 0.65894 | 0.66405 | 0.57449 | 0.54723 | 0.69155 | 0.76027 | 0.62041
4091 | 2004-06-19 | 11:00 | 0.76052 | 0.66405 | 0.76052 | 0.74473 | 0.71579 | 0.74104 | 0.68793 | 0.71532 | 0.5874 | 0.57449 | 0.69664 | 0.76267 | 0.61896
4092 | 2004-06-19 | 12:00 | 0.76587 | 0.71532 | 0.76587 | 0.76052 | 0.74104 | 0.75254 | 0.70406 | 0.75924 | 0.59667 | 0.5874 | 0.69634 | 0.75527 | 0.61751
4093 | 2004-06-19 | 13:00 | 0.76539 | 0.75924 | 0.76539 | 0.76587 | 0.75254 | 0.75265 | 0.70559 | 0.78532 | 0.60162 | 0.59667 | 0.68551 | 0.74052 | 0.60949
4094 | 2004-06-19 | 14:00 | 0.7592 | 0.78532 | 0.7592 | 0.76539 | 0.75265 | 0.74684 | 0.70281 | 0.78365 | 0.60595 | 0.60162 | 0.67439 | 0.7209 | 0.60242
4095 | 2004-06-19 | 15:00 | 0.75126 | 0.78365 | 0.75126 | 0.7592 | 0.74684 | 0.74185 | 0.699 | 0.78245 | 0.61125 | 0.60595 | 0.66544 | 0.71552 | 0.61654
4096 | 2004-06-19 | 16:00 | 0.74387 | 0.78245 | 0.74387 | 0.75126 | 0.74185 | 0.73313 | 0.69526 | 0.78644 | 0.61553 | 0.61125 | 0.6643 | 0.68077 | 0.61727
4097 | 2004-06-19 | 17:00 | 0.73695 | 0.78644 | 0.73695 | 0.74387 | 0.73313 | 0.72884 | 0.69361 | 0.78167 | 0.61303 | 0.61553 | 0.63129 | 0.63178 | 0.57545
4098 | 2004-06-19 | 18:00 | 0.7193 | 0.78167 | 0.7193 | 0.73695 | 0.72884 | 0.71906 | 0.68801 | 0.76842 | 0.6034 | 0.61303 | 0.58019 | 0.5856 | 0.52941
4099 | 2004-06-19 | 19:00 | 0.6922 | 0.76842 | 0.6922 | 0.7193 | 0.71906 | 0.69908 | 0.67134 | 0.74393 | 0.5884 | 0.6034 | 0.54112 | 0.54635 | 0.49025
4100 | 2004-06-19 | 20:00 | 0.66856 | 0.74393 | 0.66856 | 0.6922 | 0.69908 | 0.67548 | 0.64808 | 0.71985 | 0.57807 | 0.5884 | 0.51751 | 0.52037 | 0.46415
4101 | 2004-06-19 | 21:00 | 0.6647 | 0.71985 | 0.6647 | 0.66856 | 0.67548 | 0.65937 | 0.63941 | 0.70682 | 0.57833 | 0.57807 | 0.50303 | 0.50045 | 0.44856
4102 | 2004-06-19 | 22:00 | 0.62215 | 0.70682 | 0.62215 | 0.6647 | 0.65937 | 0.66085 | 0.63174 | 0.66518 | 0.54845 | 0.57833 | 0.49508 | 0.48882 | 0.44015
4103 | 2004-06-19 | 23:00 | 0.56684 | 0.66518 | 0.56684 | 0.62215 | 0.66085 | 0.62551 | 0.58401 | 0.6117 | 0.50877 | 0.54845 | 0.49372 | 0.48207 | 0.43839
4104 | 2004-06-20 | 00:00 | 0.51434 | 0.6117 | 0.51434 | 0.56684 | 0.62551 | 0.57472 | 0.52194 | 0.56615 | 0.47502 | 0.50877 | 0.48837 | 0.47258 | 0.4413
4105 | 2004-06-20 | 01:00 | 0.47837 | 0.56615 | 0.47837 | 0.51434 | 0.57472 | 0.52977 | 0.47404 | 0.53041 | 0.45179 | 0.47502 | 0.50514 | 0.48595 | 0.44163
4106 | 2004-06-20 | 02:00 | 0.45505 | 0.53041 | 0.45505 | 0.47837 | 0.52977 | 0.49717 | 0.44423 | 0.50414 | 0.43561 | 0.45179 | 0.547 | 0.52284 | 0.46339
4107 | 2004-06-20 | 03:00 | 0.44129 | 0.50414 | 0.44129 | 0.45505 | 0.49717 | 0.47522 | 0.42441 | 0.486 | 0.42489 | 0.43561 | 0.58983 | 0.5668 | 0.49581
4108 | 2004-06-20 | 04:00 | 0.43321 | 0.486 | 0.43321 | 0.44129 | 0.47522 | 0.46298 | 0.41313 | 0.47475 | 0.41997 | 0.42489 | 0.62198 | 0.61263 | 0.5301
4109 | 2004-06-20 | 05:00 | 0.42608 | 0.47475 | 0.42608 | 0.43321 | 0.46298 | 0.45778 | 0.40985 | 0.46913 | 0.41966 | 0.41997 | 0.64561 | 0.65295 | 0.55484
4110 | 2004-06-20 | 06:00 | 0.42768 | 0.46913 | 0.42768 | 0.42608 | 0.45778 | 0.44702 | 0.40247 | 0.46461 | 0.41569 | 0.41966 | 0.65804 | 0.68244 | 0.56816
4111 | 2004-06-20 | 07:00 | 0.45745 | 0.46461 | 0.45745 | 0.42768 | 0.44702 | 0.45324 | 0.42059 | 0.47413 | 0.43012 | 0.41569 | 0.66494 | 0.70735 | 0.57808
4112 | 2004-06-20 | 08:00 | 0.49774 | 0.47413 | 0.49774 | 0.45745 | 0.45324 | 0.48338 | 0.45795 | 0.51578 | 0.46364 | 0.43012 | 0.66957 | 0.72707 | 0.58558
4113 | 2004-06-20 | 09:00 | 0.532 | 0.51578 | 0.532 | 0.49774 | 0.48338 | 0.52288 | 0.50792 | 0.56738 | 0.49277 | 0.46364 | 0.67723 | 0.74306 | 0.59201
4114 | 2004-06-20 | 10:00 | 0.55447 | 0.56738 | 0.55447 | 0.532 | 0.52288 | 0.55991 | 0.54694 | 0.61989 | 0.51758 | 0.49277 | 0.68314 | 0.74964 | 0.59931
4115 | 2004-06-20 | 11:00 | 0.56755 | 0.61989 | 0.56755 | 0.55447 | 0.55991 | 0.5833 | 0.56585 | 0.67436 | 0.53739 | 0.51758 | 0.69147 | 0.75577 | 0.60442
4116 | 2004-06-20 | 12:00 | 0.57394 | 0.67436 | 0.57394 | 0.56755 | 0.5833 | 0.59463 | 0.57767 | 0.72913 | 0.55473 | 0.53739 | 0.69616 | 0.75153 | 0.60505
4117 | 2004-06-20 | 13:00 | 0.57872 | 0.72913 | 0.57872 | 0.57394 | 0.59463 | 0.6025 | 0.57779 | 0.76743 | 0.57063 | 0.55473 | 0.69206 | 0.7407 | 0.59991
4118 | 2004-06-20 | 14:00 | 0.58197 | 0.76743 | 0.58197 | 0.57872 | 0.6025 | 0.60366 | 0.57315 | 0.7971 | 0.58595 | 0.57063 | 0.68556 | 0.72543 | 0.59502
4119 | 2004-06-20 | 15:00 | 0.58885 | 0.7971 | 0.58885 | 0.58197 | 0.60366 | 0.60191 | 0.56809 | 0.81718 | 0.60589 | 0.58595 | 0.68218 | 0.72254 | 0.61762
4120 | 2004-06-20 | 16:00 | 0.5988 | 0.81718 | 0.5988 | 0.58885 | 0.60191 | 0.60282 | 0.56842 | 0.82881 | 0.63039 | 0.60589 | 0.6817 | 0.68932 | 0.61956
4121 | 2004-06-20 | 17:00 | 0.60467 | 0.82881 | 0.60467 | 0.5988 | 0.60282 | 0.60841 | 0.57481 | 0.82695 | 0.64384 | 0.63039 | 0.64436 | 0.63243 | 0.5763
4122 | 2004-06-20 | 18:00 | 0.59885 | 0.82695 | 0.59885 | 0.60467 | 0.60841 | 0.61239 | 0.5819 | 0.8059 | 0.64232 | 0.64384 | 0.57929 | 0.58122 | 0.52442
4123 | 2004-06-20 | 19:00 | 0.58743 | 0.8059 | 0.58743 | 0.59885 | 0.61239 | 0.60553 | 0.58032 | 0.77675 | 0.63189 | 0.64232 | 0.53681 | 0.54172 | 0.48463
4124 | 2004-06-20 | 20:00 | 0.58635 | 0.77675 | 0.58635 | 0.58743 | 0.60553 | 0.59895 | 0.57866 | 0.75238 | 0.62166 | 0.63189 | 0.51645 | 0.51801 | 0.46322
4125 | 2004-06-20 | 21:00 | 0.60223 | 0.75238 | 0.60223 | 0.58635 | 0.59895 | 0.61024 | 0.59612 | 0.74306 | 0.6271 | 0.62166 | 0.50492 | 0.50257 | 0.45247
4126 | 2004-06-20 | 22:00 | 0.57257 | 0.74306 | 0.57257 | 0.60223 | 0.61024 | 0.63194 | 0.5989 | 0.69813 | 0.59559 | 0.6271 | 0.50248 | 0.49753 | 0.44889
4127 | 2004-06-20 | 23:00 | 0.52217 | 0.69813 | 0.52217 | 0.57257 | 0.63194 | 0.60148 | 0.5464 | 0.63626 | 0.54896 | 0.59559 | 0.51565 | 0.50428 | 0.45917
4128 | 2004-06-21 | 00:00 | 0.48159 | 0.63626 | 0.48159 | 0.52217 | 0.60148 | 0.54999 | 0.49171 | 0.58699 | 0.51171 | 0.54896 | 0.54458 | 0.51699 | 0.49201
4129 | 2004-06-21 | 01:00 | 0.45891 | 0.58699 | 0.45891 | 0.48159 | 0.54999 | 0.51173 | 0.45049 | 0.55116 | 0.48579 | 0.51171 | 0.60234 | 0.55788 | 0.53721
4130 | 2004-06-21 | 02:00 | 0.44697 | 0.55116 | 0.44697 | 0.45891 | 0.51173 | 0.48669 | 0.42897 | 0.52848 | 0.47121 | 0.48579 | 0.65956 | 0.60281 | 0.59693
4131 | 2004-06-21 | 03:00 | 0.44299 | 0.52848 | 0.44299 | 0.44697 | 0.48669 | 0.47318 | 0.41889 | 0.51486 | 0.46189 | 0.47121 | 0.69887 | 0.65061 | 0.64293
4132 | 2004-06-21 | 04:00 | 0.44948 | 0.51486 | 0.44948 | 0.44299 | 0.47318 | 0.46812 | 0.41603 | 0.51458 | 0.4623 | 0.46189 | 0.72621 | 0.68899 | 0.67997
4133 | 2004-06-21 | 05:00 | 0.47375 | 0.51458 | 0.47375 | 0.44948 | 0.46812 | 0.47188 | 0.42399 | 0.53333 | 0.47935 | 0.4623 | 0.74705 | 0.72389 | 0.70652
4134 | 2004-06-21 | 06:00 | 0.51881 | 0.53333 | 0.51881 | 0.47375 | 0.47188 | 0.49256 | 0.45294 | 0.56244 | 0.50635 | 0.47935 | 0.75873 | 0.75118 | 0.72185
4135 | 2004-06-21 | 07:00 | 0.58195 | 0.56244 | 0.58195 | 0.51881 | 0.49256 | 0.55203 | 0.5284 | 0.58968 | 0.53915 | 0.50635 | 0.77177 | 0.7735 | 0.72689
4136 | 2004-06-21 | 08:00 | 0.62694 | 0.58968 | 0.62694 | 0.58195 | 0.55203 | 0.6298 | 0.60686 | 0.63239 | 0.57444 | 0.53915 | 0.78194 | 0.78752 | 0.73824
4137 | 2004-06-21 | 09:00 | 0.66127 | 0.63239 | 0.66127 | 0.62694 | 0.6298 | 0.68266 | 0.65716 | 0.68175 | 0.60443 | 0.57444 | 0.78734 | 0.80012 | 0.74654
4138 | 2004-06-21 | 10:00 | 0.68904 | 0.68175 | 0.68904 | 0.66127 | 0.68266 | 0.7211 | 0.69112 | 0.73396 | 0.63555 | 0.60443 | 0.79328 | 0.80174 | 0.75121
4139 | 2004-06-21 | 11:00 | 0.70706 | 0.73396 | 0.70706 | 0.68904 | 0.7211 | 0.74716 | 0.71612 | 0.78211 | 0.66213 | 0.63555 | 0.79503 | 0.80217 | 0.74162
4140 | 2004-06-21 | 12:00 | 0.71776 | 0.78211 | 0.71776 | 0.70706 | 0.74716 | 0.76214 | 0.72864 | 0.8215 | 0.68403 | 0.66213 | 0.79139 | 0.7935 | 0.72587
4141 | 2004-06-21 | 13:00 | 0.72836 | 0.8215 | 0.72836 | 0.71776 | 0.76214 | 0.76816 | 0.73105 | 0.85497 | 0.70789 | 0.68403 | 0.78146 | 0.77482 | 0.70013
4142 | 2004-06-21 | 14:00 | 0.73543 | 0.85497 | 0.73543 | 0.72836 | 0.76816 | 0.77491 | 0.73789 | 0.87479 | 0.72561 | 0.70789 | 0.76365 | 0.75985 | 0.68248
4143 | 2004-06-21 | 15:00 | 0.74366 | 0.87479 | 0.74366 | 0.73543 | 0.77491 | 0.77691 | 0.73905 | 0.87245 | 0.74194 | 0.72561 | 0.7492 | 0.75422 | 0.69328
4144 | 2004-06-21 | 16:00 | 0.75115 | 0.87245 | 0.75115 | 0.74366 | 0.77691 | 0.7798 | 0.73897 | 0.8696 | 0.75395 | 0.74194 | 0.73557 | 0.71494 | 0.68919
4145 | 2004-06-21 | 17:00 | 0.74944 | 0.8696 | 0.74944 | 0.75115 | 0.7798 | 0.78205 | 0.7381 | 0.8584 | 0.75081 | 0.75395 | 0.68594 | 0.65308 | 0.62079
4146 | 2004-06-21 | 18:00 | 0.73374 | 0.8584 | 0.73374 | 0.74944 | 0.78205 | 0.77157 | 0.72873 | 0.83263 | 0.74163 | 0.75081 | 0.61807 | 0.59731 | 0.55808
4147 | 2004-06-21 | 19:00 | 0.71134 | 0.83263 | 0.71134 | 0.73374 | 0.77157 | 0.74505 | 0.70758 | 0.79694 | 0.71899 | 0.74163 | 0.57482 | 0.56242 | 0.51131
4148 | 2004-06-21 | 20:00 | 0.70435 | 0.79694 | 0.70435 | 0.71134 | 0.74505 | 0.72388 | 0.68846 | 0.77523 | 0.69619 | 0.71899 | 0.54847 | 0.53686 | 0.48666
4149 | 2004-06-21 | 21:00 | 0.71034 | 0.77523 | 0.71034 | 0.70435 | 0.72388 | 0.72272 | 0.68929 | 0.75939 | 0.68609 | 0.69619 | 0.53308 | 0.52015 | 0.47338
4150 | 2004-06-21 | 22:00 | 0.6608 | 0.75939 | 0.6608 | 0.71034 | 0.72272 | 0.72279 | 0.67876 | 0.70549 | 0.63959 | 0.68609 | 0.52781 | 0.5137 | 0.46708
4151 | 2004-06-21 | 23:00 | 0.59629 | 0.70549 | 0.59629 | 0.6608 | 0.72279 | 0.66813 | 0.60976 | 0.64094 | 0.58204 | 0.63959 | 0.53763 | 0.5195 | 0.47227
4152 | 2004-06-22 | 00:00 | 0.55122 | 0.64094 | 0.55122 | 0.59629 | 0.66813 | 0.60257 | 0.53902 | 0.59315 | 0.53631 | 0.58204 | 0.56289 | 0.5323 | 0.50365
4153 | 2004-06-22 | 01:00 | 0.52026 | 0.59315 | 0.52026 | 0.55122 | 0.60257 | 0.55467 | 0.49125 | 0.56301 | 0.50192 | 0.53631 | 0.61897 | 0.56849 | 0.55605
4154 | 2004-06-22 | 02:00 | 0.50278 | 0.56301 | 0.50278 | 0.52026 | 0.55467 | 0.52636 | 0.4655 | 0.54179 | 0.48069 | 0.50192 | 0.66957 | 0.60951 | 0.61265
4155 | 2004-06-22 | 03:00 | 0.49445 | 0.54179 | 0.49445 | 0.50278 | 0.52636 | 0.50909 | 0.45182 | 0.5301 | 0.46807 | 0.48069 | 0.69994 | 0.65066 | 0.65455
4156 | 2004-06-22 | 04:00 | 0.50075 | 0.5301 | 0.50075 | 0.49445 | 0.50909 | 0.501 | 0.44618 | 0.52544 | 0.46675 | 0.46807 | 0.72094 | 0.68767 | 0.68658
4157 | 2004-06-22 | 05:00 | 0.52845 | 0.52544 | 0.52845 | 0.50075 | 0.501 | 0.50424 | 0.45476 | 0.54099 | 0.48157 | 0.46675 | 0.73736 | 0.71955 | 0.71429
4158 | 2004-06-22 | 06:00 | 0.57541 | 0.54099 | 0.57541 | 0.52845 | 0.50424 | 0.52713 | 0.48569 | 0.57176 | 0.50957 | 0.48157 | 0.75053 | 0.74391 | 0.73128
4159 | 2004-06-22 | 07:00 | 0.63563 | 0.57176 | 0.63563 | 0.57541 | 0.52713 | 0.59206 | 0.5559 | 0.59216 | 0.54226 | 0.50957 | 0.76134 | 0.76615 | 0.74023
4160 | 2004-06-22 | 08:00 | 0.67699 | 0.59216 | 0.67699 | 0.63563 | 0.59206 | 0.67003 | 0.63605 | 0.61088 | 0.57266 | 0.54226 | 0.77049 | 0.78558 | 0.75262
4161 | 2004-06-22 | 09:00 | 0.70892 | 0.61088 | 0.70892 | 0.67699 | 0.67003 | 0.72254 | 0.6832 | 0.61088 | 0.59729 | 0.57266 | 0.77526 | 0.80391 | 0.76122
4162 | 2004-06-22 | 10:00 | 0.74237 | 0.61088 | 0.74237 | 0.70892 | 0.72254 | 0.75275 | 0.71434 | 0.64227 | 0.62017 | 0.59729 | 0.77837 | 0.80852 | 0.76185
4163 | 2004-06-22 | 11:00 | 0.76656 | 0.64227 | 0.76656 | 0.74237 | 0.75275 | 0.77108 | 0.7398 | 0.6718 | 0.63668 | 0.62017 | 0.77893 | 0.81098 | 0.7551
4164 | 2004-06-22 | 12:00 | 0.78842 | 0.6718 | 0.78842 | 0.76656 | 0.77108 | 0.7817 | 0.75162 | 0.67441 | 0.65149 | 0.63668 | 0.77664 | 0.80244 | 0.72997
4165 | 2004-06-22 | 13:00 | 0.80922 | 0.67441 | 0.80922 | 0.78842 | 0.7817 | 0.78339 | 0.7527 | 0.6734 | 0.66672 | 0.65149 | 0.76823 | 0.78705 | 0.70127
4166 | 2004-06-22 | 14:00 | 0.81828 | 0.6734 | 0.81828 | 0.80922 | 0.78339 | 0.79014 | 0.75435 | 0.67646 | 0.67504 | 0.66672 | 0.75064 | 0.76951 | 0.68213
4167 | 2004-06-22 | 15:00 | 0.82198 | 0.67646 | 0.82198 | 0.81828 | 0.79014 | 0.79038 | 0.74896 | 0.69385 | 0.68674 | 0.67504 | 0.74194 | 0.76007 | 0.69129
4168 | 2004-06-22 | 16:00 | 0.81947 | 0.69385 | 0.81947 | 0.82198 | 0.79038 | 0.78827 | 0.74424 | 0.71556 | 0.69217 | 0.68674 | 0.72892 | 0.72521 | 0.68199
4169 | 2004-06-22 | 17:00 | 0.81332 | 0.71556 | 0.81332 | 0.81947 | 0.78827 | 0.78929 | 0.74366 | 0.72604 | 0.69063 | 0.69217 | 0.67186 | 0.66286 | 0.62054
4170 | 2004-06-22 | 18:00 | 0.80083 | 0.72604 | 0.80083 | 0.81332 | 0.78929 | 0.78518 | 0.74117 | 0.71761 | 0.68143 | 0.69063 | 0.60793 | 0.60389 | 0.55795
4171 | 2004-06-22 | 19:00 | 0.78309 | 0.71761 | 0.78309 | 0.80083 | 0.78518 | 0.76422 | 0.72806 | 0.6953 | 0.66409 | 0.68143 | 0.56766 | 0.56481 | 0.51316
4172 | 2004-06-22 | 20:00 | 0.77154 | 0.6953 | 0.77154 | 0.78309 | 0.76422 | 0.75054 | 0.7165 | 0.67717 | 0.64276 | 0.66409 | 0.54583 | 0.53975 | 0.48561
4173 | 2004-06-22 | 21:00 | 0.76696 | 0.67717 | 0.76696 | 0.77154 | 0.75054 | 0.75149 | 0.72097 | 0.66524 | 0.6356 | 0.64276 | 0.53175 | 0.52202 | 0.47042
4174 | 2004-06-22 | 22:00 | 0.71268 | 0.66524 | 0.71268 | 0.76696 | 0.75149 | 0.74769 | 0.70721 | 0.62285 | 0.59556 | 0.6356 | 0.52864 | 0.51497 | 0.46725
4175 | 2004-06-22 | 23:00 | 0.64574 | 0.62285 | 0.64574 | 0.71268 | 0.74769 | 0.69768 | 0.64393 | 0.56546 | 0.53781 | 0.59556 | 0.53779 | 0.52115 | 0.47098
4176 | 2004-06-23 | 00:00 | 0.59377 | 0.56546 | 0.59377 | 0.64574 | 0.69768 | 0.63328 | 0.5729 | 0.5186 | 0.49509 | 0.53781 | 0.56542 | 0.53609 | 0.50006
4177 | 2004-06-23 | 01:00 | 0.56152 | 0.5186 | 0.56152 | 0.59377 | 0.63328 | 0.58186 | 0.52426 | 0.48903 | 0.46611 | 0.49509 | 0.61692 | 0.57143 | 0.54552
4178 | 2004-06-23 | 02:00 | 0.54168 | 0.48903 | 0.54168 | 0.56152 | 0.58186 | 0.55309 | 0.49556 | 0.46879 | 0.45073 | 0.46611 | 0.66488 | 0.61465 | 0.61239
4179 | 2004-06-23 | 03:00 | 0.5287 | 0.46879 | 0.5287 | 0.54168 | 0.55309 | 0.53512 | 0.47869 | 0.45794 | 0.44169 | 0.45073 | 0.69637 | 0.65808 | 0.6581
4180 | 2004-06-23 | 04:00 | 0.53155 | 0.45794 | 0.53155 | 0.5287 | 0.53512 | 0.52137 | 0.47048 | 0.45473 | 0.44156 | 0.44169 | 0.72072 | 0.70057 | 0.688
4181 | 2004-06-23 | 05:00 | 0.55579 | 0.45473 | 0.55579 | 0.53155 | 0.52137 | 0.52063 | 0.47632 | 0.47244 | 0.45699 | 0.44156 | 0.74031 | 0.73305 | 0.71316
4182 | 2004-06-23 | 06:00 | 0.60249 | 0.47244 | 0.60249 | 0.55579 | 0.52063 | 0.53969 | 0.50203 | 0.50697 | 0.48244 | 0.45699 | 0.75011 | 0.76548 | 0.72973
4183 | 2004-06-23 | 07:00 | 0.65586 | 0.50697 | 0.65586 | 0.60249 | 0.53969 | 0.59966 | 0.57045 | 0.53211 | 0.51993 | 0.48244 | 0.7616 | 0.79061 | 0.74484
4184 | 2004-06-23 | 08:00 | 0.6918 | 0.53211 | 0.6918 | 0.65586 | 0.59966 | 0.67292 | 0.65222 | 0.55638 | 0.55494 | 0.51993 | 0.76983 | 0.81243 | 0.75921
4185 | 2004-06-23 | 09:00 | 0.71565 | 0.55638 | 0.71565 | 0.6918 | 0.67292 | 0.72205 | 0.70194 | 0.58677 | 0.58544 | 0.55494 | 0.77457 | 0.82956 | 0.77381
4186 | 2004-06-23 | 10:00 | 0.73769 | 0.58677 | 0.73769 | 0.71565 | 0.72205 | 0.75388 | 0.73748 | 0.62747 | 0.61612 | 0.58544 | 0.78029 | 0.84032 | 0.77829
4187 | 2004-06-23 | 11:00 | 0.75899 | 0.62747 | 0.75899 | 0.73769 | 0.75388 | 0.77298 | 0.7653 | 0.66255 | 0.64616 | 0.61612 | 0.77747 | 0.84244 | 0.77287
4188 | 2004-06-23 | 12:00 | 0.77448 | 0.66255 | 0.77448 | 0.75899 | 0.77298 | 0.78996 | 0.77952 | 0.69525 | 0.67246 | 0.64616 | 0.77076 | 0.83248 | 0.75481
4189 | 2004-06-23 | 13:00 | 0.78618 | 0.69525 | 0.78618 | 0.77448 | 0.78996 | 0.80371 | 0.78496 | 0.72742 | 0.70106 | 0.67246 | 0.76291 | 0.81492 | 0.71811
4190 | 2004-06-23 | 14:00 | 0.79944 | 0.72742 | 0.79944 | 0.78618 | 0.80371 | 0.81754 | 0.79516 | 0.74843 | 0.72432 | 0.70106 | 0.75088 | 0.79629 | 0.69063
4191 | 2004-06-23 | 15:00 | 0.80598 | 0.74843 | 0.80598 | 0.79944 | 0.81754 | 0.82566 | 0.80042 | 0.76458 | 0.74692 | 0.72432 | 0.74468 | 0.78775 | 0.69664
4192 | 2004-06-23 | 16:00 | 0.80802 | 0.76458 | 0.80802 | 0.80598 | 0.82566 | 0.83217 | 0.80341 | 0.77296 | 0.76379 | 0.74692 | 0.73512 | 0.74742 | 0.68532
4193 | 2004-06-23 | 17:00 | 0.80623 | 0.77296 | 0.80623 | 0.80802 | 0.83217 | 0.83459 | 0.80469 | 0.76699 | 0.76693 | 0.76379 | 0.67739 | 0.6811 | 0.62489
4194 | 2004-06-23 | 18:00 | 0.79444 | 0.76699 | 0.79444 | 0.80623 | 0.83459 | 0.82158 | 0.7935 | 0.74862 | 0.75668 | 0.76693 | 0.61865 | 0.62207 | 0.5599
4195 | 2004-06-23 | 19:00 | 0.76646 | 0.74862 | 0.76646 | 0.79444 | 0.82158 | 0.79133 | 0.77189 | 0.71848 | 0.73267 | 0.75668 | 0.57319 | 0.58349 | 0.51994
4196 | 2004-06-23 | 20:00 | 0.75029 | 0.71848 | 0.75029 | 0.76646 | 0.79133 | 0.76207 | 0.74755 | 0.69841 | 0.7049 | 0.73267 | 0.54932 | 0.5537 | 0.49566
4197 | 2004-06-23 | 21:00 | 0.74996 | 0.69841 | 0.74996 | 0.75029 | 0.76207 | 0.75085 | 0.74017 | 0.68236 | 0.69006 | 0.7049 | 0.53433 | 0.53564 | 0.48233
4198 | 2004-06-23 | 22:00 | 0.69212 | 0.68236 | 0.69212 | 0.74996 | 0.75085 | 0.75279 | 0.72703 | 0.63775 | 0.64322 | 0.69006 | 0.52962 | 0.52951 | 0.47403
4199 | 2004-06-23 | 23:00 | 0.62436 | 0.63775 | 0.62436 | 0.69212 | 0.75279 | 0.7027 | 0.65579 | 0.57978 | 0.5799 | 0.64322 | 0.53811 | 0.533 | 0.48001
4200 | 2004-06-24 | 00:00 | 0.57056 | 0.57978 | 0.57056 | 0.62436 | 0.7027 | 0.6363 | 0.57551 | 0.53478 | 0.53216 | 0.5799 | 0.57269 | 0.54904 | 0.51083
4201 | 2004-06-24 | 01:00 | 0.53578 | 0.53478 | 0.53578 | 0.57056 | 0.6363 | 0.58355 | 0.51932 | 0.50404 | 0.50043 | 0.53216 | 0.6252 | 0.58379 | 0.5527
4202 | 2004-06-24 | 02:00 | 0.51471 | 0.50404 | 0.51471 | 0.53578 | 0.58355 | 0.55007 | 0.48565 | 0.48574 | 0.47966 | 0.50043 | 0.67566 | 0.63143 | 0.61361
4203 | 2004-06-24 | 03:00 | 0.50441 | 0.48574 | 0.50441 | 0.51471 | 0.55007 | 0.53009 | 0.46712 | 0.47429 | 0.46696 | 0.47966 | 0.70752 | 0.67694 | 0.66192
4204 | 2004-06-24 | 04:00 | 0.50799 | 0.47429 | 0.50799 | 0.50441 | 0.53009 | 0.51908 | 0.45791 | 0.47447 | 0.46348 | 0.46696 | 0.7323 | 0.71811 | 0.69852
4205 | 2004-06-24 | 05:00 | 0.52972 | 0.47447 | 0.52972 | 0.50799 | 0.51908 | 0.51947 | 0.4638 | 0.49419 | 0.47781 | 0.46348 | 0.75314 | 0.75649 | 0.739
4206 | 2004-06-24 | 06:00 | 0.57289 | 0.49419 | 0.57289 | 0.52972 | 0.51947 | 0.53424 | 0.4852 | 0.53022 | 0.50429 | 0.47781 | 0.76288 | 0.79068 | 0.75931
4207 | 2004-06-24 | 07:00 | 0.63469 | 0.53022 | 0.63469 | 0.57289 | 0.53424 | 0.59266 | 0.55594 | 0.55601 | 0.54265 | 0.50429 | 0.77427 | 0.81619 | 0.76794
4208 | 2004-06-24 | 08:00 | 0.68526 | 0.55601 | 0.68526 | 0.63469 | 0.59266 | 0.6669 | 0.63684 | 0.58337 | 0.58356 | 0.54265 | 0.77888 | 0.8412 | 0.78253
4209 | 2004-06-24 | 09:00 | 0.72911 | 0.58337 | 0.72911 | 0.68526 | 0.6669 | 0.72771 | 0.69274 | 0.61506 | 0.62303 | 0.58356 | 0.78162 | 0.8525 | 0.79547
4210 | 2004-06-24 | 10:00 | 0.77269 | 0.61506 | 0.77269 | 0.72911 | 0.72771 | 0.77417 | 0.73163 | 0.64715 | 0.66288 | 0.62303 | 0.78002 | 0.85736 | 0.80086
4211 | 2004-06-24 | 11:00 | 0.80462 | 0.64715 | 0.80462 | 0.77269 | 0.77417 | 0.80892 | 0.7648 | 0.67975 | 0.69606 | 0.66288 | 0.77688 | 0.85372 | 0.7948
4212 | 2004-06-24 | 12:00 | 0.8244 | 0.67975 | 0.8244 | 0.80462 | 0.80892 | 0.83196 | 0.78848 | 0.70669 | 0.72409 | 0.69606 | 0.78569 | 0.83711 | 0.77656
4213 | 2004-06-24 | 13:00 | 0.8451 | 0.70669 | 0.8451 | 0.8244 | 0.83196 | 0.8442 | 0.79499 | 0.73271 | 0.75078 | 0.72409 | 0.75916 | 0.81631 | 0.73584
4214 | 2004-06-24 | 14:00 | 0.85799 | 0.73271 | 0.85799 | 0.8451 | 0.8442 | 0.85404 | 0.80623 | 0.75439 | 0.77144 | 0.75078 | 0.74388 | 0.79634 | 0.70562
4215 | 2004-06-24 | 15:00 | 0.87006 | 0.75439 | 0.87006 | 0.85799 | 0.85404 | 0.85893 | 0.80851 | 0.77047 | 0.78682 | 0.77144 | 0.73632 | 0.78767 | 0.70587
4216 | 2004-06-24 | 16:00 | 0.8775 | 0.77047 | 0.8775 | 0.87006 | 0.85893 | 0.85974 | 0.80814 | 0.77631 | 0.79205 | 0.78682 | 0.72376 | 0.74907 | 0.69425
4217 | 2004-06-24 | 17:00 | 0.87246 | 0.77631 | 0.87246 | 0.8775 | 0.85974 | 0.85756 | 0.8049 | 0.76791 | 0.78012 | 0.79205 | 0.67207 | 0.68672 | 0.6288
4218 | 2004-06-24 | 18:00 | 0.84943 | 0.76791 | 0.84943 | 0.87246 | 0.85756 | 0.84177 | 0.78968 | 0.74529 | 0.75714 | 0.78012 | 0.61256 | 0.63116 | 0.56824
4219 | 2004-06-24 | 19:00 | 0.81455 | 0.74529 | 0.81455 | 0.84943 | 0.84177 | 0.80526 | 0.76078 | 0.72148 | 0.72613 | 0.75714 | 0.56997 | 0.59303 | 0.52058
4220 | 2004-06-24 | 20:00 | 0.79446 | 0.72148 | 0.79446 | 0.81455 | 0.80526 | 0.77603 | 0.73607 | 0.70535 | 0.69841 | 0.72613 | 0.54658 | 0.56533 | 0.49248
4221 | 2004-06-24 | 21:00 | 0.78928 | 0.70535 | 0.78928 | 0.79446 | 0.77603 | 0.76147 | 0.73399 | 0.69446 | 0.68346 | 0.69841 | 0.53165 | 0.54777 | 0.47805
4222 | 2004-06-24 | 22:00 | 0.73235 | 0.69446 | 0.73235 | 0.78928 | 0.76147 | 0.76186 | 0.72143 | 0.65004 | 0.6349 | 0.68346 | 0.52768 | 0.53908 | 0.46915
4223 | 2004-06-24 | 23:00 | 0.65913 | 0.65004 | 0.65913 | 0.73235 | 0.76186 | 0.71093 | 0.65268 | 0.58982 | 0.57264 | 0.6349 | 0.53692 | 0.54202 | 0.47415
4224 | 2004-06-25 | 00:00 | 0.60126 | 0.58982 | 0.60126 | 0.65913 | 0.71093 | 0.64517 | 0.57912 | 0.54181 | 0.52302 | 0.57264 | 0.56425 | 0.55288 | 0.50003
4225 | 2004-06-25 | 01:00 | 0.56707 | 0.54181 | 0.56707 | 0.60126 | 0.64517 | 0.59111 | 0.52699 | 0.51006 | 0.49241 | 0.52302 | 0.6162 | 0.58735 | 0.54348
4226 | 2004-06-25 | 02:00 | 0.54183 | 0.51006 | 0.54183 | 0.56707 | 0.59111 | 0.55826 | 0.49668 | 0.49077 | 0.47301 | 0.49241 | 0.66786 | 0.63422 | 0.60397
4227 | 2004-06-25 | 03:00 | 0.52931 | 0.49077 | 0.52931 | 0.54183 | 0.55826 | 0.53751 | 0.4796 | 0.47758 | 0.46065 | 0.47301 | 0.70294 | 0.68418 | 0.65609
4228 | 2004-06-25 | 04:00 | 0.53158 | 0.47758 | 0.53158 | 0.52931 | 0.53751 | 0.52566 | 0.47259 | 0.47717 | 0.46011 | 0.46065 | 0.72943 | 0.72115 | 0.69941
4229 | 2004-06-25 | 05:00 | 0.55401 | 0.47717 | 0.55401 | 0.53158 | 0.52566 | 0.52552 | 0.47881 | 0.49646 | 0.47394 | 0.46011 | 0.75021 | 0.75953 | 0.73866
4230 | 2004-06-25 | 06:00 | 0.59704 | 0.49646 | 0.59704 | 0.55401 | 0.52552 | 0.54373 | 0.50323 | 0.52786 | 0.49757 | 0.47394 | 0.76411 | 0.78946 | 0.76404
4231 | 2004-06-25 | 07:00 | 0.65673 | 0.52786 | 0.65673 | 0.59704 | 0.54373 | 0.59473 | 0.57091 | 0.55355 | 0.52974 | 0.49757 | 0.7734 | 0.81838 | 0.77823
4232 | 2004-06-25 | 08:00 | 0.70449 | 0.55355 | 0.70449 | 0.65673 | 0.59473 | 0.67038 | 0.64766 | 0.58707 | 0.55901 | 0.52974 | 0.77984 | 0.83923 | 0.79484
4233 | 2004-06-25 | 09:00 | 0.74501 | 0.58707 | 0.74501 | 0.70449 | 0.67038 | 0.72212 | 0.69991 | 0.62611 | 0.58137 | 0.55901 | 0.78284 | 0.8543 | 0.80899
4234 | 2004-06-25 | 10:00 | 0.78201 | 0.62611 | 0.78201 | 0.74501 | 0.72212 | 0.75838 | 0.73051 | 0.66688 | 0.6045 | 0.58137 | 0.78718 | 0.85639 | 0.81409
4235 | 2004-06-25 | 11:00 | 0.81088 | 0.66688 | 0.81088 | 0.78201 | 0.75838 | 0.78402 | 0.75261 | 0.69667 | 0.62509 | 0.6045 | 0.77938 | 0.85113 | 0.80799
4236 | 2004-06-25 | 12:00 | 0.83314 | 0.69667 | 0.83314 | 0.81088 | 0.78402 | 0.80037 | 0.76555 | 0.72095 | 0.64008 | 0.62509 | 0.76922 | 0.83666 | 0.78119
4237 | 2004-06-25 | 13:00 | 0.85508 | 0.72095 | 0.85508 | 0.83314 | 0.80037 | 0.81251 | 0.77198 | 0.72077 | 0.65598 | 0.64008 | 0.74907 | 0.8132 | 0.7443
4238 | 2004-06-25 | 14:00 | 0.86131 | 0.72077 | 0.86131 | 0.85508 | 0.81251 | 0.8265 | 0.77857 | 0.70052 | 0.67141 | 0.65598 | 0.72996 | 0.79223 | 0.71165
4239 | 2004-06-25 | 15:00 | 0.86019 | 0.70052 | 0.86019 | 0.86131 | 0.8265 | 0.83072 | 0.77874 | 0.68482 | 0.68285 | 0.67141 | 0.7134 | 0.77846 | 0.70525
4240 | 2004-06-25 | 16:00 | 0.84257 | 0.68482 | 0.84257 | 0.86019 | 0.83072 | 0.82373 | 0.77401 | 0.66924 | 0.6906 | 0.68285 | 0.7039 | 0.74281 | 0.69018
4241 | 2004-06-25 | 17:00 | 0.80758 | 0.66924 | 0.80758 | 0.84257 | 0.82373 | 0.80695 | 0.76468 | 0.64988 | 0.68635 | 0.6906 | 0.66475 | 0.68518 | 0.63527
4242 | 2004-06-25 | 18:00 | 0.76935 | 0.64988 | 0.76935 | 0.80758 | 0.80695 | 0.78472 | 0.74934 | 0.62831 | 0.67182 | 0.68635 | 0.61045 | 0.63059 | 0.57855
4243 | 2004-06-25 | 19:00 | 0.7364 | 0.62831 | 0.7364 | 0.76935 | 0.78472 | 0.75564 | 0.73043 | 0.60926 | 0.64647 | 0.67182 | 0.56622 | 0.58986 | 0.53152
4244 | 2004-06-25 | 20:00 | 0.72624 | 0.60926 | 0.72624 | 0.7364 | 0.75564 | 0.7338 | 0.71591 | 0.60146 | 0.6256 | 0.64647 | 0.53998 | 0.55968 | 0.49941
4245 | 2004-06-25 | 21:00 | 0.71214 | 0.60146 | 0.71214 | 0.72624 | 0.7338 | 0.72426 | 0.71417 | 0.59767 | 0.62354 | 0.6256 | 0.52489 | 0.53786 | 0.4793
4246 | 2004-06-25 | 22:00 | 0.66726 | 0.59767 | 0.66726 | 0.71214 | 0.72426 | 0.7116 | 0.69249 | 0.56835 | 0.58977 | 0.62354 | 0.51581 | 0.52389 | 0.46854
4247 | 2004-06-25 | 23:00 | 0.61582 | 0.56835 | 0.61582 | 0.66726 | 0.7116 | 0.66785 | 0.63676 | 0.52812 | 0.54118 | 0.58977 | 0.51384 | 0.51801 | 0.4667
4248 | 2004-06-26 | 00:00 | 0.56577 | 0.52812 | 0.56577 | 0.61582 | 0.66785 | 0.61411 | 0.57153 | 0.48996 | 0.49939 | 0.54118 | 0.51719 | 0.51337 | 0.47356
4249 | 2004-06-26 | 01:00 | 0.53549 | 0.48996 | 0.53549 | 0.56577 | 0.61411 | 0.56786 | 0.5221 | 0.47347 | 0.47067 | 0.49939 | 0.54088 | 0.52986 | 0.47951
4250 | 2004-06-26 | 02:00 | 0.51548 | 0.47347 | 0.51548 | 0.53549 | 0.56786 | 0.53899 | 0.49469 | 0.46746 | 0.45331 | 0.47067 | 0.5819 | 0.57181 | 0.51241
4251 | 2004-06-26 | 03:00 | 0.50199 | 0.46746 | 0.50199 | 0.51548 | 0.53899 | 0.51975 | 0.47512 | 0.46 | 0.44184 | 0.45331 | 0.62728 | 0.62809 | 0.56032
4252 | 2004-06-26 | 04:00 | 0.49565 | 0.46 | 0.49565 | 0.50199 | 0.51975 | 0.50751 | 0.46654 | 0.44187 | 0.43687 | 0.44184 | 0.66249 | 0.67579 | 0.60817
4253 | 2004-06-26 | 05:00 | 0.50326 | 0.44187 | 0.50326 | 0.49565 | 0.50751 | 0.50427 | 0.46558 | 0.44609 | 0.43901 | 0.43687 | 0.68341 | 0.7189 | 0.64611
4254 | 2004-06-26 | 06:00 | 0.51485 | 0.44609 | 0.51485 | 0.50326 | 0.50427 | 0.50441 | 0.47205 | 0.46393 | 0.44053 | 0.43901 | 0.69459 | 0.75158 | 0.66809
4255 | 2004-06-26 | 07:00 | 0.54902 | 0.46393 | 0.54902 | 0.51485 | 0.50441 | 0.51876 | 0.49631 | 0.47724 | 0.45926 | 0.44053 | 0.69884 | 0.77758 | 0.68576
4256 | 2004-06-26 | 08:00 | 0.5992 | 0.47724 | 0.5992 | 0.54902 | 0.51876 | 0.55784 | 0.54839 | 0.50243 | 0.49368 | 0.45926 | 0.69951 | 0.79542 | 0.6918
4257 | 2004-06-26 | 09:00 | 0.64643 | 0.50243 | 0.64643 | 0.5992 | 0.55784 | 0.61147 | 0.60972 | 0.52863 | 0.52827 | 0.49368 | 0.70183 | 0.80665 | 0.69961
4258 | 2004-06-26 | 10:00 | 0.68066 | 0.52863 | 0.68066 | 0.64643 | 0.61147 | 0.65656 | 0.65218 | 0.56439 | 0.55932 | 0.52827 | 0.70324 | 0.81569 | 0.7041
4259 | 2004-06-26 | 11:00 | 0.70078 | 0.56439 | 0.70078 | 0.68066 | 0.65656 | 0.6842 | 0.67735 | 0.58846 | 0.58227 | 0.55932 | 0.70851 | 0.81405 | 0.70319
4260 | 2004-06-26 | 12:00 | 0.70959 | 0.58846 | 0.70959 | 0.70078 | 0.6842 | 0.69859 | 0.68635 | 0.60431 | 0.59814 | 0.58227 | 0.7063 | 0.80451 | 0.69512
4261 | 2004-06-26 | 13:00 | 0.71019 | 0.60431 | 0.71019 | 0.70959 | 0.69859 | 0.70453 | 0.68175 | 0.60595 | 0.61669 | 0.59814 | 0.69754 | 0.78929 | 0.67271
4262 | 2004-06-26 | 14:00 | 0.70686 | 0.60595 | 0.70686 | 0.71019 | 0.70453 | 0.69785 | 0.6737 | 0.60952 | 0.62934 | 0.61669 | 0.68109 | 0.76717 | 0.65084
4263 | 2004-06-26 | 15:00 | 0.70709 | 0.60952 | 0.70709 | 0.70686 | 0.69785 | 0.69127 | 0.6669 | 0.61742 | 0.64237 | 0.62934 | 0.66898 | 0.75689 | 0.65123
4264 | 2004-06-26 | 16:00 | 0.7089 | 0.61742 | 0.7089 | 0.70709 | 0.69127 | 0.6867 | 0.66404 | 0.62082 | 0.65229 | 0.64237 | 0.66331 | 0.71963 | 0.64366
4265 | 2004-06-26 | 17:00 | 0.70258 | 0.62082 | 0.70258 | 0.7089 | 0.6867 | 0.6834 | 0.66379 | 0.61879 | 0.65157 | 0.65229 | 0.62943 | 0.66822 | 0.59623
4266 | 2004-06-26 | 18:00 | 0.68394 | 0.61879 | 0.68394 | 0.70258 | 0.6834 | 0.67717 | 0.66068 | 0.60791 | 0.63647 | 0.65157 | 0.58387 | 0.61826 | 0.5483
4267 | 2004-06-26 | 19:00 | 0.65442 | 0.60791 | 0.65442 | 0.68394 | 0.67717 | 0.66226 | 0.64708 | 0.59325 | 0.61648 | 0.63647 | 0.54189 | 0.57923 | 0.50541
4268 | 2004-06-26 | 20:00 | 0.63442 | 0.59325 | 0.63442 | 0.65442 | 0.66226 | 0.64211 | 0.62622 | 0.58774 | 0.60262 | 0.61648 | 0.52052 | 0.55041 | 0.47737
4269 | 2004-06-26 | 21:00 | 0.636 | 0.58774 | 0.636 | 0.63442 | 0.64211 | 0.63887 | 0.62233 | 0.58711 | 0.59778 | 0.60262 | 0.50703 | 0.52989 | 0.4599
4270 | 2004-06-26 | 22:00 | 0.59933 | 0.58711 | 0.59933 | 0.636 | 0.63887 | 0.64844 | 0.61652 | 0.56287 | 0.568 | 0.59778 | 0.50085 | 0.51649 | 0.44855
4271 | 2004-06-26 | 23:00 | 0.55129 | 0.56287 | 0.55129 | 0.59933 | 0.64844 | 0.61699 | 0.57062 | 0.52527 | 0.52634 | 0.568 | 0.49867 | 0.50934 | 0.44471
4272 | 2004-06-27 | 00:00 | 0.50587 | 0.52527 | 0.50587 | 0.55129 | 0.61699 | 0.5737 | 0.51596 | 0.49031 | 0.48716 | 0.52634 | 0.49414 | 0.49988 | 0.44648
4273 | 2004-06-27 | 01:00 | 0.47307 | 0.49031 | 0.47307 | 0.50587 | 0.5737 | 0.53132 | 0.46998 | 0.46649 | 0.46137 | 0.48716 | 0.50865 | 0.50991 | 0.44421
4274 | 2004-06-27 | 02:00 | 0.45267 | 0.46649 | 0.45267 | 0.47307 | 0.53132 | 0.50157 | 0.44021 | 0.44959 | 0.44596 | 0.46137 | 0.54777 | 0.54864 | 0.46604
4275 | 2004-06-27 | 03:00 | 0.43912 | 0.44959 | 0.43912 | 0.45267 | 0.50157 | 0.48134 | 0.42553 | 0.43916 | 0.43468 | 0.44596 | 0.59153 | 0.60027 | 0.50389
4276 | 2004-06-27 | 04:00 | 0.43171 | 0.43916 | 0.43171 | 0.43912 | 0.48134 | 0.46798 | 0.41433 | 0.43433 | 0.42847 | 0.43468 | 0.62579 | 0.6476 | 0.5425
4277 | 2004-06-27 | 05:00 | 0.42771 | 0.43433 | 0.42771 | 0.43171 | 0.46798 | 0.46298 | 0.41105 | 0.43663 | 0.43012 | 0.42847 | 0.6467 | 0.687 | 0.57929
4278 | 2004-06-27 | 06:00 | 0.42892 | 0.43663 | 0.42892 | 0.42771 | 0.46298 | 0.4544 | 0.4062 | 0.43877 | 0.42708 | 0.43012 | 0.66113 | 0.71858 | 0.60558
4279 | 2004-06-27 | 07:00 | 0.46008 | 0.43877 | 0.46008 | 0.42892 | 0.4544 | 0.46094 | 0.423 | 0.44925 | 0.44465 | 0.42708 | 0.66994 | 0.74354 | 0.62289
4280 | 2004-06-27 | 08:00 | 0.50558 | 0.44925 | 0.50558 | 0.46008 | 0.46094 | 0.49144 | 0.46276 | 0.48263 | 0.47804 | 0.44465 | 0.67753 | 0.75801 | 0.63695
4281 | 2004-06-27 | 09:00 | 0.54612 | 0.48263 | 0.54612 | 0.50558 | 0.49144 | 0.53554 | 0.51373 | 0.51706 | 0.51158 | 0.47804 | 0.67984 | 0.76555 | 0.64923
4282 | 2004-06-27 | 10:00 | 0.5772 | 0.51706 | 0.5772 | 0.54612 | 0.53554 | 0.57521 | 0.55511 | 0.55075 | 0.53873 | 0.51158 | 0.68772 | 0.77014 | 0.66107
4283 | 2004-06-27 | 11:00 | 0.5982 | 0.55075 | 0.5982 | 0.5772 | 0.57521 | 0.60338 | 0.5797 | 0.58898 | 0.56308 | 0.53873 | 0.69424 | 0.77415 | 0.66973
4284 | 2004-06-27 | 12:00 | 0.61074 | 0.58898 | 0.61074 | 0.5982 | 0.60338 | 0.62185 | 0.59317 | 0.62362 | 0.58526 | 0.56308 | 0.69677 | 0.77382 | 0.67122
4285 | 2004-06-27 | 13:00 | 0.61948 | 0.62362 | 0.61948 | 0.61074 | 0.62185 | 0.63011 | 0.59774 | 0.65091 | 0.60419 | 0.58526 | 0.69339 | 0.76451 | 0.66074
4286 | 2004-06-27 | 14:00 | 0.62454 | 0.65091 | 0.62454 | 0.61948 | 0.63011 | 0.6324 | 0.59496 | 0.66531 | 0.61798 | 0.60419 | 0.68477 | 0.75265 | 0.64106
4287 | 2004-06-27 | 15:00 | 0.63411 | 0.66531 | 0.63411 | 0.62454 | 0.6324 | 0.63134 | 0.59127 | 0.67361 | 0.63197 | 0.61798 | 0.67713 | 0.74501 | 0.64664
4288 | 2004-06-27 | 16:00 | 0.64539 | 0.67361 | 0.64539 | 0.63411 | 0.63134 | 0.63025 | 0.59272 | 0.69165 | 0.64338 | 0.63197 | 0.67085 | 0.70887 | 0.64276
4289 | 2004-06-27 | 17:00 | 0.6528 | 0.69165 | 0.6528 | 0.64539 | 0.63025 | 0.63352 | 0.60105 | 0.70414 | 0.64796 | 0.64338 | 0.63175 | 0.65205 | 0.59446
4290 | 2004-06-27 | 18:00 | 0.64736 | 0.70414 | 0.64736 | 0.6528 | 0.63352 | 0.63708 | 0.60881 | 0.69791 | 0.64067 | 0.64796 | 0.57814 | 0.6001 | 0.5428
4291 | 2004-06-27 | 19:00 | 0.63379 | 0.69791 | 0.63379 | 0.64736 | 0.63708 | 0.63155 | 0.60785 | 0.67917 | 0.62382 | 0.64067 | 0.53793 | 0.56521 | 0.50117
4292 | 2004-06-27 | 20:00 | 0.63098 | 0.67917 | 0.63098 | 0.63379 | 0.63155 | 0.62396 | 0.6025 | 0.66454 | 0.61329 | 0.62382 | 0.51783 | 0.54286 | 0.47849
4293 | 2004-06-27 | 21:00 | 0.64333 | 0.66454 | 0.64333 | 0.63098 | 0.62396 | 0.62382 | 0.61329 | 0.66007 | 0.61321 | 0.61329 | 0.50617 | 0.5261 | 0.46477
4294 | 2004-06-27 | 22:00 | 0.60901 | 0.66007 | 0.60901 | 0.64333 | 0.62382 | 0.6509 | 0.6142 | 0.62152 | 0.58201 | 0.61321 | 0.50436 | 0.51965 | 0.46084
4295 | 2004-06-27 | 23:00 | 0.55831 | 0.62152 | 0.55831 | 0.60901 | 0.6509 | 0.6215 | 0.5639 | 0.56591 | 0.53379 | 0.58201 | 0.51914 | 0.52822 | 0.46985
4296 | 2004-06-28 | 00:00 | 0.51329 | 0.56591 | 0.51329 | 0.55831 | 0.6215 | 0.57532 | 0.50626 | 0.52131 | 0.49538 | 0.53379 | 0.54748 | 0.54361 | 0.50022
4297 | 2004-06-28 | 01:00 | 0.4874 | 0.52131 | 0.4874 | 0.51329 | 0.57532 | 0.53322 | 0.46608 | 0.49224 | 0.47237 | 0.49538 | 0.60484 | 0.57686 | 0.54842
4298 | 2004-06-28 | 02:00 | 0.47166 | 0.49224 | 0.47166 | 0.4874 | 0.53322 | 0.50674 | 0.44157 | 0.47632 | 0.45841 | 0.47237 | 0.66267 | 0.61913 | 0.60717
4299 | 2004-06-28 | 03:00 | 0.46558 | 0.47632 | 0.46558 | 0.47166 | 0.50674 | 0.49006 | 0.43025 | 0.46772 | 0.4507 | 0.45841 | 0.7014 | 0.66199 | 0.66254
4300 | 2004-06-28 | 04:00 | 0.47079 | 0.46772 | 0.47079 | 0.46558 | 0.49006 | 0.48321 | 0.42706 | 0.46993 | 0.45256 | 0.4507 | 0.73014 | 0.70331 | 0.69868
4301 | 2004-06-28 | 05:00 | 0.49365 | 0.46993 | 0.49365 | 0.47079 | 0.48321 | 0.48771 | 0.43614 | 0.49327 | 0.47142 | 0.45256 | 0.75194 | 0.73773 | 0.73256
4302 | 2004-06-28 | 06:00 | 0.5394 | 0.49327 | 0.5394 | 0.49365 | 0.48771 | 0.50589 | 0.4621 | 0.52438 | 0.50187 | 0.47142 | 0.76693 | 0.76583 | 0.75274
4303 | 2004-06-28 | 07:00 | 0.60161 | 0.52438 | 0.60161 | 0.5394 | 0.50589 | 0.55939 | 0.53093 | 0.55002 | 0.53902 | 0.50187 | 0.77898 | 0.78976 | 0.76504
4304 | 2004-06-28 | 08:00 | 0.6526 | 0.55002 | 0.6526 | 0.60161 | 0.55939 | 0.6337 | 0.60802 | 0.58398 | 0.574 | 0.53902 | 0.78843 | 0.8062 | 0.77957
4305 | 2004-06-28 | 09:00 | 0.6882 | 0.58398 | 0.6882 | 0.6526 | 0.6337 | 0.69205 | 0.66383 | 0.62051 | 0.60618 | 0.574 | 0.79189 | 0.81895 | 0.78782
4306 | 2004-06-28 | 10:00 | 0.7207 | 0.62051 | 0.7207 | 0.6882 | 0.69205 | 0.73278 | 0.70024 | 0.65925 | 0.63704 | 0.60618 | 0.78739 | 0.82274 | 0.78779
4307 | 2004-06-28 | 11:00 | 0.74122 | 0.65925 | 0.74122 | 0.7207 | 0.73278 | 0.75986 | 0.72703 | 0.69271 | 0.66321 | 0.63704 | 0.78034 | 0.82356 | 0.77685
4308 | 2004-06-28 | 12:00 | 0.7514 | 0.69271 | 0.7514 | 0.74122 | 0.75986 | 0.77245 | 0.74187 | 0.71604 | 0.6854 | 0.66321 | 0.77209 | 0.81106 | 0.75748
4309 | 2004-06-28 | 13:00 | 0.76009 | 0.71604 | 0.76009 | 0.7514 | 0.77245 | 0.77596 | 0.74614 | 0.73311 | 0.70461 | 0.6854 | 0.75647 | 0.79415 | 0.72387
4310 | 2004-06-28 | 14:00 | 0.76261 | 0.73311 | 0.76261 | 0.76009 | 0.77596 | 0.77765 | 0.74971 | 0.73818 | 0.71613 | 0.70461 | 0.74026 | 0.77771 | 0.70051
4311 | 2004-06-28 | 15:00 | 0.76171 | 0.73818 | 0.76171 | 0.76261 | 0.77765 | 0.77509 | 0.74448 | 0.73102 | 0.72476 | 0.71613 | 0.72655 | 0.76882 | 0.70149
4312 | 2004-06-28 | 16:00 | 0.76546 | 0.73102 | 0.76546 | 0.76171 | 0.77509 | 0.76826 | 0.73391 | 0.71855 | 0.72592 | 0.72476 | 0.71476 | 0.72663 | 0.68551
4313 | 2004-06-28 | 17:00 | 0.75991 | 0.71855 | 0.75991 | 0.76546 | 0.76826 | 0.76162 | 0.72798 | 0.70462 | 0.71719 | 0.72592 | 0.66853 | 0.65888 | 0.62262
4314 | 2004-06-28 | 18:00 | 0.74212 | 0.70462 | 0.74212 | 0.75991 | 0.76162 | 0.75525 | 0.71948 | 0.69168 | 0.70302 | 0.71719 | 0.60178 | 0.60712 | 0.55909
4315 | 2004-06-28 | 19:00 | 0.7241 | 0.69168 | 0.7241 | 0.74212 | 0.75525 | 0.73686 | 0.70202 | 0.67574 | 0.68151 | 0.70302 | 0.56329 | 0.56481 | 0.52772
4316 | 2004-06-28 | 20:00 | 0.72099 | 0.67574 | 0.72099 | 0.7241 | 0.73686 | 0.71902 | 0.68813 | 0.67018 | 0.66218 | 0.68151 | 0.53894 | 0.53913 | 0.48897
4317 | 2004-06-28 | 21:00 | 0.71545 | 0.67018 | 0.71545 | 0.72099 | 0.71902 | 0.72159 | 0.6941 | 0.66308 | 0.65662 | 0.66218 | 0.52579 | 0.52127 | 0.47438
4318 | 2004-06-28 | 22:00 | 0.66483 | 0.66308 | 0.66483 | 0.71545 | 0.72159 | 0.71818 | 0.67868 | 0.62083 | 0.61478 | 0.65662 | 0.52108 | 0.51295 | 0.46735
4319 | 2004-06-28 | 23:00 | 0.60674 | 0.62083 | 0.60674 | 0.66483 | 0.71818 | 0.67348 | 0.61071 | 0.56671 | 0.55746 | 0.61478 | 0.53071 | 0.51958 | 0.47369
4320 | 2004-06-29 | 00:00 | 0.55958 | 0.56671 | 0.55958 | 0.60674 | 0.67348 | 0.6145 | 0.54499 | 0.52194 | 0.51423 | 0.55746 | 0.55611 | 0.53666 | 0.50666
4321 | 2004-06-29 | 01:00 | 0.52765 | 0.52194 | 0.52765 | 0.55958 | 0.6145 | 0.56501 | 0.49834 | 0.49345 | 0.48716 | 0.51423 | 0.60734 | 0.5679 | 0.55203
4322 | 2004-06-29 | 02:00 | 0.5049 | 0.49345 | 0.5049 | 0.52765 | 0.56501 | 0.53491 | 0.47048 | 0.47695 | 0.46851 | 0.48716 | 0.66291 | 0.61487 | 0.60624
4323 | 2004-06-29 | 03:00 | 0.49326 | 0.47695 | 0.49326 | 0.5049 | 0.53491 | 0.51092 | 0.45708 | 0.46828 | 0.45781 | 0.46851 | 0.69858 | 0.65701 | 0.65204
4324 | 2004-06-29 | 04:00 | 0.49462 | 0.46828 | 0.49462 | 0.49326 | 0.51092 | 0.50047 | 0.45182 | 0.46881 | 0.4582 | 0.45781 | 0.72139 | 0.69963 | 0.68714
4325 | 2004-06-29 | 05:00 | 0.5161 | 0.46881 | 0.5161 | 0.49462 | 0.50047 | 0.5022 | 0.4592 | 0.49093 | 0.47435 | 0.4582 | 0.7405 | 0.73519 | 0.71444
4326 | 2004-06-29 | 06:00 | 0.55808 | 0.49093 | 0.55808 | 0.5161 | 0.5022 | 0.51876 | 0.48984 | 0.52732 | 0.50135 | 0.47435 | 0.75224 | 0.76309 | 0.72731
4327 | 2004-06-29 | 07:00 | 0.61319 | 0.52732 | 0.61319 | 0.55808 | 0.51876 | 0.56899 | 0.55378 | 0.55273 | 0.53866 | 0.50135 | 0.76214 | 0.79178 | 0.73493
4328 | 2004-06-29 | 08:00 | 0.65281 | 0.55273 | 0.65281 | 0.61319 | 0.56899 | 0.64295 | 0.62805 | 0.57961 | 0.56988 | 0.53866 | 0.76882 | 0.80999 | 0.74554
4329 | 2004-06-29 | 09:00 | 0.67762 | 0.57961 | 0.67762 | 0.65281 | 0.64295 | 0.69775 | 0.67694 | 0.61131 | 0.60051 | 0.56988 | 0.77305 | 0.82483 | 0.75253
4330 | 2004-06-29 | 10:00 | 0.70176 | 0.61131 | 0.70176 | 0.67762 | 0.69775 | 0.73316 | 0.70406 | 0.64222 | 0.62944 | 0.60051 | 0.7722 | 0.82583 | 0.7567
4331 | 2004-06-29 | 11:00 | 0.71804 | 0.64222 | 0.71804 | 0.70176 | 0.73316 | 0.75409 | 0.72694 | 0.66786 | 0.65762 | 0.62944 | 0.76823 | 0.82645 | 0.7507
4332 | 2004-06-29 | 12:00 | 0.73358 | 0.66786 | 0.73358 | 0.71804 | 0.75409 | 0.77023 | 0.73938 | 0.68209 | 0.68011 | 0.65762 | 0.76323 | 0.81283 | 0.72697
4333 | 2004-06-29 | 13:00 | 0.74695 | 0.68209 | 0.74695 | 0.73358 | 0.77023 | 0.77843 | 0.74295 | 0.68137 | 0.69956 | 0.68011 | 0.75213 | 0.79415 | 0.69879
4334 | 2004-06-29 | 14:00 | 0.75549 | 0.68137 | 0.75549 | 0.74695 | 0.77843 | 0.78789 | 0.75245 | 0.67441 | 0.71399 | 0.69956 | 0.7356 | 0.77283 | 0.67814
4335 | 2004-06-29 | 15:00 | 0.76076 | 0.67441 | 0.76076 | 0.75549 | 0.78789 | 0.78943 | 0.75423 | 0.67158 | 0.71956 | 0.71399 | 0.72653 | 0.76329 | 0.68656
4336 | 2004-06-29 | 16:00 | 0.76848 | 0.67158 | 0.76848 | 0.76076 | 0.78943 | 0.78863 | 0.75187 | 0.66982 | 0.72185 | 0.71956 | 0.71508 | 0.72588 | 0.6762
4337 | 2004-06-29 | 17:00 | 0.76594 | 0.66982 | 0.76594 | 0.76848 | 0.78863 | 0.78641 | 0.75195 | 0.6582 | 0.71203 | 0.72185 | 0.66725 | 0.66137 | 0.61804
4338 | 2004-06-29 | 18:00 | 0.74601 | 0.6582 | 0.74601 | 0.76594 | 0.78641 | 0.77674 | 0.74258 | 0.64435 | 0.69676 | 0.71203 | 0.60534 | 0.60087 | 0.55882
4339 | 2004-06-29 | 19:00 | 0.7194 | 0.64435 | 0.7194 | 0.74601 | 0.77674 | 0.74853 | 0.72396 | 0.6285 | 0.67697 | 0.69676 | 0.56374 | 0.56077 | 0.51475
4340 | 2004-06-29 | 20:00 | 0.70567 | 0.6285 | 0.70567 | 0.7194 | 0.74853 | 0.72634 | 0.70397 | 0.62706 | 0.66512 | 0.67697 | 0.54075 | 0.53502 | 0.48868
4341 | 2004-06-29 | 21:00 | 0.70188 | 0.62706 | 0.70188 | 0.70567 | 0.72634 | 0.72205 | 0.70576 | 0.62234 | 0.65997 | 0.66512 | 0.52622 | 0.51694 | 0.47469
4342 | 2004-06-29 | 22:00 | 0.6435 | 0.62234 | 0.6435 | 0.70188 | 0.72205 | 0.72145 | 0.69145 | 0.58764 | 0.62084 | 0.65997 | 0.51956 | 0.50964 | 0.46914
4343 | 2004-06-29 | 23:00 | 0.58135 | 0.58764 | 0.58135 | 0.6435 | 0.72145 | 0.67232 | 0.62266 | 0.54203 | 0.56586 | 0.62084 | 0.5293 | 0.51614 | 0.47541
4344 | 2004-06-30 | 00:00 | 0.52865 | 0.54203 | 0.52865 | 0.58135 | 0.67232 | 0.61369 | 0.55399 | 0.50291 | 0.52356 | 0.56586 | 0.55688 | 0.53083 | 0.50787
4345 | 2004-06-30 | 01:00 | 0.49587 | 0.50291 | 0.49587 | 0.52865 | 0.61369 | 0.56121 | 0.5027 | 0.47888 | 0.4969 | 0.52356 | 0.60665 | 0.56737 | 0.55142
4346 | 2004-06-30 | 02:00 | 0.47792 | 0.47888 | 0.47792 | 0.49587 | 0.56121 | 0.52865 | 0.47545 | 0.46429 | 0.47719 | 0.4969 | 0.65695 | 0.60994 | 0.60457
4347 | 2004-06-30 | 03:00 | 0.46501 | 0.46429 | 0.46501 | 0.47792 | 0.52865 | 0.50906 | 0.46077 | 0.45729 | 0.4675 | 0.47719 | 0.68894 | 0.65547 | 0.64875
4348 | 2004-06-30 | 04:00 | 0.47079 | 0.45729 | 0.47079 | 0.46501 | 0.50906 | 0.49896 | 0.45352 | 0.46063 | 0.46766 | 0.4675 | 0.71135 | 0.69427 | 0.68167
4349 | 2004-06-30 | 05:00 | 0.4955 | 0.46063 | 0.4955 | 0.47079 | 0.49896 | 0.49984 | 0.45969 | 0.48396 | 0.48474 | 0.46766 | 0.73358 | 0.728 | 0.70689
4350 | 2004-06-30 | 06:00 | 0.53838 | 0.48396 | 0.53838 | 0.4955 | 0.49984 | 0.51648 | 0.48661 | 0.52237 | 0.5138 | 0.48474 | 0.74542 | 0.75562 | 0.72276
4351 | 2004-06-30 | 07:00 | 0.59601 | 0.52237 | 0.59601 | 0.53838 | 0.51648 | 0.56874 | 0.55357 | 0.54563 | 0.54829 | 0.5138 | 0.75532 | 0.77557 | 0.72905
4352 | 2004-06-30 | 08:00 | 0.64882 | 0.54563 | 0.64882 | 0.59601 | 0.56874 | 0.64386 | 0.63373 | 0.5704 | 0.58286 | 0.54829 | 0.76642 | 0.78941 | 0.73833
4353 | 2004-06-30 | 09:00 | 0.69023 | 0.5704 | 0.69023 | 0.64882 | 0.64386 | 0.70295 | 0.69016 | 0.59673 | 0.61465 | 0.58286 | 0.77316 | 0.8009 | 0.74439
4354 | 2004-06-30 | 10:00 | 0.72557 | 0.59673 | 0.72557 | 0.69023 | 0.70295 | 0.7473 | 0.72566 | 0.62075 | 0.64874 | 0.61465 | 0.77534 | 0.8012 | 0.74439
4355 | 2004-06-30 | 11:00 | 0.75558 | 0.62075 | 0.75558 | 0.72557 | 0.7473 | 0.7767 | 0.75012 | 0.64265 | 0.67429 | 0.64874 | 0.77744 | 0.80082 | 0.73793
4356 | 2004-06-30 | 12:00 | 0.76765 | 0.64265 | 0.76765 | 0.75558 | 0.7767 | 0.79872 | 0.76634 | 0.66041 | 0.69202 | 0.67429 | 0.77188 | 0.78907 | 0.71592
4357 | 2004-06-30 | 13:00 | 0.79204 | 0.66041 | 0.79204 | 0.76765 | 0.79872 | 0.80878 | 0.77272 | 0.68105 | 0.70446 | 0.69202 | 0.75708 | 0.76914 | 0.68746
4358 | 2004-06-30 | 14:00 | 0.80675 | 0.68105 | 0.80675 | 0.79204 | 0.80878 | 0.81863 | 0.78118 | 0.69846 | 0.71366 | 0.70446 | 0.73869 | 0.75205 | 0.66951
4359 | 2004-06-30 | 15:00 | 0.81726 | 0.69846 | 0.81726 | 0.80675 | 0.81863 | 0.8257 | 0.78429 | 0.7095 | 0.71837 | 0.71366 | 0.72993 | 0.74503 | 0.68087
4360 | 2004-06-30 | 16:00 | 0.82669 | 0.7095 | 0.82669 | 0.81726 | 0.8257 | 0.82858 | 0.78711 | 0.71339 | 0.71847 | 0.71837 | 0.71772 | 0.70685 | 0.6701
4361 | 2004-06-30 | 17:00 | 0.82208 | 0.71339 | 0.82208 | 0.82669 | 0.82858 | 0.83213 | 0.78404 | 0.70984 | 0.70897 | 0.71847 | 0.66922 | 0.64725 | 0.61211
4362 | 2004-06-30 | 18:00 | 0.79999 | 0.70984 | 0.79999 | 0.82208 | 0.83213 | 0.82105 | 0.77488 | 0.69692 | 0.69537 | 0.70897 | 0.61059 | 0.59006 | 0.55382
4363 | 2004-06-30 | 19:00 | 0.7706 | 0.69692 | 0.7706 | 0.79999 | 0.82105 | 0.79218 | 0.75158 | 0.67692 | 0.67774 | 0.69537 | 0.56425 | 0.54984 | 0.51094
4364 | 2004-06-30 | 20:00 | 0.75899 | 0.67692 | 0.75899 | 0.7706 | 0.79218 | 0.76781 | 0.73113 | 0.66615 | 0.66564 | 0.67774 | 0.53825 | 0.52513 | 0.48618
4365 | 2004-06-30 | 21:00 | 0.75613 | 0.66615 | 0.75613 | 0.75899 | 0.76781 | 0.76605 | 0.73279 | 0.6612 | 0.66265 | 0.66564 | 0.52411 | 0.50902 | 0.47299
4366 | 2004-06-30 | 22:00 | 0.69825 | 0.6612 | 0.69825 | 0.75613 | 0.76605 | 0.76696 | 0.71836 | 0.6221 | 0.62565 | 0.66265 | 0.51919 | 0.50077 | 0.4667
4367 | 2004-06-30 | 23:00 | 0.63025 | 0.6221 | 0.63025 | 0.69825 | 0.76696 | 0.71723 | 0.65048 | 0.56731 | 0.57596 | 0.62565 | 0.52965 | 0.50837 | 0.47356
4368 | 2004-07-01 | 00:00 | 0.57538 | 0.56731 | 0.57538 | 0.63025 | 0.71723 | 0.65097 | 0.57443 | 0.52428 | 0.53368 | 0.57596 | 0.55642 | 0.52314 | 0.50231
4369 | 2004-07-01 | 01:00 | 0.54119 | 0.52428 | 0.54119 | 0.57538 | 0.65097 | 0.59456 | 0.52065 | 0.49718 | 0.50604 | 0.53368 | 0.60351 | 0.55706 | 0.54617
4370 | 2004-07-01 | 02:00 | 0.51862 | 0.49718 | 0.51862 | 0.54119 | 0.59456 | 0.56037 | 0.49021 | 0.47874 | 0.48597 | 0.50604 | 0.65599 | 0.59903 | 0.59861
4371 | 2004-07-01 | 03:00 | 0.50573 | 0.47874 | 0.50573 | 0.51862 | 0.56037 | 0.53885 | 0.47284 | 0.4706 | 0.47299 | 0.48597 | 0.68881 | 0.64279 | 0.64116
4372 | 2004-07-01 | 04:00 | 0.5071 | 0.4706 | 0.5071 | 0.50573 | 0.53885 | 0.52654 | 0.46268 | 0.47296 | 0.47286 | 0.47299 | 0.71436 | 0.6812 | 0.67434
4373 | 2004-07-01 | 05:00 | 0.53119 | 0.47296 | 0.53119 | 0.5071 | 0.52654 | 0.52773 | 0.46865 | 0.49328 | 0.48927 | 0.47286 | 0.7307 | 0.71771 | 0.70076
4374 | 2004-07-01 | 06:00 | 0.5729 | 0.49328 | 0.5729 | 0.53119 | 0.52773 | 0.54454 | 0.49399 | 0.52783 | 0.51836 | 0.48927 | 0.74287 | 0.74408 | 0.71911
4375 | 2004-07-01 | 07:00 | 0.6335 | 0.52783 | 0.6335 | 0.5729 | 0.54454 | 0.59653 | 0.55984 | 0.55133 | 0.55324 | 0.51836 | 0.75524 | 0.77138 | 0.72965
4376 | 2004-07-01 | 08:00 | 0.68456 | 0.55133 | 0.68456 | 0.6335 | 0.59653 | 0.67369 | 0.64086 | 0.58284 | 0.58662 | 0.55324 | 0.76488 | 0.79514 | 0.74125
4377 | 2004-07-01 | 09:00 | 0.73159 | 0.58284 | 0.73159 | 0.68456 | 0.67369 | 0.73605 | 0.70227 | 0.62044 | 0.6128 | 0.58662 | 0.77246 | 0.81285 | 0.74736
4378 | 2004-07-01 | 10:00 | 0.77597 | 0.62044 | 0.77597 | 0.73159 | 0.73605 | 0.78936 | 0.74942 | 0.66 | 0.63789 | 0.6128 | 0.77648 | 0.826 | 0.74816
4379 | 2004-07-01 | 11:00 | 0.81337 | 0.66 | 0.81337 | 0.77597 | 0.78936 | 0.8257 | 0.79047 | 0.69655 | 0.66066 | 0.63789 | 0.77827 | 0.82892 | 0.74327
4380 | 2004-07-01 | 12:00 | 0.8391 | 0.69655 | 0.8391 | 0.81337 | 0.8257 | 0.84796 | 0.81548 | 0.73294 | 0.68099 | 0.66066 | 0.77441 | 0.81793 | 0.71941
4381 | 2004-07-01 | 13:00 | 0.86059 | 0.73294 | 0.86059 | 0.8391 | 0.84796 | 0.86167 | 0.83061 | 0.76881 | 0.70729 | 0.68099 | 0.76216 | 0.8008 | 0.6883
4382 | 2004-07-01 | 14:00 | 0.8745 | 0.76881 | 0.8745 | 0.86059 | 0.86167 | 0.87311 | 0.84015 | 0.79764 | 0.72677 | 0.70729 | 0.7422 | 0.77918 | 0.66958
4383 | 2004-07-01 | 15:00 | 0.88233 | 0.79764 | 0.88233 | 0.8745 | 0.87311 | 0.87933 | 0.83571 | 0.82555 | 0.73733 | 0.72677 | 0.72937 | 0.76887 | 0.68319
4384 | 2004-07-01 | 16:00 | 0.87982 | 0.82555 | 0.87982 | 0.88233 | 0.87933 | 0.88302 | 0.83107 | 0.83743 | 0.74542 | 0.73733 | 0.7211 | 0.72814 | 0.67627
4385 | 2004-07-01 | 17:00 | 0.86942 | 0.83743 | 0.86942 | 0.87982 | 0.88302 | 0.88081 | 0.82539 | 0.83266 | 0.74256 | 0.74542 | 0.67447 | 0.66441 | 0.62183
4386 | 2004-07-01 | 18:00 | 0.84386 | 0.83266 | 0.84386 | 0.86942 | 0.88081 | 0.86488 | 0.8105 | 0.81447 | 0.73383 | 0.74256 | 0.60918 | 0.60399 | 0.56419
4387 | 2004-07-01 | 19:00 | 0.81118 | 0.81447 | 0.81118 | 0.84386 | 0.86488 | 0.83132 | 0.78952 | 0.78433 | 0.71567 | 0.73383 | 0.56398 | 0.56471 | 0.51512
4388 | 2004-07-01 | 20:00 | 0.79299 | 0.78433 | 0.79299 | 0.81118 | 0.83132 | 0.80065 | 0.76667 | 0.75676 | 0.69671 | 0.71567 | 0.53931 | 0.53711 | 0.48856
4389 | 2004-07-01 | 21:00 | 0.78858 | 0.75676 | 0.78858 | 0.79299 | 0.80065 | 0.79228 | 0.76899 | 0.74227 | 0.68831 | 0.69671 | 0.5256 | 0.51898 | 0.47355
4390 | 2004-07-01 | 22:00 | 0.73152 | 0.74227 | 0.73152 | 0.78858 | 0.79228 | 0.78982 | 0.7551 | 0.69293 | 0.65069 | 0.68831 | 0.51962 | 0.50959 | 0.46662
4391 | 2004-07-01 | 23:00 | 0.66544 | 0.69293 | 0.66544 | 0.73152 | 0.78982 | 0.74129 | 0.68618 | 0.63029 | 0.59407 | 0.65069 | 0.5268 | 0.51402 | 0.47013
4392 | 2004-07-02 | 00:00 | 0.60712 | 0.63029 | 0.60712 | 0.66544 | 0.74129 | 0.67858 | 0.6132 | 0.57675 | 0.55172 | 0.59407 | 0.55028 | 0.52374 | 0.498
4393 | 2004-07-02 | 01:00 | 0.57078 | 0.57675 | 0.57078 | 0.60712 | 0.67858 | 0.62403 | 0.55606 | 0.53952 | 0.5217 | 0.55172 | 0.59606 | 0.55631 | 0.5377
4394 | 2004-07-02 | 02:00 | 0.54577 | 0.53952 | 0.54577 | 0.57078 | 0.62403 | 0.5896 | 0.52185 | 0.51691 | 0.50135 | 0.5217 | 0.64713 | 0.60254 | 0.59528
4395 | 2004-07-02 | 03:00 | 0.53203 | 0.51691 | 0.53203 | 0.54577 | 0.5896 | 0.56712 | 0.50303 | 0.50436 | 0.48976 | 0.50135 | 0.68644 | 0.64506 | 0.64448
4396 | 2004-07-02 | 04:00 | 0.53176 | 0.50436 | 0.53176 | 0.53203 | 0.56712 | 0.55418 | 0.49212 | 0.50236 | 0.4861 | 0.48976 | 0.7093 | 0.68979 | 0.68227
4397 | 2004-07-02 | 05:00 | 0.55251 | 0.50236 | 0.55251 | 0.53176 | 0.55418 | 0.55182 | 0.48955 | 0.52076 | 0.49911 | 0.4861 | 0.72735 | 0.73748 | 0.71564
4398 | 2004-07-02 | 06:00 | 0.59435 | 0.52076 | 0.59435 | 0.55251 | 0.55182 | 0.56733 | 0.51385 | 0.5492 | 0.52369 | 0.49911 | 0.73661 | 0.76762 | 0.73885
4399 | 2004-07-02 | 07:00 | 0.65754 | 0.5492 | 0.65754 | 0.59435 | 0.56733 | 0.61682 | 0.57095 | 0.5734 | 0.55893 | 0.52369 | 0.74292 | 0.79699 | 0.7495
4400 | 2004-07-02 | 08:00 | 0.71684 | 0.5734 | 0.71684 | 0.65754 | 0.61682 | 0.69282 | 0.64949 | 0.61407 | 0.5944 | 0.55893 | 0.74915 | 0.81572 | 0.763
4401 | 2004-07-02 | 09:00 | 0.7678 | 0.61407 | 0.7678 | 0.71684 | 0.69282 | 0.75764 | 0.71757 | 0.66246 | 0.62442 | 0.5944 | 0.75354 | 0.83215 | 0.76794
4402 | 2004-07-02 | 10:00 | 0.81486 | 0.66246 | 0.81486 | 0.7678 | 0.75764 | 0.80512 | 0.7709 | 0.71239 | 0.65294 | 0.62442 | 0.755 | 0.84095 | 0.7668
4403 | 2004-07-02 | 11:00 | 0.8516 | 0.71239 | 0.8516 | 0.81486 | 0.80512 | 0.84152 | 0.81141 | 0.75395 | 0.67604 | 0.65294 | 0.75232 | 0.84441 | 0.76015
4404 | 2004-07-02 | 12:00 | 0.87328 | 0.75395 | 0.87328 | 0.8516 | 0.84152 | 0.86111 | 0.83704 | 0.79138 | 0.69714 | 0.67604 | 0.74436 | 0.83071 | 0.73501
4405 | 2004-07-02 | 13:00 | 0.89291 | 0.79138 | 0.89291 | 0.87328 | 0.86111 | 0.86959 | 0.84832 | 0.8277 | 0.72213 | 0.69714 | 0.72594 | 0.8064 | 0.69775
4406 | 2004-07-02 | 14:00 | 0.90433 | 0.8277 | 0.90433 | 0.89291 | 0.86959 | 0.87905 | 0.85109 | 0.85659 | 0.74331 | 0.72213 | 0.70364 | 0.77512 | 0.67529
4407 | 2004-07-02 | 15:00 | 0.90921 | 0.85659 | 0.90921 | 0.90433 | 0.87905 | 0.88056 | 0.83994 | 0.87481 | 0.75797 | 0.74331 | 0.69307 | 0.76154 | 0.67698
4408 | 2004-07-02 | 16:00 | 0.91332 | 0.87481 | 0.91332 | 0.90921 | 0.88056 | 0.88218 | 0.82754 | 0.88194 | 0.76564 | 0.75797 | 0.68479 | 0.72144 | 0.66862
4409 | 2004-07-02 | 17:00 | 0.90645 | 0.88194 | 0.90645 | 0.91332 | 0.88218 | 0.87958 | 0.81473 | 0.87469 | 0.76291 | 0.76564 | 0.64836 | 0.66491 | 0.61737
4410 | 2004-07-02 | 18:00 | 0.87962 | 0.87469 | 0.87962 | 0.90645 | 0.87958 | 0.86354 | 0.80084 | 0.85212 | 0.74934 | 0.76291 | 0.59861 | 0.61181 | 0.56237
4411 | 2004-07-02 | 19:00 | 0.84179 | 0.85212 | 0.84179 | 0.87962 | 0.86354 | 0.83072 | 0.77612 | 0.81271 | 0.72788 | 0.74934 | 0.55877 | 0.56844 | 0.51904
4412 | 2004-07-02 | 20:00 | 0.81412 | 0.81271 | 0.81412 | 0.84179 | 0.83072 | 0.79401 | 0.74851 | 0.77675 | 0.70479 | 0.72788 | 0.53441 | 0.5401 | 0.4908
4413 | 2004-07-02 | 21:00 | 0.79881 | 0.77675 | 0.79881 | 0.81412 | 0.79401 | 0.77442 | 0.73681 | 0.75717 | 0.69178 | 0.70479 | 0.51876 | 0.51753 | 0.47241
4414 | 2004-07-02 | 22:00 | 0.74458 | 0.75717 | 0.74458 | 0.79881 | 0.77442 | 0.77347 | 0.72031 | 0.70795 | 0.6561 | 0.69178 | 0.50929 | 0.50461 | 0.46267
4415 | 2004-07-02 | 23:00 | 0.67585 | 0.70795 | 0.67585 | 0.74458 | 0.77347 | 0.72581 | 0.65886 | 0.65094 | 0.60502 | 0.6561 | 0.50639 | 0.49791 | 0.46006
4416 | 2004-07-03 | 00:00 | 0.61649 | 0.65094 | 0.61649 | 0.67585 | 0.72581 | 0.66345 | 0.58803 | 0.59651 | 0.55978 | 0.60502 | 0.50732 | 0.49098 | 0.46524
4417 | 2004-07-03 | 01:00 | 0.57033 | 0.59651 | 0.57033 | 0.61649 | 0.66345 | 0.60662 | 0.52865 | 0.55946 | 0.52748 | 0.55978 | 0.52206 | 0.50535 | 0.47079
4418 | 2004-07-03 | 02:00 | 0.53912 | 0.55946 | 0.53912 | 0.57033 | 0.60662 | 0.57096 | 0.49274 | 0.53129 | 0.50259 | 0.52748 | 0.56675 | 0.54217 | 0.49812
4419 | 2004-07-03 | 03:00 | 0.51922 | 0.53129 | 0.51922 | 0.53912 | 0.57096 | 0.54504 | 0.46861 | 0.51192 | 0.4844 | 0.50259 | 0.60521 | 0.5933 | 0.54222
4420 | 2004-07-03 | 04:00 | 0.50675 | 0.51192 | 0.50675 | 0.51922 | 0.54504 | 0.52717 | 0.4536 | 0.50255 | 0.47412 | 0.4844 | 0.63885 | 0.64359 | 0.58188
4421 | 2004-07-03 | 05:00 | 0.50059 | 0.50255 | 0.50059 | 0.50675 | 0.52717 | 0.51795 | 0.44813 | 0.5009 | 0.47325 | 0.47412 | 0.65796 | 0.68336 | 0.61235
4422 | 2004-07-03 | 06:00 | 0.50502 | 0.5009 | 0.50502 | 0.50059 | 0.51795 | 0.50906 | 0.44531 | 0.49847 | 0.47106 | 0.47325 | 0.66677 | 0.71753 | 0.631
4423 | 2004-07-03 | 07:00 | 0.54238 | 0.49847 | 0.54238 | 0.50502 | 0.50906 | 0.51729 | 0.47114 | 0.5039 | 0.48687 | 0.47106 | 0.67127 | 0.74149 | 0.64269
4424 | 2004-07-03 | 08:00 | 0.59785 | 0.5039 | 0.59785 | 0.54238 | 0.51729 | 0.55622 | 0.52293 | 0.54401 | 0.52835 | 0.48687 | 0.67303 | 0.76249 | 0.65036
4425 | 2004-07-03 | 09:00 | 0.65086 | 0.54401 | 0.65086 | 0.59785 | 0.55622 | 0.60905 | 0.58754 | 0.59149 | 0.57467 | 0.52835 | 0.67055 | 0.77659 | 0.65721
4426 | 2004-07-03 | 10:00 | 0.69212 | 0.59149 | 0.69212 | 0.65086 | 0.60905 | 0.65804 | 0.63576 | 0.63794 | 0.61509 | 0.57467 | 0.67465 | 0.78481 | 0.66236
4427 | 2004-07-03 | 11:00 | 0.72321 | 0.63794 | 0.72321 | 0.69212 | 0.65804 | 0.68973 | 0.66375 | 0.68359 | 0.65335 | 0.61509 | 0.67854 | 0.79061 | 0.66071
4428 | 2004-07-03 | 12:00 | 0.74379 | 0.68359 | 0.74379 | 0.72321 | 0.68973 | 0.70896 | 0.67461 | 0.72785 | 0.68686 | 0.65335 | 0.67918 | 0.78361 | 0.65373
4429 | 2004-07-03 | 13:00 | 0.76014 | 0.72785 | 0.76014 | 0.74379 | 0.70896 | 0.71667 | 0.67486 | 0.76193 | 0.71675 | 0.68686 | 0.66967 | 0.7678 | 0.63986
4430 | 2004-07-03 | 14:00 | 0.77288 | 0.76193 | 0.77288 | 0.76014 | 0.71667 | 0.72117 | 0.67213 | 0.79196 | 0.74202 | 0.71675 | 0.65501 | 0.74389 | 0.62617
4431 | 2004-07-03 | 15:00 | 0.78704 | 0.79196 | 0.78704 | 0.77288 | 0.72117 | 0.72405 | 0.6708 | 0.8145 | 0.765 | 0.74202 | 0.64322 | 0.73205 | 0.63332
4432 | 2004-07-03 | 16:00 | 0.79729 | 0.8145 | 0.79729 | 0.78704 | 0.72405 | 0.72894 | 0.67333 | 0.8313 | 0.78141 | 0.765 | 0.64128 | 0.69806 | 0.62984
4433 | 2004-07-03 | 17:00 | 0.79784 | 0.8313 | 0.79784 | 0.79729 | 0.72894 | 0.73372 | 0.67905 | 0.83118 | 0.78664 | 0.78141 | 0.6165 | 0.65046 | 0.5879
4434 | 2004-07-03 | 18:00 | 0.78042 | 0.83118 | 0.78042 | 0.79784 | 0.73372 | 0.73626 | 0.681 | 0.81558 | 0.77809 | 0.78664 | 0.57527 | 0.59885 | 0.54341
4435 | 2004-07-03 | 19:00 | 0.75242 | 0.81558 | 0.75242 | 0.78042 | 0.73626 | 0.72416 | 0.67184 | 0.78585 | 0.75544 | 0.77809 | 0.53492 | 0.56092 | 0.50431
4436 | 2004-07-03 | 20:00 | 0.72958 | 0.78585 | 0.72958 | 0.75242 | 0.72416 | 0.70773 | 0.65761 | 0.75408 | 0.72347 | 0.75544 | 0.51219 | 0.53168 | 0.47656
4437 | 2004-07-03 | 21:00 | 0.72034 | 0.75408 | 0.72034 | 0.72958 | 0.70773 | 0.69535 | 0.65434 | 0.732 | 0.70472 | 0.72347 | 0.49617 | 0.51163 | 0.46051
4438 | 2004-07-03 | 22:00 | 0.67959 | 0.732 | 0.67959 | 0.72034 | 0.69535 | 0.69975 | 0.64704 | 0.68847 | 0.67017 | 0.70472 | 0.48773 | 0.49731 | 0.44996
4439 | 2004-07-03 | 23:00 | 0.62956 | 0.68847 | 0.62956 | 0.67959 | 0.69975 | 0.66268 | 0.60404 | 0.63903 | 0.62424 | 0.67017 | 0.48595 | 0.48899 | 0.44622
4440 | 2004-07-04 | 00:00 | 0.5814 | 0.63903 | 0.5814 | 0.62956 | 0.66268 | 0.61826 | 0.55084 | 0.59151 | 0.57895 | 0.62424 | 0.48243 | 0.47721 | 0.44669
4441 | 2004-07-04 | 01:00 | 0.54191 | 0.59151 | 0.54191 | 0.5814 | 0.61826 | 0.57592 | 0.49863 | 0.55295 | 0.54304 | 0.57895 | 0.49265 | 0.48904 | 0.44471
4442 | 2004-07-04 | 02:00 | 0.51495 | 0.55295 | 0.51495 | 0.54191 | 0.57592 | 0.54194 | 0.46828 | 0.526 | 0.51964 | 0.54304 | 0.52792 | 0.52381 | 0.46203
4443 | 2004-07-04 | 03:00 | 0.49816 | 0.526 | 0.49816 | 0.51495 | 0.54194 | 0.5175 | 0.4458 | 0.50542 | 0.49842 | 0.51964 | 0.56971 | 0.57263 | 0.49743
4444 | 2004-07-04 | 04:00 | 0.48714 | 0.50542 | 0.48714 | 0.49816 | 0.5175 | 0.50413 | 0.43349 | 0.49265 | 0.48608 | 0.49842 | 0.60298 | 0.61836 | 0.53199
4445 | 2004-07-04 | 05:00 | 0.48283 | 0.49265 | 0.48283 | 0.48714 | 0.50413 | 0.49689 | 0.42793 | 0.48632 | 0.48242 | 0.48608 | 0.6232 | 0.65993 | 0.5607
4446 | 2004-07-04 | 06:00 | 0.4825 | 0.48632 | 0.4825 | 0.48283 | 0.49689 | 0.48637 | 0.41964 | 0.48094 | 0.47384 | 0.48242 | 0.63505 | 0.69235 | 0.58128
4447 | 2004-07-04 | 07:00 | 0.51197 | 0.48094 | 0.51197 | 0.4825 | 0.48637 | 0.48876 | 0.43324 | 0.48905 | 0.48144 | 0.47384 | 0.63947 | 0.71776 | 0.59887
4448 | 2004-07-04 | 08:00 | 0.56277 | 0.48905 | 0.56277 | 0.51197 | 0.48876 | 0.51897 | 0.47724 | 0.53275 | 0.51421 | 0.48144 | 0.64271 | 0.73691 | 0.61347
4449 | 2004-07-04 | 09:00 | 0.61674 | 0.53275 | 0.61674 | 0.56277 | 0.51897 | 0.56558 | 0.53417 | 0.58741 | 0.55548 | 0.51421 | 0.64516 | 0.75138 | 0.6269
4450 | 2004-07-04 | 10:00 | 0.66009 | 0.58741 | 0.66009 | 0.61674 | 0.56558 | 0.61552 | 0.58521 | 0.6379 | 0.59371 | 0.55548 | 0.64913 | 0.75833 | 0.6358
4451 | 2004-07-04 | 11:00 | 0.69534 | 0.6379 | 0.69534 | 0.66009 | 0.61552 | 0.65695 | 0.62427 | 0.69115 | 0.63215 | 0.59371 | 0.65072 | 0.76062 | 0.64199
4452 | 2004-07-04 | 12:00 | 0.71965 | 0.69115 | 0.71965 | 0.69534 | 0.65695 | 0.68853 | 0.64994 | 0.73393 | 0.66811 | 0.63215 | 0.64636 | 0.75106 | 0.64035
4453 | 2004-07-04 | 13:00 | 0.73214 | 0.73393 | 0.73214 | 0.71965 | 0.68853 | 0.70601 | 0.65965 | 0.76813 | 0.70454 | 0.66811 | 0.63771 | 0.73275 | 0.62929
4454 | 2004-07-04 | 14:00 | 0.73438 | 0.76813 | 0.73438 | 0.73214 | 0.70601 | 0.71266 | 0.66114 | 0.79392 | 0.73669 | 0.70454 | 0.62118 | 0.70496 | 0.60984
4455 | 2004-07-04 | 15:00 | 0.72996 | 0.79392 | 0.72996 | 0.73438 | 0.71266 | 0.71336 | 0.6589 | 0.8115 | 0.76217 | 0.73669 | 0.60596 | 0.68511 | 0.61245
4456 | 2004-07-04 | 16:00 | 0.72528 | 0.8115 | 0.72528 | 0.72996 | 0.71336 | 0.70925 | 0.65906 | 0.82026 | 0.77901 | 0.76217 | 0.59752 | 0.65532 | 0.60101
4457 | 2004-07-04 | 17:00 | 0.71766 | 0.82026 | 0.71766 | 0.72528 | 0.70925 | 0.70626 | 0.66151 | 0.81628 | 0.78437 | 0.77901 | 0.57186 | 0.62234 | 0.57852
4458 | 2004-07-04 | 18:00 | 0.69859 | 0.81628 | 0.69859 | 0.71766 | 0.70626 | 0.69768 | 0.66114 | 0.79469 | 0.77023 | 0.78437 | 0.55257 | 0.5797 | 0.54492
4459 | 2004-07-04 | 19:00 | 0.67307 | 0.79469 | 0.67307 | 0.69859 | 0.69768 | 0.67903 | 0.64314 | 0.75784 | 0.74091 | 0.77023 | 0.52241 | 0.54752 | 0.50576
4460 | 2004-07-04 | 20:00 | 0.66226 | 0.75784 | 0.66226 | 0.67307 | 0.67903 | 0.6585 | 0.62212 | 0.72109 | 0.70639 | 0.74091 | 0.4987 | 0.52184 | 0.47875
4461 | 2004-07-04 | 21:00 | 0.6594 | 0.72109 | 0.6594 | 0.66226 | 0.6585 | 0.6573 | 0.61975 | 0.69597 | 0.68303 | 0.70639 | 0.48568 | 0.50289 | 0.46345
4462 | 2004-07-04 | 22:00 | 0.64355 | 0.69597 | 0.64355 | 0.6594 | 0.6573 | 0.66127 | 0.61188 | 0.66045 | 0.65371 | 0.68303 | 0.48185 | 0.49412 | 0.45598
4463 | 2004-07-04 | 23:00 | 0.61791 | 0.66045 | 0.61791 | 0.64355 | 0.66127 | 0.64812 | 0.58484 | 0.62302 | 0.61939 | 0.65371 | 0.48478 | 0.48981 | 0.45657
4464 | 2004-07-05 | 00:00 | 0.57693 | 0.62302 | 0.57693 | 0.61791 | 0.64812 | 0.62301 | 0.54478 | 0.58303 | 0.57624 | 0.61939 | 0.48861 | 0.48889 | 0.46633
4465 | 2004-07-05 | 01:00 | 0.54828 | 0.58303 | 0.54828 | 0.57693 | 0.62301 | 0.5877 | 0.50199 | 0.55087 | 0.54113 | 0.57624 | 0.50692 | 0.5054 | 0.47359
4466 | 2004-07-05 | 02:00 | 0.52795 | 0.55087 | 0.52795 | 0.54828 | 0.5877 | 0.56294 | 0.47081 | 0.52484 | 0.51155 | 0.54113 | 0.54562 | 0.54224 | 0.49896
4467 | 2004-07-05 | 03:00 | 0.51864 | 0.52484 | 0.51864 | 0.52795 | 0.56294 | 0.545 | 0.45497 | 0.50839 | 0.49154 | 0.51155 | 0.58898 | 0.5945 | 0.53644
4468 | 2004-07-05 | 04:00 | 0.51642 | 0.50839 | 0.51642 | 0.51864 | 0.545 | 0.53357 | 0.44784 | 0.50385 | 0.48195 | 0.49154 | 0.62978 | 0.65036 | 0.58106
4469 | 2004-07-05 | 05:00 | 0.52508 | 0.50385 | 0.52508 | 0.51642 | 0.53357 | 0.53033 | 0.44937 | 0.50764 | 0.48113 | 0.48195 | 0.66198 | 0.6989 | 0.62534
4470 | 2004-07-05 | 06:00 | 0.53557 | 0.50764 | 0.53557 | 0.52508 | 0.53033 | 0.53744 | 0.45642 | 0.51209 | 0.47904 | 0.48113 | 0.68104 | 0.73676 | 0.65614
4471 | 2004-07-05 | 07:00 | 0.56814 | 0.51209 | 0.56814 | 0.53557 | 0.53744 | 0.55172 | 0.47856 | 0.52124 | 0.48592 | 0.47904 | 0.6903 | 0.76889 | 0.67763
4472 | 2004-07-05 | 08:00 | 0.62337 | 0.52124 | 0.62337 | 0.56814 | 0.55172 | 0.58334 | 0.51514 | 0.56268 | 0.52217 | 0.48592 | 0.69711 | 0.79452 | 0.69615
4473 | 2004-07-05 | 09:00 | 0.69397 | 0.56268 | 0.69397 | 0.62337 | 0.58334 | 0.62934 | 0.56494 | 0.60889 | 0.57565 | 0.52217 | 0.70531 | 0.81088 | 0.71242
4474 | 2004-07-05 | 10:00 | 0.75641 | 0.60889 | 0.75641 | 0.69397 | 0.62934 | 0.67851 | 0.61308 | 0.67538 | 0.63421 | 0.57565 | 0.71628 | 0.81973 | 0.72652
4475 | 2004-07-05 | 11:00 | 0.80516 | 0.67538 | 0.80516 | 0.75641 | 0.67851 | 0.72412 | 0.65048 | 0.72754 | 0.6762 | 0.63421 | 0.72839 | 0.82615 | 0.73359
4476 | 2004-07-05 | 12:00 | 0.84045 | 0.72754 | 0.84045 | 0.80516 | 0.72412 | 0.75754 | 0.67163 | 0.76323 | 0.71162 | 0.6762 | 0.73911 | 0.82197 | 0.73473
4477 | 2004-07-05 | 13:00 | 0.86094 | 0.76323 | 0.86094 | 0.84045 | 0.75754 | 0.77783 | 0.67636 | 0.7851 | 0.73983 | 0.71162 | 0.73448 | 0.80795 | 0.71643
4478 | 2004-07-05 | 14:00 | 0.87571 | 0.7851 | 0.87571 | 0.86094 | 0.77783 | 0.79411 | 0.67333 | 0.80261 | 0.7651 | 0.73983 | 0.71793 | 0.78807 | 0.69397
4479 | 2004-07-05 | 15:00 | 0.88748 | 0.80261 | 0.88748 | 0.87571 | 0.79411 | 0.80065 | 0.67287 | 0.81968 | 0.78564 | 0.7651 | 0.70734 | 0.77375 | 0.69693
4480 | 2004-07-05 | 16:00 | 0.89476 | 0.81968 | 0.89476 | 0.88748 | 0.80065 | 0.79956 | 0.67557 | 0.83381 | 0.80235 | 0.78564 | 0.6993 | 0.73006 | 0.68304
4481 | 2004-07-05 | 17:00 | 0.8948 | 0.83381 | 0.8948 | 0.89476 | 0.79956 | 0.8117 | 0.6878 | 0.83946 | 0.81137 | 0.80235 | 0.65139 | 0.66488 | 0.62229
4482 | 2004-07-05 | 18:00 | 0.88201 | 0.83946 | 0.88201 | 0.8948 | 0.8117 | 0.81947 | 0.70082 | 0.82819 | 0.80362 | 0.81137 | 0.59132 | 0.60613 | 0.56073
4483 | 2004-07-05 | 19:00 | 0.85456 | 0.82819 | 0.85456 | 0.88201 | 0.81947 | 0.80653 | 0.70024 | 0.79868 | 0.78221 | 0.80362 | 0.55014 | 0.56443 | 0.51459
4484 | 2004-07-05 | 20:00 | 0.83759 | 0.79868 | 0.83759 | 0.85456 | 0.80653 | 0.79116 | 0.69887 | 0.7731 | 0.75735 | 0.78221 | 0.52536 | 0.53669 | 0.48797
4485 | 2004-07-05 | 21:00 | 0.83157 | 0.7731 | 0.83157 | 0.83759 | 0.79116 | 0.78958 | 0.70418 | 0.75869 | 0.74171 | 0.75735 | 0.5124 | 0.51714 | 0.47308
4486 | 2004-07-05 | 22:00 | 0.7749 | 0.75869 | 0.7749 | 0.83157 | 0.78958 | 0.79218 | 0.68668 | 0.70534 | 0.69405 | 0.74171 | 0.50977 | 0.50959 | 0.4664
4487 | 2004-07-05 | 23:00 | 0.70494 | 0.70534 | 0.70494 | 0.7749 | 0.79218 | 0.74744 | 0.62589 | 0.64355 | 0.63792 | 0.69405 | 0.52217 | 0.51644 | 0.47475
4488 | 2004-07-06 | 00:00 | 0.64832 | 0.64355 | 0.64832 | 0.70494 | 0.74744 | 0.68913 | 0.56241 | 0.59277 | 0.58923 | 0.63792 | 0.55073 | 0.52959 | 0.50389
4489 | 2004-07-06 | 01:00 | 0.60739 | 0.59277 | 0.60739 | 0.64832 | 0.68913 | 0.63964 | 0.51816 | 0.562 | 0.5562 | 0.58923 | 0.60481 | 0.56468 | 0.54848
4490 | 2004-07-06 | 02:00 | 0.5778 | 0.562 | 0.5778 | 0.60739 | 0.63964 | 0.6031 | 0.49104 | 0.53595 | 0.5341 | 0.5562 | 0.65682 | 0.61168 | 0.60812
4491 | 2004-07-06 | 03:00 | 0.56 | 0.53595 | 0.56 | 0.5778 | 0.6031 | 0.5781 | 0.47578 | 0.52307 | 0.51604 | 0.5341 | 0.69469 | 0.6606 | 0.65909
4492 | 2004-07-06 | 04:00 | 0.55617 | 0.52307 | 0.55617 | 0.56 | 0.5781 | 0.5629 | 0.46931 | 0.52076 | 0.5096 | 0.51604 | 0.72448 | 0.70695 | 0.70065
4493 | 2004-07-06 | 05:00 | 0.57199 | 0.52076 | 0.57199 | 0.55617 | 0.5629 | 0.55939 | 0.4757 | 0.53657 | 0.51722 | 0.5096 | 0.74635 | 0.74944 | 0.74073
4494 | 2004-07-06 | 06:00 | 0.61236 | 0.53657 | 0.61236 | 0.57199 | 0.55939 | 0.57029 | 0.50124 | 0.56623 | 0.53982 | 0.51722 | 0.75958 | 0.78045 | 0.7684
4495 | 2004-07-06 | 07:00 | 0.67532 | 0.56623 | 0.67532 | 0.61236 | 0.57029 | 0.61267 | 0.56535 | 0.58962 | 0.56772 | 0.53982 | 0.77651 | 0.81345 | 0.78495
4496 | 2004-07-06 | 08:00 | 0.72089 | 0.58962 | 0.72089 | 0.67532 | 0.61267 | 0.67566 | 0.64853 | 0.63589 | 0.59886 | 0.56772 | 0.78324 | 0.84045 | 0.80491
4497 | 2004-07-06 | 09:00 | 0.75718 | 0.63589 | 0.75718 | 0.72089 | 0.67566 | 0.72697 | 0.70899 | 0.68303 | 0.62985 | 0.59886 | 0.79266 | 0.86396 | 0.81358
4498 | 2004-07-06 | 10:00 | 0.7912 | 0.68303 | 0.7912 | 0.75718 | 0.72697 | 0.7645 | 0.74739 | 0.72589 | 0.66324 | 0.62985 | 0.7949 | 0.8811 | 0.81669
4499 | 2004-07-06 | 11:00 | 0.81806 | 0.72589 | 0.81806 | 0.7912 | 0.7645 | 0.79253 | 0.77828 | 0.75627 | 0.69761 | 0.66324 | 0.79344 | 0.88553 | 0.81358
4500 | 2004-07-06 | 12:00 | 0.83692 | 0.75627 | 0.83692 | 0.81806 | 0.79253 | 0.81138 | 0.79781 | 0.79061 | 0.72589 | 0.69761 | 0.78694 | 0.87616 | 0.79476
4501 | 2004-07-06 | 13:00 | 0.85655 | 0.79061 | 0.85655 | 0.83692 | 0.81138 | 0.82513 | 0.80548 | 0.82613 | 0.755 | 0.72589 | 0.77286 | 0.85243 | 0.76199
4502 | 2004-07-06 | 14:00 | 0.87136 | 0.82613 | 0.87136 | 0.85655 | 0.82513 | 0.84001 | 0.80992 | 0.85342 | 0.77968 | 0.755 | 0.75362 | 0.8273 | 0.73544
4503 | 2004-07-06 | 15:00 | 0.8862 | 0.85342 | 0.8862 | 0.87136 | 0.84001 | 0.84564 | 0.80938 | 0.87262 | 0.79573 | 0.77968 | 0.74095 | 0.80899 | 0.73391
4504 | 2004-07-06 | 16:00 | 0.89918 | 0.87262 | 0.89918 | 0.8862 | 0.84564 | 0.84669 | 0.80797 | 0.8744 | 0.80565 | 0.79573 | 0.72474 | 0.76219 | 0.71842
4505 | 2004-07-06 | 17:00 | 0.90369 | 0.8744 | 0.90369 | 0.89918 | 0.84669 | 0.8469 | 0.80469 | 0.85874 | 0.80135 | 0.80565 | 0.66927 | 0.68944 | 0.65151
4506 | 2004-07-06 | 18:00 | 0.88615 | 0.85874 | 0.88615 | 0.90369 | 0.8469 | 0.84223 | 0.79387 | 0.84215 | 0.78728 | 0.80135 | 0.60912 | 0.62944 | 0.582
4507 | 2004-07-06 | 19:00 | 0.85606 | 0.84215 | 0.85606 | 0.88615 | 0.84223 | 0.81905 | 0.77359 | 0.81188 | 0.76083 | 0.78728 | 0.56531 | 0.58697 | 0.53314
4508 | 2004-07-06 | 20:00 | 0.83115 | 0.81188 | 0.83115 | 0.85606 | 0.81905 | 0.79218 | 0.75746 | 0.78583 | 0.72999 | 0.76083 | 0.5433 | 0.55724 | 0.50385
4509 | 2004-07-06 | 21:00 | 0.82091 | 0.78583 | 0.82091 | 0.83115 | 0.79218 | 0.77857 | 0.75386 | 0.76912 | 0.71747 | 0.72999 | 0.52986 | 0.53938 | 0.48826
4510 | 2004-07-06 | 22:00 | 0.76051 | 0.76912 | 0.76051 | 0.82091 | 0.77857 | 0.78099 | 0.73424 | 0.71457 | 0.66963 | 0.71747 | 0.52401 | 0.52966 | 0.48084
4511 | 2004-07-06 | 23:00 | 0.68419 | 0.71457 | 0.68419 | 0.76051 | 0.78099 | 0.73095 | 0.65873 | 0.64884 | 0.60767 | 0.66963 | 0.53378 | 0.53457 | 0.4861
4512 | 2004-07-07 | 00:00 | 0.62301 | 0.64884 | 0.62301 | 0.68419 | 0.73095 | 0.66433 | 0.58401 | 0.59569 | 0.55702 | 0.60767 | 0.55895 | 0.54809 | 0.51415
4513 | 2004-07-07 | 01:00 | 0.58197 | 0.59569 | 0.58197 | 0.62301 | 0.66433 | 0.60521 | 0.52724 | 0.56325 | 0.52549 | 0.55702 | 0.60982 | 0.5854 | 0.55919
4514 | 2004-07-07 | 02:00 | 0.55547 | 0.56325 | 0.55547 | 0.58197 | 0.60521 | 0.57092 | 0.49552 | 0.54111 | 0.50439 | 0.52549 | 0.66214 | 0.63656 | 0.61206
4515 | 2004-07-07 | 03:00 | 0.53843 | 0.54111 | 0.53843 | 0.55547 | 0.57092 | 0.54894 | 0.47728 | 0.52836 | 0.4912 | 0.50439 | 0.69307 | 0.69054 | 0.65919
4516 | 2004-07-07 | 04:00 | 0.53872 | 0.52836 | 0.53872 | 0.53843 | 0.54894 | 0.53635 | 0.46898 | 0.52588 | 0.48739 | 0.4912 | 0.71718 | 0.73938 | 0.70136
4517 | 2004-07-07 | 05:00 | 0.56023 | 0.52588 | 0.56023 | 0.53872 | 0.53635 | 0.53515 | 0.47375 | 0.54164 | 0.49839 | 0.48739 | 0.73451 | 0.78389 | 0.73598
4518 | 2004-07-07 | 06:00 | 0.60285 | 0.54164 | 0.60285 | 0.56023 | 0.53515 | 0.55017 | 0.49544 | 0.57161 | 0.51828 | 0.49839 | 0.7421 | 0.81577 | 0.75607
4519 | 2004-07-07 | 07:00 | 0.66854 | 0.57161 | 0.66854 | 0.60285 | 0.55017 | 0.60201 | 0.56067 | 0.59149 | 0.5536 | 0.51828 | 0.7512 | 0.8474 | 0.77054
4520 | 2004-07-07 | 08:00 | 0.72704 | 0.59149 | 0.72704 | 0.66854 | 0.60201 | 0.67794 | 0.64157 | 0.62638 | 0.58987 | 0.5536 | 0.75532 | 0.8745 | 0.782
4521 | 2004-07-07 | 09:00 | 0.7795 | 0.62638 | 0.7795 | 0.72704 | 0.67794 | 0.74312 | 0.69879 | 0.66832 | 0.62529 | 0.58987 | 0.75546 | 0.89333 | 0.79135
4522 | 2004-07-07 | 10:00 | 0.82397 | 0.66832 | 0.82397 | 0.7795 | 0.74312 | 0.79112 | 0.74055 | 0.72037 | 0.66329 | 0.62529 | 0.74931 | 0.90578 | 0.7945
4523 | 2004-07-07 | 11:00 | 0.86064 | 0.72037 | 0.86064 | 0.82397 | 0.79112 | 0.82605 | 0.77235 | 0.76318 | 0.69743 | 0.66329 | 0.74532 | 0.90481 | 0.78985
4524 | 2004-07-07 | 12:00 | 0.8917 | 0.76318 | 0.8917 | 0.86064 | 0.82605 | 0.84944 | 0.79706 | 0.79832 | 0.72811 | 0.69743 | 0.7401 | 0.88453 | 0.76781
4525 | 2004-07-07 | 13:00 | 0.91693 | 0.79832 | 0.91693 | 0.8917 | 0.84944 | 0.86192 | 0.80536 | 0.82017 | 0.75925 | 0.72811 | 0.72642 | 0.85447 | 0.73752
4526 | 2004-07-07 | 14:00 | 0.92984 | 0.82017 | 0.92984 | 0.91693 | 0.86192 | 0.87722 | 0.82045 | 0.83471 | 0.78386 | 0.75925 | 0.71402 | 0.83268 | 0.71435
4527 | 2004-07-07 | 15:00 | 0.9288 | 0.83471 | 0.9288 | 0.92984 | 0.87722 | 0.88672 | 0.82982 | 0.85291 | 0.80475 | 0.78386 | 0.7072 | 0.82077 | 0.71622
4528 | 2004-07-07 | 16:00 | 0.91284 | 0.85291 | 0.91284 | 0.9288 | 0.88672 | 0.89326 | 0.83496 | 0.86654 | 0.81789 | 0.80475 | 0.70084 | 0.77823 | 0.70064
4529 | 2004-07-07 | 17:00 | 0.88763 | 0.86654 | 0.88763 | 0.91284 | 0.89326 | 0.89171 | 0.83579 | 0.87404 | 0.8156 | 0.81789 | 0.65147 | 0.71071 | 0.635
4530 | 2004-07-07 | 18:00 | 0.858 | 0.87404 | 0.858 | 0.88763 | 0.89171 | 0.87641 | 0.82456 | 0.85806 | 0.80166 | 0.8156 | 0.59861 | 0.65611 | 0.57074
4531 | 2004-07-07 | 19:00 | 0.82667 | 0.85806 | 0.82667 | 0.858 | 0.87641 | 0.84314 | 0.79653 | 0.82969 | 0.77275 | 0.80166 | 0.55414 | 0.61136 | 0.52353
4532 | 2004-07-07 | 20:00 | 0.81457 | 0.82969 | 0.81457 | 0.82667 | 0.84314 | 0.81507 | 0.76887 | 0.80134 | 0.74411 | 0.77275 | 0.53138 | 0.58027 | 0.49482
4533 | 2004-07-07 | 21:00 | 0.80073 | 0.80134 | 0.80073 | 0.81457 | 0.81507 | 0.80829 | 0.76655 | 0.78144 | 0.72813 | 0.74411 | 0.51927 | 0.5603 | 0.47972
4534 | 2004-07-07 | 22:00 | 0.7428 | 0.78144 | 0.7428 | 0.80073 | 0.80829 | 0.80414 | 0.74863 | 0.72647 | 0.68102 | 0.72813 | 0.51485 | 0.55158 | 0.47254
4535 | 2004-07-07 | 23:00 | 0.67542 | 0.72647 | 0.67542 | 0.7428 | 0.80414 | 0.75553 | 0.6749 | 0.66115 | 0.62238 | 0.68102 | 0.52486 | 0.55616 | 0.47866
4536 | 2004-07-08 | 00:00 | 0.62261 | 0.66115 | 0.62261 | 0.67542 | 0.75553 | 0.69272 | 0.59948 | 0.60708 | 0.57848 | 0.62238 | 0.55233 | 0.57076 | 0.5069
4537 | 2004-07-08 | 01:00 | 0.58591 | 0.60708 | 0.58591 | 0.62261 | 0.69272 | 0.63803 | 0.54686 | 0.57168 | 0.54845 | 0.57848 | 0.60308 | 0.60284 | 0.55101
4538 | 2004-07-08 | 02:00 | 0.56205 | 0.57168 | 0.56205 | 0.58591 | 0.63803 | 0.60338 | 0.5136 | 0.54679 | 0.52789 | 0.54845 | 0.65232 | 0.6524 | 0.60496
4539 | 2004-07-08 | 03:00 | 0.55024 | 0.54679 | 0.55024 | 0.56205 | 0.60338 | 0.582 | 0.49656 | 0.53647 | 0.51565 | 0.52789 | 0.67824 | 0.7076 | 0.64743
4540 | 2004-07-08 | 04:00 | 0.55149 | 0.53647 | 0.55149 | 0.55024 | 0.582 | 0.57043 | 0.48918 | 0.53585 | 0.51163 | 0.51565 | 0.70411 | 0.75497 | 0.6835
4541 | 2004-07-08 | 05:00 | 0.57566 | 0.53585 | 0.57566 | 0.55149 | 0.57043 | 0.57328 | 0.49395 | 0.55396 | 0.52632 | 0.51163 | 0.71867 | 0.79851 | 0.72899
4542 | 2004-07-08 | 06:00 | 0.6214 | 0.55396 | 0.6214 | 0.57566 | 0.57328 | 0.5954 | 0.52467 | 0.57787 | 0.55123 | 0.52632 | 0.72599 | 0.82879 | 0.7368
4543 | 2004-07-08 | 07:00 | 0.67976 | 0.57787 | 0.67976 | 0.6214 | 0.5954 | 0.64967 | 0.58795 | 0.60184 | 0.58969 | 0.55123 | 0.73382 | 0.85863 | 0.74938
4544 | 2004-07-08 | 08:00 | 0.73635 | 0.60184 | 0.73635 | 0.67976 | 0.64967 | 0.72307 | 0.66271 | 0.64207 | 0.63913 | 0.58969 | 0.74076 | 0.88431 | 0.75931
4545 | 2004-07-08 | 09:00 | 0.78868 | 0.64207 | 0.78868 | 0.73635 | 0.72307 | 0.78289 | 0.71318 | 0.69132 | 0.69078 | 0.63913 | 0.74385 | 0.9008 | 0.76729
4546 | 2004-07-08 | 10:00 | 0.82988 | 0.69132 | 0.82988 | 0.78868 | 0.78289 | 0.827 | 0.74755 | 0.74466 | 0.74138 | 0.69078 | 0.74601 | 0.91313 | 0.76971
4547 | 2004-07-08 | 11:00 | 0.86277 | 0.74466 | 0.86277 | 0.82988 | 0.827 | 0.86357 | 0.7731 | 0.79177 | 0.77814 | 0.74138 | 0.74609 | 0.91308 | 0.76668
4548 | 2004-07-08 | 12:00 | 0.88652 | 0.79177 | 0.88652 | 0.86277 | 0.86357 | 0.89132 | 0.79167 | 0.81589 | 0.80679 | 0.77814 | 0.74569 | 0.8987 | 0.74838
4549 | 2004-07-08 | 13:00 | 0.90526 | 0.81589 | 0.90526 | 0.88652 | 0.89132 | 0.90835 | 0.79856 | 0.83511 | 0.83402 | 0.80679 | 0.73568 | 0.87186 | 0.7195
4550 | 2004-07-08 | 14:00 | 0.91605 | 0.83511 | 0.91605 | 0.90526 | 0.90835 | 0.92298 | 0.80818 | 0.85709 | 0.84806 | 0.83402 | 0.7175 | 0.84752 | 0.69305
4551 | 2004-07-08 | 15:00 | 0.92305 | 0.85709 | 0.92305 | 0.91605 | 0.92298 | 0.92934 | 0.81365 | 0.88114 | 0.85635 | 0.84806 | 0.71066 | 0.83395 | 0.6985
4552 | 2004-07-08 | 16:00 | 0.92835 | 0.88114 | 0.92835 | 0.92305 | 0.92934 | 0.92955 | 0.81718 | 0.89648 | 0.85496 | 0.85635 | 0.70608 | 0.78922 | 0.68743
4553 | 2004-07-08 | 17:00 | 0.92151 | 0.89648 | 0.92151 | 0.92835 | 0.92955 | 0.92955 | 0.82232 | 0.89309 | 0.83476 | 0.85496 | 0.65557 | 0.72047 | 0.62474
4554 | 2004-07-08 | 18:00 | 0.89374 | 0.89309 | 0.89374 | 0.92151 | 0.92955 | 0.91731 | 0.81689 | 0.87245 | 0.80653 | 0.83476 | 0.59818 | 0.66413 | 0.56452
4555 | 2004-07-08 | 19:00 | 0.8558 | 0.87245 | 0.8558 | 0.89374 | 0.91731 | 0.88418 | 0.80349 | 0.84023 | 0.77657 | 0.80653 | 0.56098 | 0.61953 | 0.51794
4556 | 2004-07-08 | 20:00 | 0.82835 | 0.84023 | 0.82835 | 0.8558 | 0.88418 | 0.84968 | 0.78794 | 0.81027 | 0.75269 | 0.77657 | 0.53508 | 0.5868 | 0.49313
4557 | 2004-07-08 | 21:00 | 0.81496 | 0.81027 | 0.81496 | 0.82835 | 0.84968 | 0.82992 | 0.78458 | 0.79279 | 0.74184 | 0.75269 | 0.52289 | 0.56812 | 0.47775
4558 | 2004-07-08 | 22:00 | 0.75385 | 0.79279 | 0.75385 | 0.81496 | 0.82992 | 0.82302 | 0.75742 | 0.73741 | 0.69421 | 0.74184 | 0.51855 | 0.56037 | 0.46951
4559 | 2004-07-08 | 23:00 | 0.67692 | 0.73741 | 0.67692 | 0.75385 | 0.82302 | 0.7683 | 0.68195 | 0.67028 | 0.62965 | 0.69421 | 0.528 | 0.5664 | 0.47498
4560 | 2004-07-09 | 00:00 | 0.61664 | 0.67028 | 0.61664 | 0.67692 | 0.7683 | 0.6975 | 0.60528 | 0.61522 | 0.58637 | 0.62965 | 0.55105 | 0.5808 | 0.50232
4561 | 2004-07-09 | 01:00 | 0.57593 | 0.61522 | 0.57593 | 0.61664 | 0.6975 | 0.63845 | 0.5503 | 0.57782 | 0.55455 | 0.58637 | 0.60183 | 0.61325 | 0.54275
4562 | 2004-07-09 | 02:00 | 0.54788 | 0.57782 | 0.54788 | 0.57593 | 0.63845 | 0.60166 | 0.51518 | 0.55231 | 0.53283 | 0.55455 | 0.65131 | 0.66112 | 0.59413
4563 | 2004-07-09 | 03:00 | 0.53086 | 0.55231 | 0.53086 | 0.54788 | 0.60166 | 0.57416 | 0.49602 | 0.53577 | 0.51879 | 0.53283 | 0.68234 | 0.71098 | 0.64167
4564 | 2004-07-09 | 04:00 | 0.52961 | 0.53577 | 0.52961 | 0.53086 | 0.57416 | 0.55756 | 0.48486 | 0.52954 | 0.5158 | 0.51879 | 0.70694 | 0.75372 | 0.67842
4565 | 2004-07-09 | 05:00 | 0.54963 | 0.52954 | 0.54963 | 0.52961 | 0.55756 | 0.55228 | 0.4888 | 0.54309 | 0.53049 | 0.5158 | 0.72655 | 0.79036 | 0.71321
4566 | 2004-07-09 | 06:00 | 0.58957 | 0.54309 | 0.58957 | 0.54963 | 0.55228 | 0.56438 | 0.51443 | 0.56997 | 0.55234 | 0.53049 | 0.73533 | 0.81328 | 0.73459
4567 | 2004-07-09 | 07:00 | 0.65104 | 0.56997 | 0.65104 | 0.58957 | 0.56438 | 0.61021 | 0.57165 | 0.59096 | 0.58456 | 0.55234 | 0.74223 | 0.83357 | 0.74569
4568 | 2004-07-09 | 08:00 | 0.69967 | 0.59096 | 0.69967 | 0.65104 | 0.61021 | 0.67756 | 0.64874 | 0.6243 | 0.61939 | 0.58456 | 0.74742 | 0.84443 | 0.75891
4569 | 2004-07-09 | 09:00 | 0.74295 | 0.6243 | 0.74295 | 0.69967 | 0.67756 | 0.72367 | 0.7058 | 0.66437 | 0.65306 | 0.61939 | 0.74705 | 0.85153 | 0.76596
4570 | 2004-07-09 | 10:00 | 0.7752 | 0.66437 | 0.7752 | 0.74295 | 0.72367 | 0.7626 | 0.74341 | 0.71363 | 0.66798 | 0.65306 | 0.74441 | 0.86077 | 0.76788
4571 | 2004-07-09 | 11:00 | 0.79257 | 0.71363 | 0.79257 | 0.7752 | 0.7626 | 0.79067 | 0.77003 | 0.75673 | 0.7091 | 0.66798 | 0.74068 | 0.86281 | 0.76281
4572 | 2004-07-09 | 12:00 | 0.80304 | 0.75673 | 0.80304 | 0.79257 | 0.79067 | 0.79918 | 0.7799 | 0.78854 | 0.72566 | 0.7091 | 0.73201 | 0.85151 | 0.74593
4573 | 2004-07-09 | 13:00 | 0.81387 | 0.78854 | 0.81387 | 0.80304 | 0.79918 | 0.80013 | 0.77807 | 0.81706 | 0.74199 | 0.72566 | 0.71865 | 0.83083 | 0.71178
4574 | 2004-07-09 | 14:00 | 0.82097 | 0.81706 | 0.82097 | 0.81387 | 0.80013 | 0.79974 | 0.77587 | 0.83816 | 0.75774 | 0.74199 | 0.70129 | 0.80971 | 0.68155
4575 | 2004-07-09 | 15:00 | 0.82983 | 0.83816 | 0.82983 | 0.82097 | 0.79974 | 0.79759 | 0.7704 | 0.85506 | 0.76026 | 0.75774 | 0.69256 | 0.79706 | 0.68284
4576 | 2004-07-09 | 16:00 | 0.83421 | 0.85506 | 0.83421 | 0.82983 | 0.79759 | 0.79686 | 0.7624 | 0.8645 | 0.7624 | 0.76026 | 0.68804 | 0.76319 | 0.67427
4577 | 2004-07-09 | 17:00 | 0.82799 | 0.8645 | 0.82799 | 0.83421 | 0.79686 | 0.79439 | 0.7573 | 0.85794 | 0.75508 | 0.7624 | 0.64673 | 0.70408 | 0.62369
4578 | 2004-07-09 | 18:00 | 0.80233 | 0.85794 | 0.80233 | 0.82799 | 0.79439 | 0.78177 | 0.74171 | 0.83299 | 0.74014 | 0.75508 | 0.59478 | 0.65983 | 0.57095
4579 | 2004-07-09 | 19:00 | 0.76661 | 0.83299 | 0.76661 | 0.80233 | 0.78177 | 0.7498 | 0.7189 | 0.79184 | 0.71719 | 0.74014 | 0.55736 | 0.61512 | 0.52309
4580 | 2004-07-09 | 20:00 | 0.74315 | 0.79184 | 0.74315 | 0.76661 | 0.7498 | 0.72018 | 0.69332 | 0.75973 | 0.69379 | 0.71719 | 0.53372 | 0.58747 | 0.49489
4581 | 2004-07-09 | 21:00 | 0.73364 | 0.75973 | 0.73364 | 0.74315 | 0.72018 | 0.70956 | 0.68987 | 0.73985 | 0.68398 | 0.69379 | 0.51935 | 0.56593 | 0.47585
4582 | 2004-07-09 | 22:00 | 0.68245 | 0.73985 | 0.68245 | 0.73364 | 0.70956 | 0.70928 | 0.68038 | 0.6924 | 0.64858 | 0.68398 | 0.51235 | 0.5537 | 0.46338
4583 | 2004-07-09 | 23:00 | 0.6218 | 0.6924 | 0.6218 | 0.68245 | 0.70928 | 0.66813 | 0.62701 | 0.63556 | 0.59768 | 0.64858 | 0.51238 | 0.55054 | 0.46276
4584 | 2004-07-10 | 00:00 | 0.56659 | 0.63556 | 0.56659 | 0.6218 | 0.66813 | 0.61724 | 0.5612 | 0.58419 | 0.55169 | 0.59768 | 0.51874 | 0.54697 | 0.46766
4585 | 2004-07-10 | 01:00 | 0.52663 | 0.58419 | 0.52663 | 0.56659 | 0.61724 | 0.56969 | 0.51078 | 0.54664 | 0.5208 | 0.55169 | 0.53686 | 0.56207 | 0.47639
4586 | 2004-07-10 | 02:00 | 0.50249 | 0.54664 | 0.50249 | 0.52663 | 0.56969 | 0.53793 | 0.47641 | 0.51808 | 0.49648 | 0.5208 | 0.57655 | 0.60792 | 0.50688
4587 | 2004-07-10 | 03:00 | 0.48591 | 0.51808 | 0.48591 | 0.50249 | 0.53793 | 0.51676 | 0.45629 | 0.50095 | 0.48116 | 0.49648 | 0.6211 | 0.66874 | 0.55337
4588 | 2004-07-10 | 04:00 | 0.47909 | 0.50095 | 0.47909 | 0.48591 | 0.51676 | 0.50505 | 0.4446 | 0.4918 | 0.47515 | 0.48116 | 0.65655 | 0.72513 | 0.59588
4589 | 2004-07-10 | 05:00 | 0.48027 | 0.4918 | 0.48027 | 0.47909 | 0.50505 | 0.49921 | 0.44153 | 0.49277 | 0.47832 | 0.47515 | 0.67718 | 0.77387 | 0.62934
4590 | 2004-07-10 | 06:00 | 0.48825 | 0.49277 | 0.48825 | 0.48027 | 0.49921 | 0.49562 | 0.44352 | 0.49765 | 0.47783 | 0.47832 | 0.68684 | 0.80857 | 0.64888
4591 | 2004-07-10 | 07:00 | 0.52628 | 0.49765 | 0.52628 | 0.48825 | 0.49562 | 0.50768 | 0.4706 | 0.50851 | 0.49775 | 0.47783 | 0.68902 | 0.83504 | 0.66251
4592 | 2004-07-10 | 08:00 | 0.58218 | 0.50851 | 0.58218 | 0.52628 | 0.50768 | 0.54729 | 0.52372 | 0.55372 | 0.54285 | 0.49775 | 0.69019 | 0.85614 | 0.67183
4593 | 2004-07-10 | 09:00 | 0.63446 | 0.55372 | 0.63446 | 0.58218 | 0.54729 | 0.6018 | 0.58389 | 0.60955 | 0.60133 | 0.54285 | 0.69113 | 0.87721 | 0.68106
4594 | 2004-07-10 | 10:00 | 0.67493 | 0.60955 | 0.67493 | 0.63446 | 0.6018 | 0.65005 | 0.63319 | 0.66637 | 0.65623 | 0.60133 | 0.69395 | 0.88782 | 0.69163
4595 | 2004-07-10 | 11:00 | 0.70422 | 0.66637 | 0.70422 | 0.67493 | 0.65005 | 0.68371 | 0.66719 | 0.71534 | 0.70513 | 0.65623 | 0.69717 | 0.88862 | 0.69685
4596 | 2004-07-10 | 12:00 | 0.72398 | 0.71534 | 0.72398 | 0.70422 | 0.68371 | 0.70432 | 0.68423 | 0.75521 | 0.7398 | 0.70513 | 0.69722 | 0.87694 | 0.69598
4597 | 2004-07-10 | 13:00 | 0.74163 | 0.75521 | 0.74163 | 0.72398 | 0.70432 | 0.71413 | 0.68797 | 0.78522 | 0.76982 | 0.7398 | 0.68958 | 0.85265 | 0.68356
4598 | 2004-07-10 | 14:00 | 0.75297 | 0.78522 | 0.75297 | 0.74163 | 0.71413 | 0.72335 | 0.68801 | 0.79698 | 0.79393 | 0.76982 | 0.67369 | 0.83081 | 0.66453
4599 | 2004-07-10 | 15:00 | 0.76597 | 0.79698 | 0.76597 | 0.75297 | 0.72335 | 0.72863 | 0.6854 | 0.79098 | 0.81209 | 0.79393 | 0.6685 | 0.81422 | 0.66648
4600 | 2004-07-10 | 16:00 | 0.77266 | 0.79098 | 0.77266 | 0.76597 | 0.72863 | 0.73376 | 0.68755 | 0.7825 | 0.82479 | 0.81209 | 0.66685 | 0.77743 | 0.65936
4601 | 2004-07-10 | 17:00 | 0.77069 | 0.7825 | 0.77069 | 0.77266 | 0.73376 | 0.74101 | 0.69431 | 0.77854 | 0.82696 | 0.82479 | 0.62935 | 0.72232 | 0.61154
4602 | 2004-07-10 | 18:00 | 0.75949 | 0.77854 | 0.75949 | 0.77069 | 0.74101 | 0.7448 | 0.69775 | 0.7689 | 0.81495 | 0.82696 | 0.58139 | 0.67704 | 0.5604
4603 | 2004-07-10 | 19:00 | 0.73715 | 0.7689 | 0.73715 | 0.75949 | 0.7448 | 0.73591 | 0.69008 | 0.7427 | 0.78775 | 0.81495 | 0.54735 | 0.63509 | 0.51872
4604 | 2004-07-10 | 20:00 | 0.73006 | 0.7427 | 0.73006 | 0.73715 | 0.73591 | 0.72036 | 0.67549 | 0.71896 | 0.7574 | 0.78775 | 0.52393 | 0.60364 | 0.49011
4605 | 2004-07-10 | 21:00 | 0.72925 | 0.71896 | 0.72925 | 0.73006 | 0.72036 | 0.72071 | 0.6783 | 0.70472 | 0.74349 | 0.7574 | 0.51179 | 0.57935 | 0.47182
4606 | 2004-07-10 | 22:00 | 0.69058 | 0.70472 | 0.69058 | 0.72925 | 0.72071 | 0.7314 | 0.67511 | 0.66216 | 0.69869 | 0.74349 | 0.50306 | 0.56453 | 0.45933
4607 | 2004-07-10 | 23:00 | 0.63916 | 0.66216 | 0.63916 | 0.69058 | 0.7314 | 0.70176 | 0.62685 | 0.60964 | 0.64639 | 0.69869 | 0.50218 | 0.55499 | 0.45418
4608 | 2004-07-11 | 00:00 | 0.58802 | 0.60964 | 0.58802 | 0.63916 | 0.70176 | 0.65639 | 0.57033 | 0.56372 | 0.59858 | 0.64639 | 0.50035 | 0.5472 | 0.45507
4609 | 2004-07-11 | 01:00 | 0.54897 | 0.56372 | 0.54897 | 0.58802 | 0.65639 | 0.60873 | 0.52177 | 0.53058 | 0.56251 | 0.59858 | 0.51493 | 0.55719 | 0.45232
4610 | 2004-07-11 | 02:00 | 0.52334 | 0.53058 | 0.52334 | 0.54897 | 0.60873 | 0.57268 | 0.48922 | 0.50487 | 0.53541 | 0.56251 | 0.55142 | 0.6011 | 0.47755
4611 | 2004-07-11 | 03:00 | 0.50548 | 0.50487 | 0.50548 | 0.52334 | 0.57268 | 0.54739 | 0.46716 | 0.48543 | 0.51684 | 0.53541 | 0.59137 | 0.6607 | 0.51722
4612 | 2004-07-11 | 04:00 | 0.49402 | 0.48543 | 0.49402 | 0.50548 | 0.54739 | 0.5304 | 0.4536 | 0.47425 | 0.50553 | 0.51684 | 0.62555 | 0.72107 | 0.56199
4613 | 2004-07-11 | 05:00 | 0.48955 | 0.47425 | 0.48955 | 0.49402 | 0.5304 | 0.51862 | 0.44788 | 0.47028 | 0.50014 | 0.50553 | 0.64748 | 0.77153 | 0.60483
4614 | 2004-07-11 | 06:00 | 0.49069 | 0.47028 | 0.49069 | 0.48955 | 0.51862 | 0.50853 | 0.4429 | 0.46696 | 0.49185 | 0.50014 | 0.66134 | 0.80747 | 0.63607
4615 | 2004-07-11 | 07:00 | 0.52238 | 0.46696 | 0.52238 | 0.49069 | 0.50853 | 0.51169 | 0.45584 | 0.47673 | 0.51153 | 0.49185 | 0.66691 | 0.84227 | 0.66007
4616 | 2004-07-11 | 08:00 | 0.57727 | 0.47673 | 0.57727 | 0.52238 | 0.51169 | 0.54145 | 0.49677 | 0.5215 | 0.56838 | 0.51153 | 0.67332 | 0.86867 | 0.68279
4617 | 2004-07-11 | 09:00 | 0.63471 | 0.5215 | 0.63471 | 0.57727 | 0.54145 | 0.5915 | 0.55071 | 0.57753 | 0.62748 | 0.56838 | 0.67864 | 0.89283 | 0.70587
4618 | 2004-07-11 | 10:00 | 0.68285 | 0.57753 | 0.68285 | 0.63471 | 0.5915 | 0.64063 | 0.59736 | 0.63053 | 0.67561 | 0.62748 | 0.68764 | 0.90817 | 0.72381
4619 | 2004-07-11 | 11:00 | 0.72706 | 0.63053 | 0.72706 | 0.68285 | 0.64063 | 0.68139 | 0.63141 | 0.6791 | 0.71961 | 0.67561 | 0.69962 | 0.91519 | 0.733
4620 | 2004-07-11 | 12:00 | 0.75929 | 0.6791 | 0.75929 | 0.72706 | 0.68139 | 0.71547 | 0.65359 | 0.71643 | 0.75933 | 0.71961 | 0.70773 | 0.91098 | 0.73466
4621 | 2004-07-11 | 13:00 | 0.78152 | 0.71643 | 0.78152 | 0.75929 | 0.71547 | 0.73313 | 0.66578 | 0.73826 | 0.79038 | 0.75933 | 0.7055 | 0.89173 | 0.72466
4622 | 2004-07-11 | 14:00 | 0.79829 | 0.73826 | 0.79829 | 0.78152 | 0.73313 | 0.74051 | 0.66873 | 0.74978 | 0.8149 | 0.79038 | 0.69283 | 0.86922 | 0.70412
4623 | 2004-07-11 | 15:00 | 0.81149 | 0.74978 | 0.81149 | 0.79829 | 0.74051 | 0.74779 | 0.6696 | 0.75654 | 0.83121 | 0.8149 | 0.6854 | 0.85522 | 0.70482
4624 | 2004-07-11 | 16:00 | 0.82089 | 0.75654 | 0.82089 | 0.81149 | 0.74779 | 0.75335 | 0.67387 | 0.76112 | 0.8444 | 0.83121 | 0.68261 | 0.81223 | 0.69353
4625 | 2004-07-11 | 17:00 | 0.82176 | 0.76112 | 0.82176 | 0.82089 | 0.75335 | 0.76017 | 0.68121 | 0.76294 | 0.84911 | 0.8444 | 0.63632 | 0.74695 | 0.63431
4626 | 2004-07-11 | 18:00 | 0.80895 | 0.76294 | 0.80895 | 0.82176 | 0.76017 | 0.76457 | 0.68631 | 0.75122 | 0.83675 | 0.84911 | 0.57926 | 0.69158 | 0.5724
4627 | 2004-07-11 | 19:00 | 0.78884 | 0.75122 | 0.78884 | 0.80895 | 0.76457 | 0.75317 | 0.67702 | 0.72874 | 0.80965 | 0.83675 | 0.54181 | 0.64608 | 0.52553
4628 | 2004-07-11 | 20:00 | 0.78311 | 0.72874 | 0.78311 | 0.78884 | 0.75317 | 0.73738 | 0.66201 | 0.70971 | 0.78023 | 0.80965 | 0.52028 | 0.61731 | 0.49829
4629 | 2004-07-11 | 21:00 | 0.78386 | 0.70971 | 0.78386 | 0.78311 | 0.73738 | 0.74002 | 0.67267 | 0.7004 | 0.76392 | 0.78023 | 0.5099 | 0.59666 | 0.48244
4630 | 2004-07-11 | 22:00 | 0.7411 | 0.7004 | 0.7411 | 0.78386 | 0.74002 | 0.75286 | 0.66653 | 0.66074 | 0.71549 | 0.76392 | 0.50934 | 0.5867 | 0.476
4631 | 2004-07-11 | 23:00 | 0.68209 | 0.66074 | 0.68209 | 0.7411 | 0.75286 | 0.71741 | 0.60872 | 0.60199 | 0.65196 | 0.71549 | 0.52172 | 0.59133 | 0.48423
4632 | 2004-07-12 | 00:00 | 0.6313 | 0.60199 | 0.6313 | 0.68209 | 0.71741 | 0.6625 | 0.5452 | 0.55273 | 0.60708 | 0.65196 | 0.55041 | 0.60817 | 0.51249
4633 | 2004-07-12 | 01:00 | 0.59902 | 0.55273 | 0.59902 | 0.6313 | 0.6625 | 0.61573 | 0.50033 | 0.52119 | 0.57282 | 0.60708 | 0.60449 | 0.64558 | 0.55605
4634 | 2004-07-12 | 02:00 | 0.58014 | 0.52119 | 0.58014 | 0.59902 | 0.61573 | 0.58777 | 0.47367 | 0.50114 | 0.54978 | 0.57282 | 0.66161 | 0.70406 | 0.62003
4635 | 2004-07-12 | 03:00 | 0.56861 | 0.50114 | 0.56861 | 0.58014 | 0.58777 | 0.56881 | 0.46023 | 0.48726 | 0.53618 | 0.54978 | 0.69978 | 0.76276 | 0.67765
4636 | 2004-07-12 | 04:00 | 0.57031 | 0.48726 | 0.57031 | 0.56861 | 0.56881 | 0.55935 | 0.4548 | 0.48627 | 0.53355 | 0.53618 | 0.73054 | 0.8199 | 0.7276
4637 | 2004-07-12 | 05:00 | 0.59942 | 0.48627 | 0.59942 | 0.57031 | 0.55935 | 0.56114 | 0.46401 | 0.50409 | 0.54868 | 0.53355 | 0.75349 | 0.8731 | 0.75928
4638 | 2004-07-12 | 06:00 | 0.64661 | 0.50409 | 0.64661 | 0.59942 | 0.56114 | 0.58305 | 0.49507 | 0.53295 | 0.57076 | 0.54868 | 0.77843 | 0.91133 | 0.79221
4639 | 2004-07-12 | 07:00 | 0.70134 | 0.53295 | 0.70134 | 0.64661 | 0.58305 | 0.63345 | 0.55731 | 0.56084 | 0.61326 | 0.57076 | 0.79511 | 0.94827 | 0.81543
4640 | 2004-07-12 | 08:00 | 0.74103 | 0.56084 | 0.74103 | 0.70134 | 0.63345 | 0.70387 | 0.63667 | 0.60761 | 0.6637 | 0.61326 | 0.80312 | 0.97198 | 0.856
4641 | 2004-07-12 | 09:00 | 0.76674 | 0.60761 | 0.76674 | 0.74103 | 0.70387 | 0.75933 | 0.68958 | 0.65905 | 0.71389 | 0.6637 | 0.82149 | 0.99253 | 0.88905
4642 | 2004-07-12 | 10:00 | 0.78704 | 0.65905 | 0.78704 | 0.76674 | 0.75933 | 0.79418 | 0.72607 | 0.71286 | 0.76325 | 0.71389 | 0.82889 | 0.9999 | 0.90002
4643 | 2004-07-12 | 11:00 | 0.79805 | 0.71286 | 0.79805 | 0.78704 | 0.79418 | 0.81595 | 0.75614 | 0.76135 | 0.80735 | 0.76325 | 0.83155 | 1 | 0.88482
4644 | 2004-07-12 | 12:00 | 0.80449 | 0.76135 | 0.80449 | 0.79805 | 0.81595 | 0.82214 | 0.76617 | 0.80469 | 0.84839 | 0.80735 | 0.832 | 0.98159 | 0.87084
4645 | 2004-07-12 | 13:00 | 0.81041 | 0.80469 | 0.81041 | 0.80449 | 0.82214 | 0.822 | 0.77082 | 0.84122 | 0.88734 | 0.84839 | 0.82245 | 0.94832 | 0.83843
4646 | 2004-07-12 | 14:00 | 0.80578 | 0.84122 | 0.80578 | 0.81041 | 0.822 | 0.81958 | 0.7738 | 0.86858 | 0.91236 | 0.88734 | 0.80126 | 0.9196 | 0.79816
4647 | 2004-07-12 | 15:00 | 0.80297 | 0.86858 | 0.80297 | 0.80578 | 0.81958 | 0.81504 | 0.76932 | 0.88802 | 0.93163 | 0.91236 | 0.78444 | 0.90274 | 0.78754
4648 | 2004-07-12 | 16:00 | 0.80232 | 0.88802 | 0.80232 | 0.80297 | 0.81504 | 0.80955 | 0.76099 | 0.90333 | 0.94152 | 0.93163 | 0.76834 | 0.85318 | 0.76371
4649 | 2004-07-12 | 17:00 | 0.79698 | 0.90333 | 0.79698 | 0.80232 | 0.80955 | 0.80269 | 0.75386 | 0.89655 | 0.93487 | 0.94152 | 0.70984 | 0.77766 | 0.68835
4650 | 2004-07-12 | 18:00 | 0.78415 | 0.89655 | 0.78415 | 0.79698 | 0.80269 | 0.79049 | 0.74237 | 0.87491 | 0.91991 | 0.93487 | 0.63978 | 0.72192 | 0.614
4651 | 2004-07-12 | 19:00 | 0.76905 | 0.87491 | 0.76905 | 0.78415 | 0.79049 | 0.76577 | 0.72529 | 0.83961 | 0.88979 | 0.91991 | 0.59281 | 0.67452 | 0.55687
4652 | 2004-07-12 | 20:00 | 0.7624 | 0.83961 | 0.7624 | 0.76905 | 0.76577 | 0.74776 | 0.71036 | 0.8086 | 0.85687 | 0.88979 | 0.56657 | 0.64264 | 0.52645
4653 | 2004-07-12 | 21:00 | 0.75038 | 0.8086 | 0.75038 | 0.7624 | 0.74776 | 0.7421 | 0.71363 | 0.78718 | 0.83829 | 0.85687 | 0.55025 | 0.62065 | 0.50552
4654 | 2004-07-12 | 22:00 | 0.69812 | 0.78718 | 0.69812 | 0.75038 | 0.7421 | 0.72827 | 0.69 | 0.7284 | 0.78481 | 0.83829 | 0.54309 | 0.60956 | 0.49311
4655 | 2004-07-12 | 23:00 | 0.63733 | 0.7284 | 0.63733 | 0.69812 | 0.72827 | 0.68002 | 0.62274 | 0.65741 | 0.71062 | 0.78481 | 0.55078 | 0.61445 | 0.50131
4656 | 2004-07-13 | 00:00 | 0.59153 | 0.65741 | 0.59153 | 0.63733 | 0.68002 | 0.61872 | 0.55511 | 0.60281 | 0.65744 | 0.71062 | 0.58014 | 0.63529 | 0.53431
4657 | 2004-07-13 | 01:00 | 0.5607 | 0.60281 | 0.5607 | 0.59153 | 0.61872 | 0.56849 | 0.50945 | 0.56492 | 0.61841 | 0.65744 | 0.62895 | 0.67091 | 0.57631
4658 | 2004-07-13 | 02:00 | 0.54298 | 0.56492 | 0.54298 | 0.5607 | 0.56849 | 0.53856 | 0.48229 | 0.53959 | 0.59103 | 0.61841 | 0.68309 | 0.7189 | 0.63572
4659 | 2004-07-13 | 03:00 | 0.53253 | 0.53959 | 0.53253 | 0.54298 | 0.53856 | 0.52091 | 0.46778 | 0.52324 | 0.57148 | 0.59103 | 0.71931 | 0.77574 | 0.69007
4660 | 2004-07-13 | 04:00 | 0.53497 | 0.52324 | 0.53497 | 0.53253 | 0.52091 | 0.51268 | 0.45999 | 0.51899 | 0.56388 | 0.57148 | 0.74345 | 0.82623 | 0.73916
4661 | 2004-07-13 | 05:00 | 0.56294 | 0.51899 | 0.56294 | 0.53497 | 0.51268 | 0.51528 | 0.46699 | 0.53592 | 0.57385 | 0.56388 | 0.77513 | 0.86633 | 0.78208
4662 | 2004-07-13 | 06:00 | 0.60801 | 0.53592 | 0.60801 | 0.56294 | 0.51528 | 0.53916 | 0.49921 | 0.56502 | 0.59621 | 0.57385 | 0.79272 | 0.89719 | 0.81713
4663 | 2004-07-13 | 07:00 | 0.65775 | 0.56502 | 0.65775 | 0.60801 | 0.53916 | 0.58847 | 0.55855 | 0.58685 | 0.63877 | 0.59621 | 0.80911 | 0.92638 | 0.84032
4664 | 2004-07-13 | 08:00 | 0.69217 | 0.58685 | 0.69217 | 0.65775 | 0.58847 | 0.65621 | 0.63157 | 0.62845 | 0.69274 | 0.63877 | 0.82053 | 0.95554 | 0.86582
4665 | 2004-07-13 | 09:00 | 0.71851 | 0.62845 | 0.71851 | 0.69217 | 0.65621 | 0.70794 | 0.67648 | 0.6782 | 0.74673 | 0.69274 | 0.82543 | 0.97915 | 0.88325
4666 | 2004-07-13 | 10:00 | 0.74708 | 0.6782 | 0.74708 | 0.71851 | 0.70794 | 0.74132 | 0.70559 | 0.73377 | 0.80058 | 0.74673 | 0.83426 | 0.98685 | 0.89161
4667 | 2004-07-13 | 11:00 | 0.76444 | 0.73377 | 0.76444 | 0.74708 | 0.74132 | 0.76218 | 0.72512 | 0.78586 | 0.85125 | 0.80058 | 0.84012 | 0.98767 | 0.88786
4668 | 2004-07-13 | 12:00 | 0.7763 | 0.78586 | 0.7763 | 0.76444 | 0.76218 | 0.77245 | 0.732 | 0.82841 | 0.88997 | 0.85125 | 0.83661 | 0.97128 | 0.86974
4669 | 2004-07-13 | 13:00 | 0.78981 | 0.82841 | 0.78981 | 0.7763 | 0.77245 | 0.77375 | 0.7318 | 0.87295 | 0.92261 | 0.88997 | 0.82245 | 0.94466 | 0.83486
4670 | 2004-07-13 | 14:00 | 0.79951 | 0.87295 | 0.79951 | 0.78981 | 0.77375 | 0.77593 | 0.73064 | 0.90497 | 0.94799 | 0.92261 | 0.80163 | 0.92232 | 0.79626
4671 | 2004-07-13 | 15:00 | 0.80673 | 0.90497 | 0.80673 | 0.79951 | 0.77593 | 0.77639 | 0.72197 | 0.92596 | 0.96592 | 0.94799 | 0.78612 | 0.90944 | 0.78342
4672 | 2004-07-13 | 16:00 | 0.81302 | 0.92596 | 0.81302 | 0.80673 | 0.77639 | 0.77516 | 0.7138 | 0.94246 | 0.97228 | 0.96592 | 0.77007 | 0.86027 | 0.75902
4673 | 2004-07-13 | 17:00 | 0.81109 | 0.94246 | 0.81109 | 0.81302 | 0.77516 | 0.77533 | 0.71214 | 0.93673 | 0.96514 | 0.97228 | 0.71202 | 0.78406 | 0.6821
4674 | 2004-07-13 | 18:00 | 0.7957 | 0.93673 | 0.7957 | 0.81109 | 0.77533 | 0.76911 | 0.70924 | 0.91244 | 0.95085 | 0.96514 | 0.64226 | 0.71362 | 0.60877
4675 | 2004-07-13 | 19:00 | 0.77569 | 0.91244 | 0.77569 | 0.7957 | 0.76911 | 0.74927 | 0.699 | 0.87417 | 0.92295 | 0.95085 | 0.59518 | 0.66127 | 0.55513
4676 | 2004-07-13 | 20:00 | 0.76703 | 0.87417 | 0.76703 | 0.77569 | 0.74927 | 0.73126 | 0.68855 | 0.83712 | 0.88935 | 0.92295 | 0.56374 | 0.62849 | 0.51877
4677 | 2004-07-13 | 21:00 | 0.76082 | 0.83712 | 0.76082 | 0.76703 | 0.73126 | 0.72655 | 0.68511 | 0.81075 | 0.87124 | 0.88935 | 0.55086 | 0.60478 | 0.49963
4678 | 2004-07-13 | 22:00 | 0.70748 | 0.81075 | 0.70748 | 0.76082 | 0.72655 | 0.72071 | 0.65807 | 0.74705 | 0.81088 | 0.87124 | 0.54418 | 0.59624 | 0.49094
4679 | 2004-07-13 | 23:00 | 0.64084 | 0.74705 | 0.64084 | 0.70748 | 0.72071 | 0.67372 | 0.59666 | 0.67439 | 0.73643 | 0.81088 | 0.55265 | 0.60291 | 0.49697
4680 | 2004-07-14 | 00:00 | 0.58949 | 0.67439 | 0.58949 | 0.64084 | 0.67372 | 0.61277 | 0.5352 | 0.61455 | 0.67872 | 0.73643 | 0.58073 | 0.62184 | 0.52787
4681 | 2004-07-14 | 01:00 | 0.55525 | 0.61455 | 0.55525 | 0.58949 | 0.61277 | 0.56308 | 0.49096 | 0.57402 | 0.63987 | 0.67872 | 0.6305 | 0.65497 | 0.56833
4682 | 2004-07-14 | 02:00 | 0.537 | 0.57402 | 0.537 | 0.55525 | 0.56308 | 0.53357 | 0.46533 | 0.54519 | 0.6104 | 0.63987 | 0.67987 | 0.70618 | 0.62983
4683 | 2004-07-14 | 03:00 | 0.52531 | 0.54519 | 0.52531 | 0.537 | 0.53357 | 0.51686 | 0.45294 | 0.5264 | 0.58796 | 0.6104 | 0.71929 | 0.75905 | 0.6869
4684 | 2004-07-14 | 04:00 | 0.52966 | 0.5264 | 0.52966 | 0.52531 | 0.51686 | 0.50772 | 0.44825 | 0.52148 | 0.5772 | 0.58796 | 0.75085 | 0.79631 | 0.73557
4685 | 2004-07-14 | 05:00 | 0.55747 | 0.52148 | 0.55747 | 0.52966 | 0.50772 | 0.5092 | 0.4565 | 0.53529 | 0.58606 | 0.5772 | 0.7793 | 0.83851 | 0.77679
4686 | 2004-07-14 | 06:00 | 0.60475 | 0.53529 | 0.60475 | 0.55747 | 0.5092 | 0.53255 | 0.48706 | 0.56125 | 0.60507 | 0.58606 | 0.7986 | 0.866 | 0.81075
4687 | 2004-07-14 | 07:00 | 0.65642 | 0.56125 | 0.65642 | 0.60475 | 0.53255 | 0.58573 | 0.55075 | 0.58501 | 0.64327 | 0.60507 | 0.81617 | 0.89156 | 0.8319
4688 | 2004-07-14 | 08:00 | 0.69449 | 0.58501 | 0.69449 | 0.65642 | 0.58573 | 0.65354 | 0.62502 | 0.62889 | 0.69209 | 0.64327 | 0.83426 | 0.91238 | 0.85787
4689 | 2004-07-14 | 09:00 | 0.72696 | 0.62889 | 0.72696 | 0.69449 | 0.65354 | 0.70474 | 0.66835 | 0.68049 | 0.73643 | 0.69209 | 0.84446 | 0.92386 | 0.87635
4690 | 2004-07-14 | 10:00 | 0.75743 | 0.68049 | 0.75743 | 0.72696 | 0.70474 | 0.73981 | 0.69974 | 0.7369 | 0.78424 | 0.73643 | 0.85226 | 0.92403 | 0.887
4691 | 2004-07-14 | 11:00 | 0.78438 | 0.7369 | 0.78438 | 0.75743 | 0.73981 | 0.7613 | 0.71869 | 0.79348 | 0.83219 | 0.78424 | 0.85037 | 0.90775 | 0.88484
4692 | 2004-07-14 | 12:00 | 0.80747 | 0.79348 | 0.80747 | 0.78438 | 0.7613 | 0.77403 | 0.7291 | 0.84159 | 0.86895 | 0.83219 | 0.84222 | 0.88336 | 0.86273
4693 | 2004-07-14 | 13:00 | 0.82714 | 0.84159 | 0.82714 | 0.80747 | 0.77403 | 0.78201 | 0.73126 | 0.88742 | 0.9029 | 0.86895 | 0.82567 | 0.85572 | 0.82362
4694 | 2004-07-14 | 14:00 | 0.83502 | 0.88742 | 0.83502 | 0.82714 | 0.78201 | 0.79738 | 0.73752 | 0.92099 | 0.9232 | 0.9029 | 0.80531 | 0.84513 | 0.78633
4695 | 2004-07-14 | 15:00 | 0.82671 | 0.92099 | 0.82671 | 0.83502 | 0.79738 | 0.80382 | 0.73727 | 0.94591 | 0.94067 | 0.9232 | 0.78947 | 0.84102 | 0.77502
4696 | 2004-07-14 | 16:00 | 0.81576 | 0.94591 | 0.81576 | 0.82671 | 0.80382 | 0.80867 | 0.73304 | 0.95566 | 0.95079 | 0.94067 | 0.76956 | 0.801 | 0.75481
4697 | 2004-07-14 | 17:00 | 0.79999 | 0.95566 | 0.79999 | 0.81576 | 0.80867 | 0.80248 | 0.73217 | 0.95031 | 0.94448 | 0.95079 | 0.71095 | 0.73579 | 0.68446
4698 | 2004-07-14 | 18:00 | 0.77711 | 0.95031 | 0.77711 | 0.79999 | 0.80248 | 0.78697 | 0.72607 | 0.92811 | 0.92748 | 0.94448 | 0.64157 | 0.68139 | 0.61382
4699 | 2004-07-14 | 19:00 | 0.75175 | 0.92811 | 0.75175 | 0.77711 | 0.78697 | 0.76548 | 0.71525 | 0.89042 | 0.89528 | 0.92748 | 0.59744 | 0.64371 | 0.55714
4700 | 2004-07-14 | 20:00 | 0.74157 | 0.89042 | 0.74157 | 0.75175 | 0.76548 | 0.74786 | 0.70406 | 0.85444 | 0.86225 | 0.89528 | 0.56718 | 0.61634 | 0.52441
4701 | 2004-07-14 | 21:00 | 0.72889 | 0.85444 | 0.72889 | 0.74157 | 0.74786 | 0.74181 | 0.70779 | 0.82804 | 0.84494 | 0.86225 | 0.55052 | 0.59806 | 0.50537
4702 | 2004-07-14 | 22:00 | 0.67725 | 0.82804 | 0.67725 | 0.72889 | 0.74181 | 0.72244 | 0.68282 | 0.76161 | 0.78643 | 0.84494 | 0.54075 | 0.59133 | 0.49456
4703 | 2004-07-14 | 23:00 | 0.61582 | 0.76161 | 0.61582 | 0.67725 | 0.72244 | 0.67316 | 0.61756 | 0.68767 | 0.71502 | 0.78643 | 0.54897 | 0.59913 | 0.49955
4704 | 2004-07-15 | 00:00 | 0.56862 | 0.68767 | 0.56862 | 0.61582 | 0.67316 | 0.61334 | 0.55208 | 0.62728 | 0.65698 | 0.71502 | 0.57503 | 0.61768 | 0.52845
4705 | 2004-07-15 | 01:00 | 0.53633 | 0.62728 | 0.53633 | 0.56862 | 0.61334 | 0.56558 | 0.50514 | 0.58467 | 0.61738 | 0.65698 | 0.62547 | 0.65621 | 0.57172
4706 | 2004-07-15 | 02:00 | 0.51725 | 0.58467 | 0.51725 | 0.53633 | 0.56558 | 0.5373 | 0.47769 | 0.55398 | 0.59036 | 0.61738 | 0.67745 | 0.70981 | 0.63252
4707 | 2004-07-15 | 03:00 | 0.50435 | 0.55398 | 0.50435 | 0.51725 | 0.5373 | 0.52006 | 0.46401 | 0.53344 | 0.56996 | 0.59036 | 0.71561 | 0.76364 | 0.68789
4708 | 2004-07-15 | 04:00 | 0.50669 | 0.53344 | 0.50669 | 0.50435 | 0.52006 | 0.51148 | 0.45812 | 0.52547 | 0.56158 | 0.56996 | 0.74375 | 0.8137 | 0.73565
4709 | 2004-07-15 | 05:00 | 0.5331 | 0.52547 | 0.5331 | 0.50669 | 0.51148 | 0.5137 | 0.46604 | 0.53694 | 0.5713 | 0.56158 | 0.7644 | 0.85898 | 0.77743
4710 | 2004-07-15 | 06:00 | 0.57695 | 0.53694 | 0.57695 | 0.5331 | 0.5137 | 0.53572 | 0.49963 | 0.56342 | 0.59466 | 0.5713 | 0.78008 | 0.88742 | 0.81102
4711 | 2004-07-15 | 07:00 | 0.63531 | 0.56342 | 0.63531 | 0.57695 | 0.53572 | 0.58597 | 0.56125 | 0.58649 | 0.63349 | 0.59466 | 0.79338 | 0.90872 | 0.83405
4712 | 2004-07-15 | 08:00 | 0.68423 | 0.58649 | 0.68423 | 0.63531 | 0.58597 | 0.6599 | 0.63759 | 0.63007 | 0.68818 | 0.63349 | 0.80765 | 0.9274 | 0.86037
4713 | 2004-07-15 | 09:00 | 0.72169 | 0.63007 | 0.72169 | 0.68423 | 0.6599 | 0.72018 | 0.68511 | 0.68366 | 0.74259 | 0.68818 | 0.8176 | 0.9393 | 0.88164
4714 | 2004-07-15 | 10:00 | 0.74877 | 0.68366 | 0.74877 | 0.72169 | 0.72018 | 0.75965 | 0.71836 | 0.74422 | 0.79702 | 0.74259 | 0.82279 | 0.9395 | 0.898
4715 | 2004-07-15 | 11:00 | 0.76519 | 0.74422 | 0.76519 | 0.74877 | 0.75965 | 0.78536 | 0.74419 | 0.79972 | 0.84463 | 0.79702 | 0.8253 | 0.93024 | 0.89632
4716 | 2004-07-15 | 12:00 | 0.77487 | 0.79972 | 0.77487 | 0.76519 | 0.78536 | 0.79992 | 0.75759 | 0.85434 | 0.88843 | 0.84463 | 0.81702 | 0.9071 | 0.87781
4717 | 2004-07-15 | 13:00 | 0.78399 | 0.85434 | 0.78399 | 0.77487 | 0.79992 | 0.80607 | 0.76426 | 0.90085 | 0.92452 | 0.88843 | 0.80086 | 0.87599 | 0.83811
4718 | 2004-07-15 | 14:00 | 0.79008 | 0.90085 | 0.79008 | 0.78399 | 0.80607 | 0.81135 | 0.77376 | 0.93541 | 0.95036 | 0.92452 | 0.78199 | 0.85836 | 0.80118
4719 | 2004-07-15 | 15:00 | 0.79575 | 0.93541 | 0.79575 | 0.79008 | 0.81135 | 0.8137 | 0.77907 | 0.95627 | 0.96659 | 0.95036 | 0.77081 | 0.85073 | 0.78795
4720 | 2004-07-15 | 16:00 | 0.79618 | 0.95627 | 0.79618 | 0.79575 | 0.8137 | 0.81405 | 0.77986 | 0.96417 | 0.9711 | 0.96659 | 0.76003 | 0.81146 | 0.76911
4721 | 2004-07-15 | 17:00 | 0.7907 | 0.96417 | 0.7907 | 0.79618 | 0.81405 | 0.81317 | 0.77807 | 0.95685 | 0.96084 | 0.9711 | 0.70497 | 0.74513 | 0.69929
4722 | 2004-07-15 | 18:00 | 0.77146 | 0.95685 | 0.77146 | 0.7907 | 0.81317 | 0.80013 | 0.76961 | 0.93273 | 0.9449 | 0.96084 | 0.6409 | 0.69397 | 0.62729
4723 | 2004-07-15 | 19:00 | 0.74434 | 0.93273 | 0.74434 | 0.77146 | 0.80013 | 0.77157 | 0.75158 | 0.89582 | 0.91743 | 0.9449 | 0.59398 | 0.65238 | 0.57247
4724 | 2004-07-15 | 20:00 | 0.73548 | 0.89582 | 0.73548 | 0.74434 | 0.77157 | 0.74712 | 0.73312 | 0.86168 | 0.88804 | 0.91743 | 0.56675 | 0.62281 | 0.53817
4725 | 2004-07-15 | 21:00 | 0.7318 | 0.86168 | 0.7318 | 0.73548 | 0.74712 | 0.74146 | 0.73375 | 0.83717 | 0.86854 | 0.88804 | 0.5515 | 0.60329 | 0.51631
4726 | 2004-07-15 | 22:00 | 0.6806 | 0.83717 | 0.6806 | 0.7318 | 0.74146 | 0.73882 | 0.71641 | 0.77409 | 0.80939 | 0.86854 | 0.54344 | 0.59589 | 0.50404
4727 | 2004-07-15 | 23:00 | 0.61563 | 0.77409 | 0.61563 | 0.6806 | 0.73882 | 0.68836 | 0.65168 | 0.70186 | 0.73009 | 0.80939 | 0.55004 | 0.60311 | 0.50761
4728 | 2004-07-16 | 00:00 | 0.56344 | 0.70186 | 0.56344 | 0.61563 | 0.68836 | 0.62561 | 0.58073 | 0.64287 | 0.6821 | 0.73009 | 0.5753 | 0.61903 | 0.53419
4729 | 2004-07-16 | 01:00 | 0.52996 | 0.64287 | 0.52996 | 0.56344 | 0.62561 | 0.57437 | 0.52604 | 0.60266 | 0.64268 | 0.6821 | 0.62275 | 0.6526 | 0.57498
4730 | 2004-07-16 | 02:00 | 0.50843 | 0.60266 | 0.50843 | 0.52996 | 0.57437 | 0.54106 | 0.49482 | 0.5719 | 0.61295 | 0.64268 | 0.67681 | 0.70565 | 0.63365
4731 | 2004-07-16 | 03:00 | 0.49627 | 0.5719 | 0.49627 | 0.50843 | 0.54106 | 0.51971 | 0.47616 | 0.55287 | 0.59513 | 0.61295 | 0.71811 | 0.75626 | 0.69307
4732 | 2004-07-16 | 04:00 | 0.4992 | 0.55287 | 0.4992 | 0.49627 | 0.51971 | 0.50776 | 0.46828 | 0.54529 | 0.58516 | 0.59513 | 0.74947 | 0.80052 | 0.74695
4733 | 2004-07-16 | 05:00 | 0.52588 | 0.54529 | 0.52588 | 0.4992 | 0.50776 | 0.50807 | 0.47433 | 0.55729 | 0.59458 | 0.58516 | 0.77709 | 0.83995 | 0.79354
4734 | 2004-07-16 | 06:00 | 0.56445 | 0.55729 | 0.56445 | 0.52588 | 0.50807 | 0.52893 | 0.50108 | 0.58161 | 0.61707 | 0.59458 | 0.79389 | 0.86814 | 0.8305
4735 | 2004-07-16 | 07:00 | 0.62072 | 0.58161 | 0.62072 | 0.56445 | 0.52893 | 0.57708 | 0.56087 | 0.60196 | 0.64428 | 0.61707 | 0.80914 | 0.89039 | 0.84888
4736 | 2004-07-16 | 08:00 | 0.67124 | 0.60196 | 0.67124 | 0.62072 | 0.57708 | 0.64714 | 0.64016 | 0.64203 | 0.67947 | 0.64428 | 0.8213 | 0.90319 | 0.87177
4737 | 2004-07-16 | 09:00 | 0.7098 | 0.64203 | 0.7098 | 0.67124 | 0.64714 | 0.70221 | 0.70074 | 0.70226 | 0.71979 | 0.67947 | 0.83019 | 0.91034 | 0.88402
4738 | 2004-07-16 | 10:00 | 0.74302 | 0.70226 | 0.74302 | 0.7098 | 0.70221 | 0.74477 | 0.74245 | 0.76178 | 0.76034 | 0.71979 | 0.83251 | 0.89973 | 0.8916
4739 | 2004-07-16 | 11:00 | 0.76599 | 0.76178 | 0.76599 | 0.74302 | 0.74477 | 0.77516 | 0.76866 | 0.81713 | 0.79409 | 0.76034 | 0.82711 | 0.87828 | 0.88615
4740 | 2004-07-16 | 12:00 | 0.77624 | 0.81713 | 0.77624 | 0.76599 | 0.77516 | 0.79193 | 0.78214 | 0.85941 | 0.82155 | 0.79409 | 0.81417 | 0.84824 | 0.86062
4741 | 2004-07-16 | 13:00 | 0.78084 | 0.85941 | 0.78084 | 0.77624 | 0.79193 | 0.79351 | 0.78367 | 0.89856 | 0.84723 | 0.82155 | 0.79549 | 0.81357 | 0.81587
4742 | 2004-07-16 | 14:00 | 0.78565 | 0.89856 | 0.78565 | 0.78084 | 0.79351 | 0.79387 | 0.78674 | 0.92975 | 0.86519 | 0.84723 | 0.77276 | 0.79562 | 0.77318
4743 | 2004-07-16 | 15:00 | 0.79113 | 0.92975 | 0.79113 | 0.78565 | 0.79387 | 0.79084 | 0.78301 | 0.95042 | 0.87562 | 0.86519 | 0.75772 | 0.78939 | 0.76373
4744 | 2004-07-16 | 16:00 | 0.79969 | 0.95042 | 0.79969 | 0.79113 | 0.79084 | 0.79548 | 0.7789 | 0.9573 | 0.87913 | 0.87562 | 0.74601 | 0.75096 | 0.74083
4745 | 2004-07-16 | 17:00 | 0.79734 | 0.9573 | 0.79734 | 0.79969 | 0.79548 | 0.7971 | 0.77534 | 0.94688 | 0.86843 | 0.87913 | 0.70286 | 0.70394 | 0.68175
4746 | 2004-07-16 | 18:00 | 0.77875 | 0.94688 | 0.77875 | 0.79734 | 0.7971 | 0.79119 | 0.76418 | 0.91944 | 0.85004 | 0.86843 | 0.64513 | 0.66097 | 0.622
4747 | 2004-07-16 | 19:00 | 0.75133 | 0.91944 | 0.75133 | 0.77875 | 0.79119 | 0.7646 | 0.74507 | 0.88057 | 0.82338 | 0.85004 | 0.59898 | 0.62219 | 0.56752
4748 | 2004-07-16 | 20:00 | 0.73765 | 0.88057 | 0.73765 | 0.75133 | 0.7646 | 0.74167 | 0.72093 | 0.84849 | 0.79545 | 0.82338 | 0.56976 | 0.59255 | 0.53448
4749 | 2004-07-16 | 21:00 | 0.732 | 0.84849 | 0.732 | 0.73765 | 0.74167 | 0.73615 | 0.72172 | 0.82435 | 0.77886 | 0.79545 | 0.55222 | 0.57387 | 0.51327
4750 | 2004-07-16 | 22:00 | 0.68513 | 0.82435 | 0.68513 | 0.732 | 0.73615 | 0.73552 | 0.71036 | 0.76844 | 0.73615 | 0.77886 | 0.54056 | 0.56189 | 0.50058
4751 | 2004-07-16 | 23:00 | 0.62871 | 0.76844 | 0.62871 | 0.68513 | 0.73552 | 0.69782 | 0.65637 | 0.70785 | 0.67805 | 0.73615 | 0.53822 | 0.55925 | 0.49644
4752 | 2004-07-17 | 00:00 | 0.5763 | 0.70785 | 0.5763 | 0.62871 | 0.69782 | 0.64218 | 0.59089 | 0.6507 | 0.62893 | 0.67805 | 0.54117 | 0.56005 | 0.50287
4753 | 2004-07-17 | 01:00 | 0.5386 | 0.6507 | 0.5386 | 0.5763 | 0.64218 | 0.59427 | 0.5389 | 0.61022 | 0.59392 | 0.62893 | 0.55951 | 0.57484 | 0.50872
4754 | 2004-07-17 | 02:00 | 0.51272 | 0.61022 | 0.51272 | 0.5386 | 0.59427 | 0.55801 | 0.50871 | 0.57948 | 0.56797 | 0.59392 | 0.59973 | 0.61278 | 0.54559
4755 | 2004-07-17 | 03:00 | 0.49669 | 0.57948 | 0.49669 | 0.51272 | 0.55801 | 0.53382 | 0.48578 | 0.55488 | 0.54845 | 0.56797 | 0.65094 | 0.66553 | 0.60025
4756 | 2004-07-17 | 04:00 | 0.49049 | 0.55488 | 0.49049 | 0.49669 | 0.53382 | 0.51848 | 0.47317 | 0.54049 | 0.5385 | 0.54845 | 0.69259 | 0.71621 | 0.65309
4757 | 2004-07-17 | 05:00 | 0.49256 | 0.54049 | 0.49256 | 0.49049 | 0.51848 | 0.51271 | 0.4699 | 0.53766 | 0.53737 | 0.5385 | 0.72094 | 0.76052 | 0.69704
4758 | 2004-07-17 | 06:00 | 0.49856 | 0.53766 | 0.49856 | 0.49256 | 0.51271 | 0.5137 | 0.47305 | 0.54138 | 0.53611 | 0.53737 | 0.73523 | 0.79193 | 0.73111
4759 | 2004-07-17 | 07:00 | 0.53985 | 0.54138 | 0.53985 | 0.49856 | 0.5137 | 0.52629 | 0.50021 | 0.54959 | 0.55463 | 0.53611 | 0.74843 | 0.8206 | 0.75294
4760 | 2004-07-17 | 08:00 | 0.60236 | 0.54959 | 0.60236 | 0.53985 | 0.52629 | 0.57113 | 0.55959 | 0.59371 | 0.5975 | 0.55463 | 0.7537 | 0.84346 | 0.77282
4761 | 2004-07-17 | 09:00 | 0.65622 | 0.59371 | 0.65622 | 0.60236 | 0.57113 | 0.62835 | 0.62937 | 0.65376 | 0.64765 | 0.5975 | 0.75756 | 0.86112 | 0.78947
4762 | 2004-07-17 | 10:00 | 0.7044 | 0.65376 | 0.7044 | 0.65622 | 0.62835 | 0.67988 | 0.68482 | 0.71242 | 0.69096 | 0.64765 | 0.76411 | 0.86565 | 0.7973
4763 | 2004-07-17 | 11:00 | 0.73821 | 0.71242 | 0.73821 | 0.7044 | 0.67988 | 0.72057 | 0.72346 | 0.76153 | 0.72435 | 0.69096 | 0.76844 | 0.86227 | 0.79989
4764 | 2004-07-17 | 12:00 | 0.75785 | 0.76153 | 0.75785 | 0.73821 | 0.72057 | 0.74737 | 0.7422 | 0.80433 | 0.74475 | 0.72435 | 0.76637 | 0.83813 | 0.79251
4765 | 2004-07-17 | 13:00 | 0.76958 | 0.80433 | 0.76958 | 0.75785 | 0.74737 | 0.75775 | 0.74884 | 0.83591 | 0.76276 | 0.74475 | 0.75495 | 0.81465 | 0.7697
4766 | 2004-07-17 | 14:00 | 0.77607 | 0.83591 | 0.77607 | 0.76958 | 0.75775 | 0.76274 | 0.74959 | 0.86257 | 0.7784 | 0.76276 | 0.7373 | 0.79868 | 0.74189
4767 | 2004-07-17 | 15:00 | 0.77958 | 0.86257 | 0.77958 | 0.77607 | 0.76274 | 0.76499 | 0.75087 | 0.88471 | 0.79138 | 0.7784 | 0.72594 | 0.79228 | 0.73913
4768 | 2004-07-17 | 16:00 | 0.77512 | 0.88471 | 0.77512 | 0.77958 | 0.76499 | 0.7645 | 0.75464 | 0.89889 | 0.79929 | 0.79138 | 0.71633 | 0.76052 | 0.72521
4769 | 2004-07-17 | 17:00 | 0.76392 | 0.89889 | 0.76392 | 0.77512 | 0.7645 | 0.76309 | 0.76095 | 0.89826 | 0.79671 | 0.79929 | 0.67633 | 0.70862 | 0.67411
4770 | 2004-07-17 | 18:00 | 0.74421 | 0.89826 | 0.74421 | 0.76392 | 0.76309 | 0.75824 | 0.76186 | 0.87815 | 0.78041 | 0.79671 | 0.62174 | 0.6661 | 0.61566
4771 | 2004-07-17 | 19:00 | 0.72032 | 0.87815 | 0.72032 | 0.74421 | 0.75824 | 0.73977 | 0.74743 | 0.84113 | 0.75163 | 0.78041 | 0.58251 | 0.62538 | 0.56412
4772 | 2004-07-17 | 20:00 | 0.71597 | 0.84113 | 0.71597 | 0.72032 | 0.73977 | 0.72043 | 0.73072 | 0.80932 | 0.72149 | 0.75163 | 0.55515 | 0.59679 | 0.53248
4773 | 2004-07-17 | 21:00 | 0.71059 | 0.80932 | 0.71059 | 0.71597 | 0.72043 | 0.72391 | 0.73404 | 0.78694 | 0.70853 | 0.72149 | 0.53825 | 0.57587 | 0.50994
4774 | 2004-07-17 | 22:00 | 0.67378 | 0.78694 | 0.67378 | 0.71059 | 0.72391 | 0.72834 | 0.72072 | 0.737 | 0.66484 | 0.70853 | 0.52882 | 0.56401 | 0.49515
4775 | 2004-07-17 | 23:00 | 0.62356 | 0.737 | 0.62356 | 0.67378 | 0.72834 | 0.69947 | 0.67092 | 0.67827 | 0.61056 | 0.66484 | 0.52648 | 0.55771 | 0.48834
4776 | 2004-07-18 | 00:00 | 0.57453 | 0.67827 | 0.57453 | 0.62356 | 0.69947 | 0.65114 | 0.60856 | 0.62761 | 0.56455 | 0.61056 | 0.52411 | 0.55168 | 0.48941
4777 | 2004-07-18 | 01:00 | 0.54336 | 0.62761 | 0.54336 | 0.57453 | 0.65114 | 0.6025 | 0.55685 | 0.58777 | 0.53046 | 0.56455 | 0.5342 | 0.56144 | 0.48628
4778 | 2004-07-18 | 02:00 | 0.51983 | 0.58777 | 0.51983 | 0.54336 | 0.6025 | 0.57581 | 0.51854 | 0.55707 | 0.50576 | 0.53046 | 0.56981 | 0.60182 | 0.51265
4779 | 2004-07-18 | 03:00 | 0.50456 | 0.55707 | 0.50456 | 0.51983 | 0.57581 | 0.55312 | 0.49531 | 0.5365 | 0.48932 | 0.50576 | 0.61522 | 0.66162 | 0.56124
4780 | 2004-07-18 | 04:00 | 0.49709 | 0.5365 | 0.49709 | 0.50456 | 0.55312 | 0.53607 | 0.48192 | 0.52117 | 0.4776 | 0.48932 | 0.65698 | 0.72015 | 0.61041
4781 | 2004-07-18 | 05:00 | 0.49778 | 0.52117 | 0.49778 | 0.49709 | 0.53607 | 0.52875 | 0.47487 | 0.51612 | 0.47384 | 0.4776 | 0.6866 | 0.77121 | 0.65805
4782 | 2004-07-18 | 06:00 | 0.499 | 0.51612 | 0.499 | 0.49778 | 0.52875 | 0.52608 | 0.4711 | 0.5131 | 0.46817 | 0.47384 | 0.70773 | 0.80822 | 0.69942
4783 | 2004-07-18 | 07:00 | 0.51906 | 0.5131 | 0.51906 | 0.499 | 0.52608 | 0.52678 | 0.48258 | 0.51566 | 0.47897 | 0.46817 | 0.72163 | 0.84207 | 0.73284
4784 | 2004-07-18 | 08:00 | 0.5543 | 0.51566 | 0.5543 | 0.51906 | 0.52678 | 0.55112 | 0.52691 | 0.55068 | 0.51939 | 0.47897 | 0.72581 | 0.87163 | 0.75889
4785 | 2004-07-18 | 09:00 | 0.59161 | 0.55068 | 0.59161 | 0.5543 | 0.55112 | 0.59301 | 0.57825 | 0.59805 | 0.56612 | 0.51939 | 0.73158 | 0.89238 | 0.77855
4786 | 2004-07-18 | 10:00 | 0.61767 | 0.59805 | 0.61767 | 0.59161 | 0.59301 | 0.63391 | 0.63294 | 0.6436 | 0.60826 | 0.56612 | 0.73632 | 0.90695 | 0.79041
4787 | 2004-07-18 | 11:00 | 0.63738 | 0.6436 | 0.63738 | 0.61767 | 0.63391 | 0.6676 | 0.67486 | 0.68783 | 0.64802 | 0.60826 | 0.73965 | 0.91093 | 0.79525
4788 | 2004-07-18 | 12:00 | 0.64865 | 0.68783 | 0.64865 | 0.63738 | 0.6676 | 0.69433 | 0.70323 | 0.72978 | 0.6863 | 0.64802 | 0.74207 | 0.90371 | 0.79628
4789 | 2004-07-18 | 13:00 | 0.65128 | 0.72978 | 0.65128 | 0.64865 | 0.69433 | 0.71079 | 0.72064 | 0.76361 | 0.71901 | 0.6863 | 0.73478 | 0.8794 | 0.78074
4790 | 2004-07-18 | 14:00 | 0.65056 | 0.76361 | 0.65056 | 0.65128 | 0.71079 | 0.71456 | 0.72574 | 0.7909 | 0.74418 | 0.71901 | 0.72104 | 0.85841 | 0.75459
4791 | 2004-07-18 | 15:00 | 0.65119 | 0.7909 | 0.65119 | 0.65056 | 0.71456 | 0.70886 | 0.72512 | 0.81131 | 0.76436 | 0.74418 | 0.71793 | 0.85029 | 0.75248
4792 | 2004-07-18 | 16:00 | 0.65482 | 0.81131 | 0.65482 | 0.65119 | 0.70886 | 0.70133 | 0.72413 | 0.82387 | 0.781 | 0.76436 | 0.71045 | 0.80842 | 0.73775
4793 | 2004-07-18 | 17:00 | 0.65636 | 0.82387 | 0.65636 | 0.65482 | 0.70133 | 0.69933 | 0.72636 | 0.82893 | 0.78868 | 0.781 | 0.6614 | 0.74777 | 0.69011
4794 | 2004-07-18 | 18:00 | 0.65169 | 0.82893 | 0.65169 | 0.65636 | 0.69933 | 0.70024 | 0.72761 | 0.81677 | 0.77981 | 0.78868 | 0.59965 | 0.69347 | 0.61369
4795 | 2004-07-18 | 19:00 | 0.64347 | 0.81677 | 0.64347 | 0.65169 | 0.70024 | 0.68948 | 0.71981 | 0.78617 | 0.75526 | 0.77981 | 0.56055 | 0.64775 | 0.56037
4796 | 2004-07-18 | 20:00 | 0.65086 | 0.78617 | 0.65086 | 0.64347 | 0.68948 | 0.68382 | 0.71616 | 0.75811 | 0.72917 | 0.75526 | 0.5395 | 0.61968 | 0.53108
4797 | 2004-07-18 | 21:00 | 0.65044 | 0.75811 | 0.65044 | 0.65086 | 0.68382 | 0.69134 | 0.72902 | 0.73941 | 0.71904 | 0.72917 | 0.52696 | 0.60075 | 0.51321
4798 | 2004-07-18 | 22:00 | 0.61675 | 0.73941 | 0.61675 | 0.65044 | 0.69134 | 0.69219 | 0.70725 | 0.6895 | 0.67383 | 0.71904 | 0.52513 | 0.59208 | 0.50659
4799 | 2004-07-18 | 23:00 | 0.57157 | 0.6895 | 0.57157 | 0.61675 | 0.69219 | 0.65909 | 0.65098 | 0.62624 | 0.61089 | 0.67383 | 0.53944 | 0.59753 | 0.51421
4800 | 2004-07-19 | 00:00 | 0.53228 | 0.62624 | 0.53228 | 0.57157 | 0.65909 | 0.61084 | 0.58778 | 0.57268 | 0.56529 | 0.61089 | 0.57106 | 0.61452 | 0.54586
4801 | 2004-07-19 | 01:00 | 0.50687 | 0.57268 | 0.50687 | 0.53228 | 0.61084 | 0.57233 | 0.54159 | 0.54411 | 0.53165 | 0.56529 | 0.62256 | 0.65263 | 0.59407
4802 | 2004-07-19 | 02:00 | 0.49443 | 0.54411 | 0.49443 | 0.50687 | 0.57233 | 0.54732 | 0.51638 | 0.5137 | 0.51058 | 0.53165 | 0.67553 | 0.71101 | 0.66316
4803 | 2004-07-19 | 03:00 | 0.48843 | 0.5137 | 0.48843 | 0.49443 | 0.54732 | 0.5328 | 0.50149 | 0.501 | 0.49656 | 0.51058 | 0.71849 | 0.77029 | 0.72693
4804 | 2004-07-19 | 04:00 | 0.49502 | 0.501 | 0.49502 | 0.48843 | 0.5328 | 0.52552 | 0.49473 | 0.49926 | 0.49471 | 0.49656 | 0.74933 | 0.82675 | 0.78262
4805 | 2004-07-19 | 05:00 | 0.52753 | 0.49926 | 0.52753 | 0.49502 | 0.52552 | 0.53097 | 0.50332 | 0.51697 | 0.51063 | 0.49471 | 0.77534 | 0.87507 | 0.8348
4806 | 2004-07-19 | 06:00 | 0.57093 | 0.51697 | 0.57093 | 0.52753 | 0.53097 | 0.55703 | 0.53794 | 0.54309 | 0.53595 | 0.51063 | 0.79219 | 0.91006 | 0.86671
4807 | 2004-07-19 | 07:00 | 0.62714 | 0.54309 | 0.62714 | 0.57093 | 0.55703 | 0.6094 | 0.60147 | 0.56531 | 0.57258 | 0.53595 | 0.80608 | 0.94179 | 0.88977
4808 | 2004-07-19 | 08:00 | 0.66776 | 0.56531 | 0.66776 | 0.62714 | 0.6094 | 0.68315 | 0.68108 | 0.60805 | 0.61999 | 0.57258 | 0.81444 | 0.96244 | 0.91544
4809 | 2004-07-19 | 09:00 | 0.70104 | 0.60805 | 0.70104 | 0.66776 | 0.68315 | 0.73795 | 0.73059 | 0.66157 | 0.67056 | 0.61999 | 0.8192 | 0.97681 | 0.93383
4810 | 2004-07-19 | 10:00 | 0.73075 | 0.66157 | 0.73075 | 0.70104 | 0.73795 | 0.77758 | 0.76422 | 0.72066 | 0.72035 | 0.67056 | 0.82088 | 0.98687 | 0.94246
4811 | 2004-07-19 | 11:00 | 0.75357 | 0.72066 | 0.75357 | 0.73075 | 0.77758 | 0.80537 | 0.78927 | 0.77368 | 0.76701 | 0.72035 | 0.81728 | 0.97315 | 0.94275
4812 | 2004-07-19 | 12:00 | 0.76955 | 0.77368 | 0.76955 | 0.75357 | 0.80537 | 0.82383 | 0.79968 | 0.82387 | 0.80728 | 0.76701 | 0.80805 | 0.95462 | 0.92468
4813 | 2004-07-19 | 13:00 | 0.78747 | 0.82387 | 0.78747 | 0.76955 | 0.82383 | 0.8347 | 0.80167 | 0.8681 | 0.847 | 0.80728 | 0.78524 | 0.92585 | 0.88077
4814 | 2004-07-19 | 14:00 | 0.8019 | 0.8681 | 0.8019 | 0.78747 | 0.8347 | 0.84666 | 0.80822 | 0.90234 | 0.87846 | 0.847 | 0.76254 | 0.90306 | 0.83874
4815 | 2004-07-19 | 15:00 | 0.81571 | 0.90234 | 0.81571 | 0.8019 | 0.84666 | 0.85485 | 0.80619 | 0.9283 | 0.90221 | 0.87846 | 0.7492 | 0.8867 | 0.82246
4816 | 2004-07-19 | 16:00 | 0.82851 | 0.9283 | 0.82851 | 0.81571 | 0.85485 | 0.86009 | 0.80764 | 0.93982 | 0.91571 | 0.90221 | 0.72969 | 0.83482 | 0.79712
4817 | 2004-07-19 | 17:00 | 0.83343 | 0.93982 | 0.83343 | 0.82851 | 0.86009 | 0.86523 | 0.81324 | 0.9326 | 0.91669 | 0.91571 | 0.67292 | 0.76291 | 0.72347
4818 | 2004-07-19 | 18:00 | 0.81964 | 0.9326 | 0.81964 | 0.83343 | 0.86523 | 0.85967 | 0.81253 | 0.90696 | 0.90344 | 0.91669 | 0.61083 | 0.70645 | 0.6436
4819 | 2004-07-19 | 19:00 | 0.79215 | 0.90696 | 0.79215 | 0.81964 | 0.85967 | 0.83414 | 0.79623 | 0.86856 | 0.87459 | 0.90344 | 0.56995 | 0.66267 | 0.58869
4820 | 2004-07-19 | 20:00 | 0.78047 | 0.86856 | 0.78047 | 0.79215 | 0.83414 | 0.808 | 0.78226 | 0.8357 | 0.84278 | 0.87459 | 0.54698 | 0.6324 | 0.55331
4821 | 2004-07-19 | 21:00 | 0.77192 | 0.8357 | 0.77192 | 0.78047 | 0.808 | 0.80196 | 0.78608 | 0.80821 | 0.82482 | 0.84278 | 0.53101 | 0.61083 | 0.53103
4822 | 2004-07-19 | 22:00 | 0.71067 | 0.80821 | 0.71067 | 0.77192 | 0.80196 | 0.79963 | 0.76426 | 0.74384 | 0.76539 | 0.82482 | 0.52709 | 0.60291 | 0.52017
4823 | 2004-07-19 | 23:00 | 0.64476 | 0.74384 | 0.64476 | 0.71067 | 0.79963 | 0.7453 | 0.69091 | 0.66946 | 0.69392 | 0.76539 | 0.5363 | 0.60834 | 0.52557
4824 | 2004-07-20 | 00:00 | 0.58934 | 0.66946 | 0.58934 | 0.64476 | 0.7453 | 0.67801 | 0.6176 | 0.60989 | 0.64209 | 0.69392 | 0.56877 | 0.62583 | 0.55514
4825 | 2004-07-20 | 01:00 | 0.55201 | 0.60989 | 0.55201 | 0.58934 | 0.67801 | 0.62245 | 0.5627 | 0.56765 | 0.60618 | 0.64209 | 0.61852 | 0.6594 | 0.59638
4826 | 2004-07-20 | 02:00 | 0.52929 | 0.56765 | 0.52929 | 0.55201 | 0.62245 | 0.58636 | 0.53309 | 0.53802 | 0.58006 | 0.60618 | 0.66765 | 0.71315 | 0.66163
4827 | 2004-07-20 | 03:00 | 0.51974 | 0.53802 | 0.51974 | 0.52929 | 0.58636 | 0.56104 | 0.5153 | 0.52107 | 0.56024 | 0.58006 | 0.70201 | 0.77151 | 0.71996
4828 | 2004-07-20 | 04:00 | 0.52165 | 0.52107 | 0.52165 | 0.51974 | 0.56104 | 0.5489 | 0.50684 | 0.51546 | 0.55182 | 0.56024 | 0.73001 | 0.82707 | 0.77298
4829 | 2004-07-20 | 05:00 | 0.54714 | 0.51546 | 0.54714 | 0.52165 | 0.5489 | 0.54933 | 0.51348 | 0.52933 | 0.56267 | 0.55182 | 0.7508 | 0.87816 | 0.82499
4830 | 2004-07-20 | 06:00 | 0.58765 | 0.52933 | 0.58765 | 0.54714 | 0.54933 | 0.5693 | 0.54781 | 0.55551 | 0.58552 | 0.56267 | 0.7656 | 0.9062 | 0.8609
4831 | 2004-07-20 | 07:00 | 0.6473 | 0.55551 | 0.6473 | 0.58765 | 0.5693 | 0.62231 | 0.61349 | 0.57623 | 0.62447 | 0.58552 | 0.77869 | 0.9388 | 0.88546
4832 | 2004-07-20 | 08:00 | 0.70022 | 0.57623 | 0.70022 | 0.6473 | 0.62231 | 0.69989 | 0.69638 | 0.61645 | 0.67378 | 0.62447 | 0.78918 | 0.96259 | 0.91445
4833 | 2004-07-20 | 09:00 | 0.74646 | 0.61645 | 0.74646 | 0.70022 | 0.69989 | 0.75936 | 0.75319 | 0.66868 | 0.72607 | 0.67378 | 0.79674 | 0.97666 | 0.93834
4834 | 2004-07-20 | 10:00 | 0.791 | 0.66868 | 0.791 | 0.74646 | 0.75936 | 0.80632 | 0.7976 | 0.72543 | 0.78239 | 0.72607 | 0.80004 | 0.98087 | 0.952
4835 | 2004-07-20 | 11:00 | 0.82524 | 0.72543 | 0.82524 | 0.791 | 0.80632 | 0.84391 | 0.8406 | 0.77754 | 0.82961 | 0.78239 | 0.80342 | 0.97141 | 0.95122
4836 | 2004-07-20 | 12:00 | 0.852 | 0.77754 | 0.852 | 0.82524 | 0.84391 | 0.87128 | 0.87079 | 0.82329 | 0.86954 | 0.82961 | 0.79905 | 0.95502 | 0.93811
4837 | 2004-07-20 | 13:00 | 0.87385 | 0.82329 | 0.87385 | 0.852 | 0.87128 | 0.88907 | 0.88613 | 0.86666 | 0.90654 | 0.86954 | 0.78135 | 0.92687 | 0.89749
4838 | 2004-07-20 | 14:00 | 0.88906 | 0.86666 | 0.88906 | 0.87385 | 0.88907 | 0.90268 | 0.9033 | 0.89766 | 0.9366 | 0.90654 | 0.75924 | 0.90122 | 0.85585
4839 | 2004-07-20 | 15:00 | 0.90204 | 0.89766 | 0.90204 | 0.88906 | 0.90268 | 0.90933 | 0.90906 | 0.91997 | 0.95064 | 0.9366 | 0.7401 | 0.88441 | 0.84088
4840 | 2004-07-20 | 16:00 | 0.91113 | 0.91997 | 0.91113 | 0.90204 | 0.90933 | 0.91285 | 0.91329 | 0.93152 | 0.96143 | 0.95064 | 0.72583 | 0.83474 | 0.80808
4841 | 2004-07-20 | 17:00 | 0.91046 | 0.93152 | 0.91046 | 0.91113 | 0.91285 | 0.91658 | 0.91823 | 0.92386 | 0.95543 | 0.96143 | 0.67353 | 0.76132 | 0.73286
4842 | 2004-07-20 | 18:00 | 0.88669 | 0.92386 | 0.88669 | 0.91046 | 0.91658 | 0.9087 | 0.91139 | 0.89804 | 0.93598 | 0.95543 | 0.60856 | 0.70747 | 0.64962
4843 | 2004-07-20 | 19:00 | 0.85075 | 0.89804 | 0.85075 | 0.88669 | 0.9087 | 0.87697 | 0.88771 | 0.85931 | 0.90277 | 0.93598 | 0.56936 | 0.66451 | 0.59119
4844 | 2004-07-20 | 20:00 | 0.83398 | 0.85931 | 0.83398 | 0.85075 | 0.87697 | 0.84669 | 0.85951 | 0.82954 | 0.87732 | 0.90277 | 0.54085 | 0.632 | 0.55457
4845 | 2004-07-20 | 21:00 | 0.81076 | 0.82954 | 0.81076 | 0.83398 | 0.84669 | 0.84163 | 0.85607 | 0.80517 | 0.85584 | 0.87732 | 0.52699 | 0.61011 | 0.53353
4846 | 2004-07-20 | 22:00 | 0.74804 | 0.80517 | 0.74804 | 0.81076 | 0.84163 | 0.83874 | 0.82762 | 0.74118 | 0.79434 | 0.85584 | 0.52164 | 0.59848 | 0.52323
4847 | 2004-07-20 | 23:00 | 0.67296 | 0.74118 | 0.67296 | 0.74804 | 0.83874 | 0.77044 | 0.74448 | 0.66943 | 0.72499 | 0.79434 | 0.53114 | 0.60438 | 0.52613
4848 | 2004-07-21 | 00:00 | 0.61038 | 0.66943 | 0.61038 | 0.67296 | 0.77044 | 0.69831 | 0.65911 | 0.61157 | 0.67223 | 0.72499 | 0.55901 | 0.6206 | 0.55198
4849 | 2004-07-21 | 01:00 | 0.57402 | 0.61157 | 0.57402 | 0.61038 | 0.69831 | 0.63792 | 0.59376 | 0.57304 | 0.63253 | 0.67223 | 0.60681 | 0.65497 | 0.5953
4850 | 2004-07-21 | 02:00 | 0.54831 | 0.57304 | 0.54831 | 0.57402 | 0.63792 | 0.59807 | 0.55801 | 0.54659 | 0.60499 | 0.63253 | 0.65951 | 0.71024 | 0.66058
4851 | 2004-07-21 | 03:00 | 0.53257 | 0.54659 | 0.53257 | 0.54831 | 0.59807 | 0.57521 | 0.53363 | 0.52778 | 0.58572 | 0.60499 | 0.69565 | 0.76817 | 0.72549
4852 | 2004-07-21 | 04:00 | 0.53308 | 0.52778 | 0.53308 | 0.53257 | 0.57521 | 0.56058 | 0.52127 | 0.52279 | 0.57766 | 0.58572 | 0.7248 | 0.81808 | 0.78088
4853 | 2004-07-21 | 05:00 | 0.55707 | 0.52279 | 0.55707 | 0.53308 | 0.56058 | 0.55794 | 0.5243 | 0.53942 | 0.58902 | 0.57766 | 0.75056 | 0.86568 | 0.83046
4854 | 2004-07-21 | 06:00 | 0.60116 | 0.53942 | 0.60116 | 0.55707 | 0.55794 | 0.57806 | 0.55063 | 0.56639 | 0.61166 | 0.58902 | 0.76789 | 0.89915 | 0.86722
4855 | 2004-07-21 | 07:00 | 0.65739 | 0.56639 | 0.65739 | 0.60116 | 0.57806 | 0.62649 | 0.61134 | 0.5853 | 0.6483 | 0.61166 | 0.78559 | 0.93128 | 0.89561
4856 | 2004-07-21 | 08:00 | 0.71174 | 0.5853 | 0.71174 | 0.65739 | 0.62649 | 0.70225 | 0.69265 | 0.62025 | 0.69016 | 0.6483 | 0.80105 | 0.9609 | 0.92333
4857 | 2004-07-21 | 09:00 | 0.76027 | 0.62025 | 0.76027 | 0.71174 | 0.70225 | 0.76373 | 0.75709 | 0.66253 | 0.73287 | 0.69016 | 0.81138 | 0.97654 | 0.94759
4858 | 2004-07-21 | 10:00 | 0.81163 | 0.66253 | 0.81163 | 0.76027 | 0.76373 | 0.81676 | 0.80776 | 0.72432 | 0.78004 | 0.73287 | 0.81915 | 0.98702 | 0.96078
4859 | 2004-07-21 | 11:00 | 0.85489 | 0.72432 | 0.85489 | 0.81163 | 0.81676 | 0.86298 | 0.85313 | 0.76827 | 0.82124 | 0.78004 | 0.81915 | 0.98127 | 0.9627
4860 | 2004-07-21 | 12:00 | 0.88519 | 0.76827 | 0.88519 | 0.85489 | 0.86298 | 0.89509 | 0.88331 | 0.81625 | 0.85769 | 0.82124 | 0.81292 | 0.96222 | 0.94076
4861 | 2004-07-21 | 13:00 | 0.91146 | 0.81625 | 0.91146 | 0.88519 | 0.89509 | 0.91668 | 0.90193 | 0.85366 | 0.88866 | 0.85769 | 0.79833 | 0.93128 | 0.89485
4862 | 2004-07-21 | 14:00 | 0.92908 | 0.85366 | 0.92908 | 0.91146 | 0.91668 | 0.93585 | 0.92063 | 0.88563 | 0.91223 | 0.88866 | 0.77795 | 0.9062 | 0.84691
4863 | 2004-07-21 | 15:00 | 0.94405 | 0.88563 | 0.94405 | 0.92908 | 0.93585 | 0.94823 | 0.92951 | 0.90254 | 0.9308 | 0.91223 | 0.76073 | 0.88934 | 0.82659
4864 | 2004-07-21 | 16:00 | 0.95242 | 0.90254 | 0.95242 | 0.94405 | 0.94823 | 0.95322 | 0.93353 | 0.91048 | 0.93773 | 0.9308 | 0.74542 | 0.84301 | 0.79286
4865 | 2004-07-21 | 17:00 | 0.9497 | 0.91048 | 0.9497 | 0.95242 | 0.95322 | 0.95452 | 0.93494 | 0.90068 | 0.93039 | 0.93773 | 0.68791 | 0.77198 | 0.71363
4866 | 2004-07-21 | 18:00 | 0.92691 | 0.90068 | 0.92691 | 0.9497 | 0.95452 | 0.94506 | 0.92383 | 0.87569 | 0.91135 | 0.93039 | 0.62086 | 0.71208 | 0.6376
4867 | 2004-07-21 | 19:00 | 0.89214 | 0.87569 | 0.89214 | 0.92691 | 0.94506 | 0.91552 | 0.89708 | 0.83808 | 0.87941 | 0.91135 | 0.57601 | 0.66974 | 0.58244
4868 | 2004-07-21 | 20:00 | 0.8776 | 0.83808 | 0.8776 | 0.89214 | 0.91552 | 0.88348 | 0.86747 | 0.81123 | 0.85182 | 0.87941 | 0.5494 | 0.64027 | 0.55048
4869 | 2004-07-21 | 21:00 | 0.8612 | 0.81123 | 0.8612 | 0.8776 | 0.88348 | 0.87205 | 0.86329 | 0.78967 | 0.83121 | 0.85182 | 0.53298 | 0.61933 | 0.52811
4870 | 2004-07-21 | 22:00 | 0.79225 | 0.78967 | 0.79225 | 0.8612 | 0.87205 | 0.86484 | 0.83517 | 0.73108 | 0.77221 | 0.83121 | 0.52686 | 0.60857 | 0.51607
4871 | 2004-07-21 | 23:00 | 0.71321 | 0.73108 | 0.71321 | 0.79225 | 0.86484 | 0.80449 | 0.75158 | 0.66557 | 0.70366 | 0.77221 | 0.53724 | 0.6129 | 0.5212
4872 | 2004-07-22 | 00:00 | 0.65255 | 0.66557 | 0.65255 | 0.71321 | 0.80449 | 0.7307 | 0.66823 | 0.61061 | 0.66131 | 0.70366 | 0.56414 | 0.62595 | 0.55037
4873 | 2004-07-22 | 01:00 | 0.61209 | 0.61061 | 0.61209 | 0.65255 | 0.7307 | 0.67014 | 0.60346 | 0.57758 | 0.62836 | 0.66131 | 0.61346 | 0.65549 | 0.59061
4874 | 2004-07-22 | 02:00 | 0.58424 | 0.57758 | 0.58424 | 0.61209 | 0.67014 | 0.63155 | 0.56593 | 0.55263 | 0.60123 | 0.62836 | 0.66826 | 0.70364 | 0.64928
4875 | 2004-07-22 | 03:00 | 0.56689 | 0.55263 | 0.56689 | 0.58424 | 0.63155 | 0.60644 | 0.54337 | 0.53645 | 0.58199 | 0.60123 | 0.70843 | 0.75121 | 0.70313
4876 | 2004-07-22 | 04:00 | 0.56689 | 0.53645 | 0.56689 | 0.56689 | 0.60644 | 0.59114 | 0.53185 | 0.53319 | 0.57552 | 0.58199 | 0.73861 | 0.79534 | 0.75294
4877 | 2004-07-22 | 05:00 | 0.59138 | 0.53319 | 0.59138 | 0.56689 | 0.59114 | 0.58907 | 0.53562 | 0.55091 | 0.58621 | 0.57552 | 0.76336 | 0.83138 | 0.80267
4878 | 2004-07-22 | 06:00 | 0.63227 | 0.55091 | 0.63227 | 0.59138 | 0.58907 | 0.60852 | 0.56394 | 0.58026 | 0.61035 | 0.58621 | 0.7866 | 0.85935 | 0.83006
4879 | 2004-07-22 | 07:00 | 0.69523 | 0.58026 | 0.69523 | 0.63227 | 0.60852 | 0.66138 | 0.62544 | 0.60093 | 0.64098 | 0.61035 | 0.80624 | 0.88269 | 0.85166
4880 | 2004-07-22 | 08:00 | 0.75106 | 0.60093 | 0.75106 | 0.69523 | 0.66138 | 0.74086 | 0.70961 | 0.64469 | 0.68733 | 0.64098 | 0.81925 | 0.90002 | 0.87452
4881 | 2004-07-22 | 09:00 | 0.80514 | 0.64469 | 0.80514 | 0.75106 | 0.74086 | 0.80931 | 0.77679 | 0.69757 | 0.73769 | 0.68733 | 0.83456 | 0.91328 | 0.89801
4882 | 2004-07-22 | 10:00 | 0.86135 | 0.69757 | 0.86135 | 0.80514 | 0.80931 | 0.86537 | 0.83098 | 0.7534 | 0.79112 | 0.73769 | 0.84363 | 0.91875 | 0.91272
4883 | 2004-07-22 | 11:00 | 0.90209 | 0.7534 | 0.90209 | 0.86135 | 0.86537 | 0.91211 | 0.87983 | 0.80507 | 0.83631 | 0.79112 | 0.84536 | 0.90971 | 0.91448
4884 | 2004-07-22 | 12:00 | 0.93131 | 0.80507 | 0.93131 | 0.90209 | 0.91211 | 0.94179 | 0.91338 | 0.82869 | 0.87207 | 0.83631 | 0.84214 | 0.89126 | 0.89378
4885 | 2004-07-22 | 13:00 | 0.95257 | 0.82869 | 0.95257 | 0.93131 | 0.94179 | 0.95597 | 0.93112 | 0.84205 | 0.90481 | 0.87207 | 0.82301 | 0.86797 | 0.85019
4886 | 2004-07-22 | 14:00 | 0.96277 | 0.84205 | 0.96277 | 0.95257 | 0.95597 | 0.96687 | 0.95115 | 0.86508 | 0.92792 | 0.90481 | 0.80105 | 0.85076 | 0.81023
4887 | 2004-07-22 | 15:00 | 0.96444 | 0.86508 | 0.96444 | 0.96277 | 0.96687 | 0.97011 | 0.95949 | 0.88494 | 0.94131 | 0.92792 | 0.78276 | 0.84194 | 0.7939
4888 | 2004-07-22 | 16:00 | 0.96324 | 0.88494 | 0.96324 | 0.96444 | 0.97011 | 0.97679 | 0.95982 | 0.8957 | 0.94191 | 0.94131 | 0.76871 | 0.80095 | 0.76461
4889 | 2004-07-22 | 17:00 | 0.95137 | 0.8957 | 0.95137 | 0.96324 | 0.97679 | 0.977 | 0.95629 | 0.8875 | 0.92444 | 0.94191 | 0.7137 | 0.73828 | 0.69128
4890 | 2004-07-22 | 18:00 | 0.92151 | 0.8875 | 0.92151 | 0.95137 | 0.977 | 0.96297 | 0.93846 | 0.86359 | 0.89881 | 0.92444 | 0.64532 | 0.69049 | 0.62069
4891 | 2004-07-22 | 19:00 | 0.88736 | 0.86359 | 0.88736 | 0.92151 | 0.96297 | 0.93268 | 0.906 | 0.83024 | 0.86519 | 0.89881 | 0.59731 | 0.64702 | 0.56892
4892 | 2004-07-22 | 20:00 | 0.87328 | 0.83024 | 0.87328 | 0.88736 | 0.93268 | 0.90117 | 0.87535 | 0.80194 | 0.83569 | 0.86519 | 0.56659 | 0.61935 | 0.5406
4893 | 2004-07-22 | 21:00 | 0.85496 | 0.80194 | 0.85496 | 0.87328 | 0.90117 | 0.89488 | 0.87029 | 0.78264 | 0.81369 | 0.83569 | 0.54639 | 0.59898 | 0.52251
4894 | 2004-07-22 | 22:00 | 0.79347 | 0.78264 | 0.79347 | 0.85496 | 0.89488 | 0.88541 | 0.84239 | 0.72845 | 0.75835 | 0.81369 | 0.53822 | 0.58924 | 0.51287
4895 | 2004-07-22 | 23:00 | 0.72696 | 0.72845 | 0.72696 | 0.79347 | 0.88541 | 0.82861 | 0.76215 | 0.6633 | 0.68972 | 0.75835 | 0.54727 | 0.59534 | 0.5158
4896 | 2004-07-23 | 00:00 | 0.67008 | 0.6633 | 0.67008 | 0.72696 | 0.82861 | 0.75694 | 0.6781 | 0.60904 | 0.63877 | 0.68972 | 0.57404 | 0.61435 | 0.54248
4897 | 2004-07-23 | 01:00 | 0.63325 | 0.60904 | 0.63325 | 0.67008 | 0.75694 | 0.69732 | 0.62067 | 0.57548 | 0.60551 | 0.63877 | 0.61908 | 0.64012 | 0.59107
4898 | 2004-07-23 | 02:00 | 0.60858 | 0.57548 | 0.60858 | 0.63325 | 0.69732 | 0.66138 | 0.58613 | 0.55084 | 0.57998 | 0.60551 | 0.6721 | 0.68605 | 0.6436
4899 | 2004-07-23 | 03:00 | 0.59813 | 0.55084 | 0.59813 | 0.60858 | 0.66138 | 0.63936 | 0.56635 | 0.53399 | 0.56243 | 0.57998 | 0.71237 | 0.72745 | 0.6904
4900 | 2004-07-23 | 04:00 | 0.59933 | 0.53399 | 0.59933 | 0.59813 | 0.63936 | 0.6266 | 0.55718 | 0.53135 | 0.55666 | 0.56243 | 0.75035 | 0.76917 | 0.73075
4901 | 2004-07-23 | 05:00 | 0.62491 | 0.53135 | 0.62491 | 0.59933 | 0.6266 | 0.62786 | 0.5634 | 0.54643 | 0.56712 | 0.55666 | 0.78018 | 0.8054 | 0.76945
4902 | 2004-07-23 | 06:00 | 0.67003 | 0.54643 | 0.67003 | 0.62491 | 0.62786 | 0.64903 | 0.59653 | 0.57311 | 0.59358 | 0.56712 | 0.80411 | 0.82473 | 0.79638
4903 | 2004-07-23 | 07:00 | 0.72639 | 0.57311 | 0.72639 | 0.67003 | 0.64903 | 0.6988 | 0.65911 | 0.59513 | 0.62246 | 0.59358 | 0.8213 | 0.83686 | 0.8166
4904 | 2004-07-23 | 08:00 | 0.76872 | 0.59513 | 0.76872 | 0.72639 | 0.6988 | 0.77294 | 0.73789 | 0.64027 | 0.65935 | 0.62246 | 0.83906 | 0.83641 | 0.84017
4905 | 2004-07-23 | 09:00 | 0.80049 | 0.64027 | 0.80049 | 0.76872 | 0.77294 | 0.82633 | 0.79951 | 0.69184 | 0.695 | 0.65935 | 0.8463 | 0.83681 | 0.85871
4906 | 2004-07-23 | 10:00 | 0.82836 | 0.69184 | 0.82836 | 0.80049 | 0.82633 | 0.866 | 0.83953 | 0.75064 | 0.7447 | 0.695 | 0.8538 | 0.83447 | 0.86883
4907 | 2004-07-23 | 11:00 | 0.85008 | 0.75064 | 0.85008 | 0.82836 | 0.866 | 0.89094 | 0.8761 | 0.80083 | 0.77028 | 0.7447 | 0.85676 | 0.82854 | 0.86728
4908 | 2004-07-23 | 12:00 | 0.86195 | 0.80083 | 0.86195 | 0.85008 | 0.89094 | 0.90166 | 0.89969 | 0.8453 | 0.80053 | 0.77028 | 0.84374 | 0.80966 | 0.84596
4909 | 2004-07-23 | 13:00 | 0.86975 | 0.8453 | 0.86975 | 0.86195 | 0.90166 | 0.89688 | 0.91147 | 0.88098 | 0.82737 | 0.80053 | 0.82527 | 0.7862 | 0.80337
4910 | 2004-07-23 | 14:00 | 0.86427 | 0.88098 | 0.86427 | 0.86975 | 0.89688 | 0.89322 | 0.91889 | 0.9073 | 0.83852 | 0.82737 | 0.80068 | 0.77669 | 0.76557
4911 | 2004-07-23 | 15:00 | 0.85461 | 0.9073 | 0.85461 | 0.86427 | 0.89322 | 0.88098 | 0.91541 | 0.92463 | 0.83729 | 0.83852 | 0.7826 | 0.77034 | 0.75797
4912 | 2004-07-23 | 16:00 | 0.8456 | 0.92463 | 0.8456 | 0.85461 | 0.88098 | 0.86786 | 0.90629 | 0.92671 | 0.82979 | 0.83729 | 0.76943 | 0.73492 | 0.73335
4913 | 2004-07-23 | 17:00 | 0.83211 | 0.92671 | 0.83211 | 0.8456 | 0.86786 | 0.85605 | 0.8892 | 0.90075 | 0.80563 | 0.82979 | 0.72171 | 0.68262 | 0.67444
4914 | 2004-07-23 | 18:00 | 0.80813 | 0.90075 | 0.80813 | 0.83211 | 0.85605 | 0.83783 | 0.86018 | 0.86595 | 0.77371 | 0.80563 | 0.66206 | 0.64125 | 0.61577
4915 | 2004-07-23 | 19:00 | 0.78384 | 0.86595 | 0.78384 | 0.80813 | 0.83783 | 0.81272 | 0.83277 | 0.8208 | 0.74236 | 0.77371 | 0.61357 | 0.60296 | 0.56552
4916 | 2004-07-23 | 20:00 | 0.77375 | 0.8208 | 0.77375 | 0.78384 | 0.81272 | 0.79105 | 0.80988 | 0.79117 | 0.72234 | 0.74236 | 0.58134 | 0.57442 | 0.53282
4917 | 2004-07-23 | 21:00 | 0.76022 | 0.79117 | 0.76022 | 0.77375 | 0.79105 | 0.78852 | 0.81029 | 0.76661 | 0.70768 | 0.72234 | 0.56215 | 0.55778 | 0.5128
4918 | 2004-07-23 | 22:00 | 0.71584 | 0.76661 | 0.71584 | 0.76022 | 0.78852 | 0.77586 | 0.78587 | 0.71699 | 0.66623 | 0.70768 | 0.54935 | 0.54623 | 0.50152
4919 | 2004-07-23 | 23:00 | 0.6586 | 0.71699 | 0.6586 | 0.71584 | 0.77586 | 0.73059 | 0.72516 | 0.66067 | 0.6178 | 0.66623 | 0.54557 | 0.54807 | 0.49886
4920 | 2004-07-24 | 00:00 | 0.61084 | 0.66067 | 0.61084 | 0.6586 | 0.73059 | 0.67534 | 0.6584 | 0.61078 | 0.5806 | 0.6178 | 0.54687 | 0.54812 | 0.50761
4921 | 2004-07-24 | 01:00 | 0.57214 | 0.61078 | 0.57214 | 0.61084 | 0.67534 | 0.62994 | 0.6079 | 0.57323 | 0.55197 | 0.5806 | 0.56132 | 0.55846 | 0.51525
4922 | 2004-07-24 | 02:00 | 0.54846 | 0.57323 | 0.54846 | 0.57214 | 0.62994 | 0.59269 | 0.57228 | 0.5448 | 0.531 | 0.55197 | 0.60348 | 0.5998 | 0.54474
4923 | 2004-07-24 | 03:00 | 0.53395 | 0.5448 | 0.53395 | 0.54846 | 0.59269 | 0.56814 | 0.55113 | 0.52621 | 0.5155 | 0.531 | 0.65887 | 0.64969 | 0.59366
4924 | 2004-07-24 | 04:00 | 0.52573 | 0.52621 | 0.52573 | 0.53395 | 0.56814 | 0.55109 | 0.53873 | 0.51549 | 0.50854 | 0.5155 | 0.70201 | 0.6925 | 0.6429
4925 | 2004-07-24 | 05:00 | 0.52962 | 0.51549 | 0.52962 | 0.52573 | 0.55109 | 0.54247 | 0.53541 | 0.51752 | 0.51173 | 0.50854 | 0.72948 | 0.72989 | 0.6833
4926 | 2004-07-24 | 06:00 | 0.53773 | 0.51752 | 0.53773 | 0.52962 | 0.54247 | 0.5412 | 0.5425 | 0.52474 | 0.51918 | 0.51173 | 0.7574 | 0.74869 | 0.71481
4927 | 2004-07-24 | 07:00 | 0.56107 | 0.52474 | 0.56107 | 0.53773 | 0.5412 | 0.54613 | 0.56162 | 0.53595 | 0.53026 | 0.51918 | 0.77563 | 0.76807 | 0.73661
4928 | 2004-07-24 | 08:00 | 0.60112 | 0.53595 | 0.60112 | 0.56107 | 0.54613 | 0.57887 | 0.6013 | 0.58202 | 0.56079 | 0.53026 | 0.78385 | 0.78209 | 0.75266
4929 | 2004-07-24 | 09:00 | 0.63469 | 0.58202 | 0.63469 | 0.60112 | 0.57887 | 0.61893 | 0.65027 | 0.64108 | 0.59314 | 0.56079 | 0.79354 | 0.79524 | 0.76502
4930 | 2004-07-24 | 10:00 | 0.6598 | 0.64108 | 0.6598 | 0.63469 | 0.61893 | 0.65396 | 0.68701 | 0.70203 | 0.62254 | 0.59314 | 0.80038 | 0.80725 | 0.77538
4931 | 2004-07-24 | 11:00 | 0.67247 | 0.70203 | 0.67247 | 0.6598 | 0.65396 | 0.68107 | 0.70397 | 0.75489 | 0.64433 | 0.62254 | 0.80488 | 0.8137 | 0.77734
4932 | 2004-07-24 | 12:00 | 0.67829 | 0.75489 | 0.67829 | 0.67247 | 0.68107 | 0.69043 | 0.70534 | 0.79846 | 0.65631 | 0.64433 | 0.80206 | 0.80966 | 0.76854
4933 | 2004-07-24 | 13:00 | 0.6802 | 0.79846 | 0.6802 | 0.67829 | 0.69043 | 0.69096 | 0.69572 | 0.83258 | 0.66455 | 0.65631 | 0.7875 | 0.79176 | 0.74755
4934 | 2004-07-24 | 14:00 | 0.68182 | 0.83258 | 0.68182 | 0.6802 | 0.69096 | 0.68347 | 0.68278 | 0.85801 | 0.66736 | 0.66455 | 0.7664 | 0.76829 | 0.71996
4935 | 2004-07-24 | 15:00 | 0.68334 | 0.85801 | 0.68334 | 0.68182 | 0.68347 | 0.67661 | 0.66815 | 0.87414 | 0.67027 | 0.66736 | 0.74987 | 0.75704 | 0.72147
4936 | 2004-07-24 | 16:00 | 0.68611 | 0.87414 | 0.68611 | 0.68334 | 0.67661 | 0.67267 | 0.6589 | 0.88209 | 0.66942 | 0.67027 | 0.73765 | 0.72324 | 0.70147
4937 | 2004-07-24 | 17:00 | 0.68063 | 0.88209 | 0.68063 | 0.68611 | 0.67267 | 0.6719 | 0.65351 | 0.87308 | 0.66339 | 0.66942 | 0.69094 | 0.67487 | 0.65104
4938 | 2004-07-24 | 18:00 | 0.66813 | 0.87308 | 0.66813 | 0.68063 | 0.6719 | 0.67323 | 0.65119 | 0.84345 | 0.64626 | 0.66339 | 0.63454 | 0.63298 | 0.59843
4939 | 2004-07-24 | 19:00 | 0.65412 | 0.84345 | 0.65412 | 0.66813 | 0.67323 | 0.66564 | 0.64451 | 0.80498 | 0.62699 | 0.64626 | 0.59052 | 0.59811 | 0.55023
4940 | 2004-07-24 | 20:00 | 0.65816 | 0.80498 | 0.65816 | 0.65412 | 0.66564 | 0.65508 | 0.63414 | 0.77622 | 0.61903 | 0.62699 | 0.56111 | 0.57166 | 0.51948
4941 | 2004-07-24 | 21:00 | 0.6592 | 0.77622 | 0.6592 | 0.65816 | 0.65508 | 0.66124 | 0.64397 | 0.7548 | 0.61185 | 0.61903 | 0.54184 | 0.55245 | 0.4993
4942 | 2004-07-24 | 22:00 | 0.6271 | 0.7548 | 0.6271 | 0.6592 | 0.66124 | 0.66409 | 0.63273 | 0.70556 | 0.58021 | 0.61185 | 0.53016 | 0.54102 | 0.48776
4943 | 2004-07-24 | 23:00 | 0.58227 | 0.70556 | 0.58227 | 0.6271 | 0.66409 | 0.63247 | 0.5877 | 0.6514 | 0.54007 | 0.58021 | 0.5255 | 0.53621 | 0.48283
4944 | 2004-07-25 | 00:00 | 0.54081 | 0.6514 | 0.54081 | 0.58227 | 0.63247 | 0.58808 | 0.53732 | 0.60252 | 0.50658 | 0.54007 | 0.52204 | 0.52959 | 0.48321
4945 | 2004-07-25 | 01:00 | 0.51085 | 0.60252 | 0.51085 | 0.54081 | 0.58808 | 0.54518 | 0.49233 | 0.56579 | 0.48337 | 0.50658 | 0.52997 | 0.53517 | 0.48047
4946 | 2004-07-25 | 02:00 | 0.49164 | 0.56579 | 0.49164 | 0.51085 | 0.54518 | 0.51697 | 0.46384 | 0.5372 | 0.46549 | 0.48337 | 0.56611 | 0.57362 | 0.5029
4947 | 2004-07-25 | 03:00 | 0.47698 | 0.5372 | 0.47698 | 0.49164 | 0.51697 | 0.49731 | 0.44755 | 0.51737 | 0.45374 | 0.46549 | 0.61298 | 0.62311 | 0.54468
4948 | 2004-07-25 | 04:00 | 0.47105 | 0.51737 | 0.47105 | 0.47698 | 0.49731 | 0.4837 | 0.43743 | 0.50585 | 0.44795 | 0.45374 | 0.65277 | 0.67335 | 0.59022
4949 | 2004-07-25 | 05:00 | 0.47385 | 0.50585 | 0.47385 | 0.47105 | 0.4837 | 0.47772 | 0.43332 | 0.50023 | 0.44831 | 0.44795 | 0.68333 | 0.71422 | 0.63504
4950 | 2004-07-25 | 06:00 | 0.47489 | 0.50023 | 0.47489 | 0.47385 | 0.47772 | 0.47617 | 0.43411 | 0.49863 | 0.44766 | 0.44831 | 0.7047 | 0.74212 | 0.67337
4951 | 2004-07-25 | 07:00 | 0.49336 | 0.49863 | 0.49336 | 0.47489 | 0.47617 | 0.47582 | 0.4429 | 0.49965 | 0.45867 | 0.44766 | 0.71937 | 0.76919 | 0.70722
4952 | 2004-07-25 | 08:00 | 0.52773 | 0.49965 | 0.52773 | 0.49336 | 0.47582 | 0.49566 | 0.47533 | 0.53491 | 0.48577 | 0.45867 | 0.72865 | 0.7877 | 0.73752
4953 | 2004-07-25 | 09:00 | 0.56433 | 0.53491 | 0.56433 | 0.52773 | 0.49566 | 0.53294 | 0.52206 | 0.57996 | 0.51287 | 0.48577 | 0.73762 | 0.80548 | 0.76452
4954 | 2004-07-25 | 10:00 | 0.58972 | 0.57996 | 0.58972 | 0.56433 | 0.53294 | 0.57155 | 0.56523 | 0.62549 | 0.53441 | 0.51287 | 0.74414 | 0.82197 | 0.78522
4955 | 2004-07-25 | 11:00 | 0.60627 | 0.62549 | 0.60627 | 0.58972 | 0.57155 | 0.60036 | 0.59127 | 0.66946 | 0.55288 | 0.53441 | 0.74923 | 0.83083 | 0.79989
4956 | 2004-07-25 | 12:00 | 0.62008 | 0.66946 | 0.62008 | 0.60627 | 0.60036 | 0.62174 | 0.60947 | 0.70633 | 0.56643 | 0.55288 | 0.75524 | 0.82658 | 0.80115
4957 | 2004-07-25 | 13:00 | 0.62877 | 0.70633 | 0.62877 | 0.62008 | 0.62174 | 0.6356 | 0.61768 | 0.73044 | 0.57939 | 0.56643 | 0.74896 | 0.80854 | 0.78927
4958 | 2004-07-25 | 14:00 | 0.63185 | 0.73044 | 0.63185 | 0.62877 | 0.6356 | 0.64197 | 0.61785 | 0.74657 | 0.58683 | 0.57939 | 0.73004 | 0.79029 | 0.76164
4959 | 2004-07-25 | 15:00 | 0.63783 | 0.74657 | 0.63783 | 0.63185 | 0.64197 | 0.6458 | 0.61644 | 0.74383 | 0.59077 | 0.58683 | 0.71803 | 0.78384 | 0.7563
4960 | 2004-07-25 | 16:00 | 0.64382 | 0.74383 | 0.64382 | 0.63783 | 0.6458 | 0.65301 | 0.61669 | 0.73386 | 0.59587 | 0.59077 | 0.70922 | 0.74583 | 0.7332
4961 | 2004-07-25 | 17:00 | 0.6493 | 0.73386 | 0.6493 | 0.64382 | 0.65301 | 0.65744 | 0.62253 | 0.72133 | 0.5968 | 0.59587 | 0.65482 | 0.68974 | 0.66883
4962 | 2004-07-25 | 18:00 | 0.64654 | 0.72133 | 0.64654 | 0.6493 | 0.65744 | 0.65966 | 0.62622 | 0.69708 | 0.58948 | 0.5968 | 0.59584 | 0.64456 | 0.60299
4963 | 2004-07-25 | 19:00 | 0.63981 | 0.69708 | 0.63981 | 0.64654 | 0.65966 | 0.65364 | 0.62328 | 0.66584 | 0.57892 | 0.58948 | 0.55616 | 0.60478 | 0.55417
4964 | 2004-07-25 | 20:00 | 0.65211 | 0.66584 | 0.65211 | 0.63981 | 0.65364 | 0.64471 | 0.61868 | 0.6563 | 0.57877 | 0.57892 | 0.53282 | 0.57492 | 0.52487
4965 | 2004-07-25 | 21:00 | 0.65731 | 0.6563 | 0.65731 | 0.65211 | 0.64471 | 0.66145 | 0.63729 | 0.6485 | 0.58291 | 0.57877 | 0.52318 | 0.55604 | 0.50852
4966 | 2004-07-25 | 22:00 | 0.62466 | 0.6485 | 0.62466 | 0.65731 | 0.66145 | 0.67028 | 0.62676 | 0.60931 | 0.55522 | 0.58291 | 0.5202 | 0.55039 | 0.50124
4967 | 2004-07-25 | 23:00 | 0.57561 | 0.60931 | 0.57561 | 0.62466 | 0.67028 | 0.63725 | 0.57559 | 0.55737 | 0.51207 | 0.55522 | 0.53175 | 0.55885 | 0.51142
4968 | 2004-07-26 | 00:00 | 0.53506 | 0.55737 | 0.53506 | 0.57561 | 0.63725 | 0.58921 | 0.52127 | 0.5166 | 0.47969 | 0.51207 | 0.5606 | 0.57753 | 0.54072
4969 | 2004-07-26 | 01:00 | 0.50812 | 0.5166 | 0.50812 | 0.53506 | 0.58921 | 0.54715 | 0.47761 | 0.48934 | 0.45895 | 0.47969 | 0.60668 | 0.60966 | 0.58314
4970 | 2004-07-26 | 02:00 | 0.4945 | 0.48934 | 0.4945 | 0.50812 | 0.54715 | 0.51992 | 0.45302 | 0.47137 | 0.44736 | 0.45895 | 0.65871 | 0.65405 | 0.64131
4971 | 2004-07-26 | 03:00 | 0.48666 | 0.47137 | 0.48666 | 0.4945 | 0.51992 | 0.50227 | 0.4412 | 0.46283 | 0.4404 | 0.44736 | 0.69988 | 0.69701 | 0.69936
4972 | 2004-07-26 | 04:00 | 0.49087 | 0.46283 | 0.49087 | 0.48666 | 0.50227 | 0.49358 | 0.43747 | 0.46367 | 0.44408 | 0.4404 | 0.73395 | 0.74391 | 0.75169
4973 | 2004-07-26 | 05:00 | 0.52081 | 0.46367 | 0.52081 | 0.49087 | 0.49358 | 0.49875 | 0.44738 | 0.48248 | 0.46325 | 0.44408 | 0.76142 | 0.78575 | 0.8038
4974 | 2004-07-26 | 06:00 | 0.56182 | 0.48248 | 0.56182 | 0.52081 | 0.49875 | 0.52397 | 0.48138 | 0.51414 | 0.4919 | 0.46325 | 0.7768 | 0.81375 | 0.83863
4975 | 2004-07-26 | 07:00 | 0.61634 | 0.51414 | 0.61634 | 0.56182 | 0.52397 | 0.57078 | 0.54225 | 0.53251 | 0.52214 | 0.4919 | 0.79495 | 0.84162 | 0.86723
4976 | 2004-07-26 | 08:00 | 0.66082 | 0.53251 | 0.66082 | 0.61634 | 0.57078 | 0.64425 | 0.61793 | 0.55469 | 0.55586 | 0.52214 | 0.80525 | 0.86386 | 0.89686
4977 | 2004-07-26 | 09:00 | 0.69653 | 0.55469 | 0.69653 | 0.66082 | 0.64425 | 0.70256 | 0.67188 | 0.58173 | 0.5849 | 0.55586 | 0.8155 | 0.87925 | 0.91784
4978 | 2004-07-26 | 10:00 | 0.72699 | 0.58173 | 0.72699 | 0.69653 | 0.70256 | 0.7441 | 0.70961 | 0.6129 | 0.61298 | 0.5849 | 0.82439 | 0.88488 | 0.92868
4979 | 2004-07-26 | 11:00 | 0.7516 | 0.6129 | 0.7516 | 0.72699 | 0.7441 | 0.77146 | 0.74113 | 0.6451 | 0.63457 | 0.61298 | 0.82785 | 0.88237 | 0.92859
4980 | 2004-07-26 | 12:00 | 0.76761 | 0.6451 | 0.76761 | 0.7516 | 0.77146 | 0.78986 | 0.75896 | 0.67967 | 0.65425 | 0.63457 | 0.81936 | 0.86782 | 0.90761
4981 | 2004-07-26 | 13:00 | 0.78328 | 0.67967 | 0.78328 | 0.76761 | 0.78986 | 0.79883 | 0.768 | 0.71838 | 0.67066 | 0.65425 | 0.80379 | 0.84663 | 0.86378
4982 | 2004-07-26 | 14:00 | 0.79165 | 0.71838 | 0.79165 | 0.78328 | 0.79883 | 0.8054 | 0.7818 | 0.74881 | 0.68532 | 0.67066 | 0.77941 | 0.82727 | 0.81796
4983 | 2004-07-26 | 15:00 | 0.797 | 0.74881 | 0.797 | 0.79165 | 0.8054 | 0.80663 | 0.78197 | 0.77368 | 0.69846 | 0.68532 | 0.76379 | 0.81726 | 0.80459
4984 | 2004-07-26 | 16:00 | 0.80043 | 0.77368 | 0.80043 | 0.797 | 0.80663 | 0.81177 | 0.77828 | 0.7873 | 0.70402 | 0.69846 | 0.74944 | 0.76867 | 0.76871
4985 | 2004-07-26 | 17:00 | 0.79326 | 0.7873 | 0.79326 | 0.80043 | 0.81177 | 0.81275 | 0.77658 | 0.7861 | 0.70366 | 0.70402 | 0.6903 | 0.70149 | 0.69149
4986 | 2004-07-26 | 18:00 | 0.77172 | 0.7861 | 0.77172 | 0.79326 | 0.81275 | 0.80424 | 0.76443 | 0.77062 | 0.69683 | 0.70366 | 0.62618 | 0.64917 | 0.61859
4987 | 2004-07-26 | 19:00 | 0.75367 | 0.77062 | 0.75367 | 0.77172 | 0.80424 | 0.77807 | 0.74196 | 0.74053 | 0.67411 | 0.69683 | 0.58301 | 0.61126 | 0.5664
4988 | 2004-07-26 | 20:00 | 0.75402 | 0.74053 | 0.75402 | 0.75367 | 0.77807 | 0.75514 | 0.7252 | 0.71978 | 0.65778 | 0.67411 | 0.55765 | 0.58369 | 0.5358
4989 | 2004-07-26 | 21:00 | 0.73782 | 0.71978 | 0.73782 | 0.75402 | 0.75514 | 0.75683 | 0.7335 | 0.70535 | 0.65028 | 0.65778 | 0.54187 | 0.56486 | 0.51447
4990 | 2004-07-26 | 22:00 | 0.68172 | 0.70535 | 0.68172 | 0.73782 | 0.75683 | 0.74417 | 0.70385 | 0.65103 | 0.60607 | 0.65028 | 0.53582 | 0.55711 | 0.50456
4991 | 2004-07-26 | 23:00 | 0.62346 | 0.65103 | 0.62346 | 0.68172 | 0.74417 | 0.69289 | 0.6319 | 0.58801 | 0.54989 | 0.60607 | 0.54373 | 0.56448 | 0.5095
4992 | 2004-07-27 | 00:00 | 0.57279 | 0.58801 | 0.57279 | 0.62346 | 0.69289 | 0.63029 | 0.56357 | 0.5429 | 0.50823 | 0.54989 | 0.57234 | 0.58105 | 0.53864
4993 | 2004-07-27 | 01:00 | 0.54377 | 0.5429 | 0.54377 | 0.57279 | 0.63029 | 0.57954 | 0.51397 | 0.50421 | 0.48342 | 0.50823 | 0.61261 | 0.61499 | 0.57974
4994 | 2004-07-27 | 02:00 | 0.52593 | 0.50421 | 0.52593 | 0.54377 | 0.57954 | 0.54978 | 0.48627 | 0.4813 | 0.46508 | 0.48342 | 0.66235 | 0.66463 | 0.63165
4995 | 2004-07-27 | 03:00 | 0.51683 | 0.4813 | 0.51683 | 0.52593 | 0.54978 | 0.53237 | 0.47139 | 0.46852 | 0.45457 | 0.46508 | 0.69815 | 0.70932 | 0.68397
4996 | 2004-07-27 | 04:00 | 0.52153 | 0.46852 | 0.52153 | 0.51683 | 0.53237 | 0.52235 | 0.46413 | 0.46632 | 0.45539 | 0.45457 | 0.72937 | 0.75362 | 0.73408
4997 | 2004-07-27 | 05:00 | 0.55537 | 0.46632 | 0.55537 | 0.52153 | 0.52235 | 0.52488 | 0.47139 | 0.4842 | 0.47299 | 0.45539 | 0.75383 | 0.79143 | 0.77543
4998 | 2004-07-27 | 06:00 | 0.60258 | 0.4842 | 0.60258 | 0.55537 | 0.52488 | 0.54827 | 0.50344 | 0.51549 | 0.49762 | 0.47299 | 0.77284 | 0.81619 | 0.80625
4999 | 2004-07-27 | 07:00 | 0.65285 | 0.51549 | 0.65285 | 0.60258 | 0.54827 | 0.59825 | 0.56452 | 0.53413 | 0.52835 | 0.49762 | 0.78995 | 0.84125 | 0.82643
5000 | 2004-07-27 | 08:00 | 0.69466 | 0.53413 | 0.69466 | 0.65285 | 0.59825 | 0.66757 | 0.63862 | 0.56601 | 0.56385 | 0.52835 | 0.80616 | 0.86257 | 0.84852
5001 | 2004-07-27 | 09:00 | 0.72316 | 0.56601 | 0.72316 | 0.69466 | 0.66757 | 0.72032 | 0.68535 | 0.59769 | 0.59894 | 0.56385 | 0.81798 | 0.87704 | 0.86956
5002 | 2004-07-27 | 10:00 | 0.75118 | 0.59769 | 0.75118 | 0.72316 | 0.72032 | 0.75458 | 0.71724 | 0.64597 | 0.63189 | 0.59894 | 0.82774 | 0.8862 | 0.88023
5003 | 2004-07-27 | 11:00 | 0.77102 | 0.64597 | 0.77102 | 0.75118 | 0.75458 | 0.77269 | 0.74059 | 0.68805 | 0.66028 | 0.63189 | 0.83381 | 0.88267 | 0.88092
5004 | 2004-07-27 | 12:00 | 0.78356 | 0.68805 | 0.78356 | 0.77102 | 0.77269 | 0.77899 | 0.75174 | 0.72642 | 0.68274 | 0.66028 | 0.83022 | 0.86234 | 0.85874
5005 | 2004-07-27 | 13:00 | 0.79588 | 0.72642 | 0.79588 | 0.78356 | 0.77899 | 0.77931 | 0.75323 | 0.76525 | 0.70786 | 0.68274 | 0.81662 | 0.82508 | 0.81471
5006 | 2004-07-27 | 14:00 | 0.80362 | 0.76525 | 0.80362 | 0.79588 | 0.77931 | 0.77938 | 0.75643 | 0.79534 | 0.72615 | 0.70786 | 0.79173 | 0.80413 | 0.77285
5007 | 2004-07-27 | 15:00 | 0.80439 | 0.79534 | 0.80439 | 0.80362 | 0.77938 | 0.77294 | 0.74946 | 0.81855 | 0.74205 | 0.72615 | 0.7759 | 0.79457 | 0.76696
5008 | 2004-07-27 | 16:00 | 0.80982 | 0.81855 | 0.80982 | 0.80439 | 0.77294 | 0.76594 | 0.74088 | 0.82865 | 0.75091 | 0.74205 | 0.75862 | 0.75076 | 0.73918
5009 | 2004-07-27 | 17:00 | 0.80989 | 0.82865 | 0.80989 | 0.80982 | 0.76594 | 0.76619 | 0.7371 | 0.82643 | 0.74838 | 0.75091 | 0.69834 | 0.68687 | 0.67072
5010 | 2004-07-27 | 18:00 | 0.79832 | 0.82643 | 0.79832 | 0.80989 | 0.76619 | 0.76344 | 0.73051 | 0.80694 | 0.73468 | 0.74838 | 0.63095 | 0.63597 | 0.60263
5011 | 2004-07-27 | 19:00 | 0.7813 | 0.80694 | 0.7813 | 0.79832 | 0.76344 | 0.74804 | 0.72151 | 0.77433 | 0.70812 | 0.73468 | 0.5824 | 0.59913 | 0.55082
5012 | 2004-07-27 | 20:00 | 0.77951 | 0.77433 | 0.77951 | 0.7813 | 0.74804 | 0.73309 | 0.71621 | 0.75622 | 0.68774 | 0.70812 | 0.55789 | 0.5742 | 0.52241
5013 | 2004-07-27 | 21:00 | 0.75459 | 0.75622 | 0.75459 | 0.77951 | 0.73309 | 0.73548 | 0.71679 | 0.73545 | 0.68006 | 0.68774 | 0.5433 | 0.55833 | 0.50636
5014 | 2004-07-27 | 22:00 | 0.69951 | 0.73545 | 0.69951 | 0.75459 | 0.73548 | 0.71691 | 0.6803 | 0.68144 | 0.63405 | 0.68006 | 0.53359 | 0.55056 | 0.50004
5015 | 2004-07-27 | 23:00 | 0.64038 | 0.68144 | 0.64038 | 0.69951 | 0.71691 | 0.66848 | 0.61453 | 0.6215 | 0.5764 | 0.63405 | 0.54346 | 0.55828 | 0.50541
5016 | 2004-07-28 | 00:00 | 0.58981 | 0.6215 | 0.58981 | 0.64038 | 0.66848 | 0.61446 | 0.55291 | 0.57072 | 0.53435 | 0.5764 | 0.57282 | 0.57783 | 0.53661
5017 | 2004-07-28 | 01:00 | 0.55767 | 0.57072 | 0.55767 | 0.58981 | 0.61446 | 0.56751 | 0.5068 | 0.53819 | 0.50622 | 0.53435 | 0.61543 | 0.60533 | 0.57744
5018 | 2004-07-28 | 02:00 | 0.53776 | 0.53819 | 0.53776 | 0.55767 | 0.56751 | 0.53786 | 0.48093 | 0.51503 | 0.48721 | 0.50622 | 0.66254 | 0.64961 | 0.6262
5019 | 2004-07-28 | 03:00 | 0.52877 | 0.51503 | 0.52877 | 0.53776 | 0.53786 | 0.51947 | 0.46662 | 0.50262 | 0.47698 | 0.48721 | 0.69996 | 0.69345 | 0.6739
5020 | 2004-07-28 | 04:00 | 0.53183 | 0.50262 | 0.53183 | 0.52877 | 0.51947 | 0.51194 | 0.46218 | 0.50079 | 0.47714 | 0.47698 | 0.72724 | 0.73594 | 0.71399
5021 | 2004-07-28 | 05:00 | 0.56227 | 0.50079 | 0.56227 | 0.53183 | 0.51194 | 0.5137 | 0.46869 | 0.51919 | 0.49298 | 0.47714 | 0.75429 | 0.77442 | 0.75424
5022 | 2004-07-28 | 06:00 | 0.60818 | 0.51919 | 0.60818 | 0.56227 | 0.5137 | 0.54015 | 0.50037 | 0.55411 | 0.52194 | 0.49298 | 0.77425 | 0.80065 | 0.78224
5023 | 2004-07-28 | 07:00 | 0.66214 | 0.55411 | 0.66214 | 0.60818 | 0.54015 | 0.58967 | 0.5605 | 0.57173 | 0.55112 | 0.52194 | 0.79948 | 0.82755 | 0.8025
5024 | 2004-07-28 | 08:00 | 0.69598 | 0.57173 | 0.69598 | 0.66214 | 0.58967 | 0.65807 | 0.63025 | 0.59779 | 0.58237 | 0.55112 | 0.81888 | 0.8458 | 0.82502
5025 | 2004-07-28 | 09:00 | 0.72202 | 0.59779 | 0.72202 | 0.69598 | 0.65807 | 0.70956 | 0.67449 | 0.63235 | 0.61373 | 0.58237 | 0.83304 | 0.86242 | 0.84418
5026 | 2004-07-28 | 10:00 | 0.75043 | 0.63235 | 0.75043 | 0.72202 | 0.70956 | 0.74442 | 0.70215 | 0.67607 | 0.63864 | 0.61373 | 0.84624 | 0.8738 | 0.85543
5027 | 2004-07-28 | 11:00 | 0.77156 | 0.67607 | 0.77156 | 0.75043 | 0.74442 | 0.77143 | 0.72014 | 0.71652 | 0.66378 | 0.63864 | 0.84853 | 0.86727 | 0.85522
5028 | 2004-07-28 | 12:00 | 0.78714 | 0.71652 | 0.78714 | 0.77156 | 0.77143 | 0.78645 | 0.72927 | 0.74519 | 0.67751 | 0.66378 | 0.84315 | 0.85235 | 0.83405
5029 | 2004-07-28 | 13:00 | 0.80263 | 0.74519 | 0.80263 | 0.78714 | 0.78645 | 0.79337 | 0.7296 | 0.76586 | 0.69452 | 0.67751 | 0.82247 | 0.82941 | 0.79556
5030 | 2004-07-28 | 14:00 | 0.81559 | 0.76586 | 0.81559 | 0.80263 | 0.79337 | 0.79735 | 0.73175 | 0.78397 | 0.70925 | 0.69452 | 0.7941 | 0.8131 | 0.76016
5031 | 2004-07-28 | 15:00 | 0.82524 | 0.78397 | 0.82524 | 0.81559 | 0.79735 | 0.80537 | 0.72786 | 0.80315 | 0.71265 | 0.70925 | 0.77992 | 0.80259 | 0.75939
5032 | 2004-07-28 | 16:00 | 0.83201 | 0.80315 | 0.83201 | 0.82524 | 0.80537 | 0.80607 | 0.72367 | 0.80816 | 0.71304 | 0.71265 | 0.76099 | 0.75948 | 0.7316
5033 | 2004-07-28 | 17:00 | 0.83263 | 0.80816 | 0.83263 | 0.83201 | 0.80607 | 0.80888 | 0.72309 | 0.79846 | 0.70098 | 0.71304 | 0.70119 | 0.69313 | 0.66228
5034 | 2004-07-28 | 18:00 | 0.81613 | 0.79846 | 0.81613 | 0.83263 | 0.80888 | 0.80417 | 0.72131 | 0.77376 | 0.68771 | 0.70098 | 0.63342 | 0.64197 | 0.59717
5035 | 2004-07-28 | 19:00 | 0.79406 | 0.77376 | 0.79406 | 0.81613 | 0.80417 | 0.78128 | 0.7109 | 0.74183 | 0.66801 | 0.68771 | 0.58794 | 0.60655 | 0.54904
5036 | 2004-07-28 | 20:00 | 0.78746 | 0.74183 | 0.78746 | 0.79406 | 0.78128 | 0.76562 | 0.70505 | 0.73138 | 0.6628 | 0.66801 | 0.56183 | 0.57836 | 0.52094
5037 | 2004-07-28 | 21:00 | 0.77607 | 0.73138 | 0.77607 | 0.78746 | 0.76562 | 0.76851 | 0.71355 | 0.71544 | 0.6543 | 0.6628 | 0.54634 | 0.55938 | 0.50415
5038 | 2004-07-28 | 22:00 | 0.71532 | 0.71544 | 0.71532 | 0.77607 | 0.76851 | 0.75754 | 0.68685 | 0.6677 | 0.61537 | 0.6543 | 0.53926 | 0.55186 | 0.49695
5039 | 2004-07-28 | 23:00 | 0.64939 | 0.6677 | 0.64939 | 0.71532 | 0.75754 | 0.70759 | 0.6234 | 0.61227 | 0.56437 | 0.61537 | 0.54849 | 0.55853 | 0.50202
5040 | 2004-07-29 | 00:00 | 0.59233 | 0.61227 | 0.59233 | 0.64939 | 0.70759 | 0.6484 | 0.56162 | 0.56514 | 0.5274 | 0.56437 | 0.57514 | 0.57574 | 0.5315
5041 | 2004-07-29 | 01:00 | 0.55462 | 0.56514 | 0.55462 | 0.59233 | 0.6484 | 0.59554 | 0.51497 | 0.53587 | 0.50491 | 0.5274 | 0.61748 | 0.60364 | 0.5728
5042 | 2004-07-29 | 02:00 | 0.52994 | 0.53587 | 0.52994 | 0.55462 | 0.59554 | 0.56255 | 0.48835 | 0.5179 | 0.48865 | 0.50491 | 0.66789 | 0.65283 | 0.62214
5043 | 2004-07-29 | 03:00 | 0.51782 | 0.5179 | 0.51782 | 0.52994 | 0.56255 | 0.5406 | 0.47392 | 0.50762 | 0.48005 | 0.48865 | 0.70329 | 0.70012 | 0.67742
5044 | 2004-07-29 | 04:00 | 0.51774 | 0.50762 | 0.51774 | 0.51782 | 0.5406 | 0.52749 | 0.46844 | 0.50723 | 0.48059 | 0.48005 | 0.73754 | 0.74491 | 0.72119
5045 | 2004-07-29 | 05:00 | 0.54169 | 0.50723 | 0.54169 | 0.51774 | 0.52749 | 0.52608 | 0.47599 | 0.52669 | 0.49715 | 0.48059 | 0.76147 | 0.78374 | 0.74092
5046 | 2004-07-29 | 06:00 | 0.58372 | 0.52669 | 0.58372 | 0.54169 | 0.52608 | 0.54817 | 0.51045 | 0.56004 | 0.53067 | 0.49715 | 0.78729 | 0.8125 | 0.77192
5047 | 2004-07-29 | 07:00 | 0.6373 | 0.56004 | 0.6373 | 0.58372 | 0.54817 | 0.5942 | 0.57514 | 0.57908 | 0.55862 | 0.53067 | 0.80839 | 0.84227 | 0.78702
5048 | 2004-07-29 | 08:00 | 0.68561 | 0.57908 | 0.68561 | 0.6373 | 0.5942 | 0.66964 | 0.65276 | 0.60745 | 0.584 | 0.55862 | 0.82785 | 0.86792 | 0.8056
5049 | 2004-07-29 | 09:00 | 0.73045 | 0.60745 | 0.73045 | 0.68561 | 0.66964 | 0.73088 | 0.70783 | 0.64621 | 0.61352 | 0.584 | 0.83653 | 0.88961 | 0.82238
5050 | 2004-07-29 | 10:00 | 0.77149 | 0.64621 | 0.77149 | 0.73045 | 0.73088 | 0.77727 | 0.74818 | 0.68296 | 0.63761 | 0.61352 | 0.84632 | 0.90384 | 0.83292
5051 | 2004-07-29 | 11:00 | 0.80365 | 0.68296 | 0.80365 | 0.77149 | 0.77727 | 0.8117 | 0.78185 | 0.71769 | 0.66035 | 0.63761 | 0.84757 | 0.90725 | 0.83202
5052 | 2004-07-29 | 12:00 | 0.83017 | 0.71769 | 0.83017 | 0.80365 | 0.8117 | 0.83509 | 0.80635 | 0.73889 | 0.67218 | 0.66035 | 0.84494 | 0.89126 | 0.81209
5053 | 2004-07-29 | 13:00 | 0.8572 | 0.73889 | 0.8572 | 0.83017 | 0.83509 | 0.84951 | 0.8207 | 0.7646 | 0.68447 | 0.67218 | 0.82138 | 0.86197 | 0.77544
5054 | 2004-07-29 | 14:00 | 0.87639 | 0.7646 | 0.87639 | 0.8572 | 0.84951 | 0.84951 | 0.83928 | 0.79385 | 0.68844 | 0.68447 | 0.79455 | 0.84184 | 0.74136
5055 | 2004-07-29 | 15:00 | 0.89137 | 0.79385 | 0.89137 | 0.87639 | 0.84951 | 0.87901 | 0.84832 | 0.82405 | 0.69081 | 0.68844 | 0.78034 | 0.82907 | 0.74618
5056 | 2004-07-29 | 16:00 | 0.90409 | 0.82405 | 0.90409 | 0.89137 | 0.87901 | 0.8883 | 0.85284 | 0.83732 | 0.6872 | 0.69081 | 0.76195 | 0.78478 | 0.72129
5057 | 2004-07-29 | 17:00 | 0.90247 | 0.83732 | 0.90247 | 0.90409 | 0.8883 | 0.89301 | 0.85864 | 0.82739 | 0.67782 | 0.6872 | 0.7018 | 0.71492 | 0.65756
5058 | 2004-07-29 | 18:00 | 0.88146 | 0.82739 | 0.88146 | 0.90247 | 0.89301 | 0.88464 | 0.85412 | 0.79938 | 0.66731 | 0.67782 | 0.63861 | 0.66164 | 0.59494
5059 | 2004-07-29 | 19:00 | 0.84948 | 0.79938 | 0.84948 | 0.88146 | 0.88464 | 0.85411 | 0.83459 | 0.76545 | 0.65353 | 0.66731 | 0.58842 | 0.61833 | 0.54841
5060 | 2004-07-29 | 20:00 | 0.83863 | 0.76545 | 0.83863 | 0.84948 | 0.85411 | 0.82369 | 0.81079 | 0.75026 | 0.64982 | 0.65353 | 0.5606 | 0.59031 | 0.518
5061 | 2004-07-29 | 21:00 | 0.82127 | 0.75026 | 0.82127 | 0.83863 | 0.82369 | 0.81975 | 0.81614 | 0.73181 | 0.64629 | 0.64982 | 0.54477 | 0.57054 | 0.49783
5062 | 2004-07-29 | 22:00 | 0.7588 | 0.73181 | 0.7588 | 0.82127 | 0.81975 | 0.80846 | 0.78956 | 0.68084 | 0.61239 | 0.64629 | 0.53702 | 0.56336 | 0.48828
5063 | 2004-07-29 | 23:00 | 0.69044 | 0.68084 | 0.69044 | 0.7588 | 0.80846 | 0.75061 | 0.71264 | 0.62012 | 0.5648 | 0.61239 | 0.54525 | 0.56667 | 0.49394
5064 | 2004-07-30 | 00:00 | 0.63001 | 0.62012 | 0.63001 | 0.69044 | 0.75061 | 0.68445 | 0.63655 | 0.57344 | 0.52657 | 0.5648 | 0.5754 | 0.58125 | 0.5237
5065 | 2004-07-30 | 01:00 | 0.5922 | 0.57344 | 0.5922 | 0.63001 | 0.68445 | 0.62744 | 0.57713 | 0.54293 | 0.50352 | 0.52657 | 0.61623 | 0.60762 | 0.56598
5066 | 2004-07-30 | 02:00 | 0.56628 | 0.54293 | 0.56628 | 0.5922 | 0.62744 | 0.5884 | 0.5367 | 0.51907 | 0.48816 | 0.50352 | 0.66427 | 0.65763 | 0.61405
5067 | 2004-07-30 | 03:00 | 0.5536 | 0.51907 | 0.5536 | 0.56628 | 0.5884 | 0.56245 | 0.51431 | 0.50673 | 0.47953 | 0.48816 | 0.70047 | 0.71073 | 0.66064
5068 | 2004-07-30 | 04:00 | 0.55689 | 0.50673 | 0.55689 | 0.5536 | 0.56245 | 0.54711 | 0.50211 | 0.50527 | 0.48128 | 0.47953 | 0.73174 | 0.76177 | 0.69637
5069 | 2004-07-30 | 05:00 | 0.58459 | 0.50527 | 0.58459 | 0.55689 | 0.54711 | 0.54644 | 0.50485 | 0.52177 | 0.49741 | 0.48128 | 0.75431 | 0.80685 | 0.73059
5070 | 2004-07-30 | 06:00 | 0.62862 | 0.52177 | 0.62862 | 0.58459 | 0.54644 | 0.5679 | 0.53122 | 0.55485 | 0.53106 | 0.49741 | 0.77129 | 0.83674 | 0.7546
5071 | 2004-07-30 | 07:00 | 0.68474 | 0.55485 | 0.68474 | 0.62862 | 0.5679 | 0.61608 | 0.59123 | 0.5735 | 0.55852 | 0.53106 | 0.77832 | 0.8672 | 0.77263
5072 | 2004-07-30 | 08:00 | 0.73954 | 0.5735 | 0.73954 | 0.68474 | 0.61608 | 0.68913 | 0.6747 | 0.60487 | 0.58928 | 0.55852 | 0.79455 | 0.89064 | 0.79118
5073 | 2004-07-30 | 09:00 | 0.78164 | 0.60487 | 0.78164 | 0.73954 | 0.68913 | 0.75433 | 0.74278 | 0.6444 | 0.61718 | 0.58928 | 0.80451 | 0.90989 | 0.80841
5074 | 2004-07-30 | 10:00 | 0.8281 | 0.6444 | 0.8281 | 0.78164 | 0.75433 | 0.80385 | 0.79599 | 0.69156 | 0.64531 | 0.61718 | 0.80714 | 0.91766 | 0.81592
5075 | 2004-07-30 | 11:00 | 0.86616 | 0.69156 | 0.86616 | 0.8281 | 0.80385 | 0.84504 | 0.83911 | 0.73444 | 0.66793 | 0.64531 | 0.80887 | 0.91255 | 0.81507
5076 | 2004-07-30 | 12:00 | 0.89563 | 0.73444 | 0.89563 | 0.86616 | 0.84504 | 0.87342 | 0.86706 | 0.77033 | 0.68529 | 0.66793 | 0.79748 | 0.8932 | 0.79432
5077 | 2004-07-30 | 13:00 | 0.92113 | 0.77033 | 0.92113 | 0.89563 | 0.87342 | 0.8915 | 0.88157 | 0.80877 | 0.70886 | 0.68529 | 0.77944 | 0.86356 | 0.75577
5078 | 2004-07-30 | 14:00 | 0.93876 | 0.80877 | 0.93876 | 0.92113 | 0.8915 | 0.90958 | 0.89592 | 0.8386 | 0.73125 | 0.70886 | 0.75186 | 0.83885 | 0.72283
5079 | 2004-07-30 | 15:00 | 0.94823 | 0.8386 | 0.94823 | 0.93876 | 0.90958 | 0.91615 | 0.90007 | 0.85453 | 0.7497 | 0.73125 | 0.73866 | 0.82349 | 0.724
5080 | 2004-07-30 | 16:00 | 0.95093 | 0.85453 | 0.95093 | 0.94823 | 0.91615 | 0.91053 | 0.90367 | 0.85869 | 0.76222 | 0.7497 | 0.72299 | 0.78007 | 0.7119
5081 | 2004-07-30 | 17:00 | 0.93711 | 0.85869 | 0.93711 | 0.95093 | 0.91053 | 0.90845 | 0.90061 | 0.85084 | 0.7609 | 0.76222 | 0.67239 | 0.71761 | 0.64269
5082 | 2004-07-30 | 18:00 | 0.90613 | 0.85084 | 0.90613 | 0.93711 | 0.90845 | 0.89526 | 0.88638 | 0.82647 | 0.75147 | 0.7609 | 0.61655 | 0.67061 | 0.58649
5083 | 2004-07-30 | 19:00 | 0.86996 | 0.82647 | 0.86996 | 0.90613 | 0.89526 | 0.86744 | 0.85649 | 0.79122 | 0.72643 | 0.75147 | 0.57734 | 0.62832 | 0.54247
5084 | 2004-07-30 | 20:00 | 0.85645 | 0.79122 | 0.85645 | 0.86996 | 0.86744 | 0.84613 | 0.83339 | 0.76787 | 0.70428 | 0.72643 | 0.55251 | 0.59741 | 0.51259
5085 | 2004-07-30 | 21:00 | 0.83686 | 0.76787 | 0.83686 | 0.85645 | 0.84613 | 0.84532 | 0.83907 | 0.74579 | 0.69057 | 0.70428 | 0.53487 | 0.57472 | 0.49163
5086 | 2004-07-30 | 22:00 | 0.7794 | 0.74579 | 0.7794 | 0.83686 | 0.84532 | 0.83248 | 0.81315 | 0.69778 | 0.6492 | 0.69057 | 0.52377 | 0.56169 | 0.4839
5087 | 2004-07-30 | 23:00 | 0.71552 | 0.69778 | 0.71552 | 0.7794 | 0.83248 | 0.78342 | 0.7522 | 0.64623 | 0.59778 | 0.6492 | 0.52273 | 0.5545 | 0.48049
5088 | 2004-07-31 | 00:00 | 0.65724 | 0.64623 | 0.65724 | 0.71552 | 0.78342 | 0.72142 | 0.67934 | 0.60057 | 0.55458 | 0.59778 | 0.52816 | 0.55315 | 0.49044
5089 | 2004-07-31 | 01:00 | 0.61695 | 0.60057 | 0.61695 | 0.65724 | 0.72142 | 0.66595 | 0.62357 | 0.56366 | 0.5241 | 0.55458 | 0.53944 | 0.5601 | 0.50045
5090 | 2004-07-31 | 02:00 | 0.59183 | 0.56366 | 0.59183 | 0.61695 | 0.66595 | 0.62818 | 0.58438 | 0.53693 | 0.50135 | 0.5241 | 0.5778 | 0.60545 | 0.52607
5091 | 2004-07-31 | 03:00 | 0.57573 | 0.53693 | 0.57573 | 0.59183 | 0.62818 | 0.60426 | 0.55834 | 0.51854 | 0.48904 | 0.50135 | 0.62706 | 0.66605 | 0.5704
5092 | 2004-07-31 | 04:00 | 0.56896 | 0.51854 | 0.56896 | 0.57573 | 0.60426 | 0.58967 | 0.54516 | 0.50912 | 0.48005 | 0.48904 | 0.6668 | 0.7255 | 0.61306
5093 | 2004-07-31 | 05:00 | 0.57551 | 0.50912 | 0.57551 | 0.56896 | 0.58967 | 0.58313 | 0.54304 | 0.50953 | 0.48409 | 0.48005 | 0.69448 | 0.77544 | 0.64853
5094 | 2004-07-31 | 06:00 | 0.58849 | 0.50953 | 0.58849 | 0.57551 | 0.58313 | 0.58594 | 0.54868 | 0.51737 | 0.48579 | 0.48409 | 0.71117 | 0.80588 | 0.67107
5095 | 2004-07-31 | 07:00 | 0.62769 | 0.51737 | 0.62769 | 0.58849 | 0.58594 | 0.59691 | 0.57174 | 0.52807 | 0.50153 | 0.48579 | 0.72149 | 0.83609 | 0.68474
5096 | 2004-07-31 | 08:00 | 0.68782 | 0.52807 | 0.68782 | 0.62769 | 0.59691 | 0.63388 | 0.63128 | 0.57571 | 0.54481 | 0.50153 | 0.7314 | 0.86316 | 0.69304
5097 | 2004-07-31 | 09:00 | 0.75014 | 0.57571 | 0.75014 | 0.68782 | 0.63388 | 0.69229 | 0.70712 | 0.63582 | 0.59757 | 0.54481 | 0.74092 | 0.88017 | 0.70391
5098 | 2004-07-31 | 10:00 | 0.80314 | 0.63582 | 0.80314 | 0.75014 | 0.69229 | 0.7473 | 0.76758 | 0.69964 | 0.6502 | 0.59757 | 0.75029 | 0.89066 | 0.71191
5099 | 2004-07-31 | 11:00 | 0.83592 | 0.69964 | 0.83592 | 0.80314 | 0.7473 | 0.7906 | 0.80926 | 0.7548 | 0.6966 | 0.6502 | 0.75905 | 0.89569 | 0.71552
5100 | 2004-07-31 | 12:00 | 0.85725 | 0.7548 | 0.85725 | 0.83592 | 0.7906 | 0.81659 | 0.83231 | 0.79971 | 0.73434 | 0.6966 | 0.76158 | 0.8871 | 0.70568
5101 | 2004-07-31 | 13:00 | 0.86828 | 0.79971 | 0.86828 | 0.85725 | 0.81659 | 0.83248 | 0.84164 | 0.83405 | 0.76639 | 0.73434 | 0.75051 | 0.86219 | 0.68369
5102 | 2004-07-31 | 14:00 | 0.875 | 0.83405 | 0.875 | 0.86828 | 0.83248 | 0.83948 | 0.84409 | 0.85741 | 0.79117 | 0.76639 | 0.73222 | 0.8397 | 0.66552
5103 | 2004-07-31 | 15:00 | 0.88034 | 0.85741 | 0.88034 | 0.875 | 0.83948 | 0.84363 | 0.84562 | 0.87416 | 0.80918 | 0.79117 | 0.7191 | 0.82102 | 0.67841
5104 | 2004-07-31 | 16:00 | 0.88199 | 0.87416 | 0.88199 | 0.88034 | 0.84363 | 0.84641 | 0.84732 | 0.87981 | 0.82219 | 0.80918 | 0.7067 | 0.78199 | 0.65828
5105 | 2004-07-31 | 17:00 | 0.8744 | 0.87981 | 0.8744 | 0.88199 | 0.84641 | 0.84673 | 0.84952 | 0.87714 | 0.82294 | 0.82219 | 0.66049 | 0.72531 | 0.61506
5106 | 2004-07-31 | 18:00 | 0.85586 | 0.87714 | 0.85586 | 0.8744 | 0.84673 | 0.84156 | 0.84579 | 0.85962 | 0.80936 | 0.82294 | 0.60649 | 0.6806 | 0.5614
5107 | 2004-07-31 | 19:00 | 0.8294 | 0.85962 | 0.8294 | 0.85586 | 0.84156 | 0.8245 | 0.82887 | 0.82635 | 0.78236 | 0.80936 | 0.56337 | 0.63507 | 0.51564
5108 | 2004-07-31 | 20:00 | 0.8251 | 0.82635 | 0.8251 | 0.8294 | 0.8245 | 0.80554 | 0.80926 | 0.80066 | 0.75222 | 0.78236 | 0.53718 | 0.60341 | 0.4838
5109 | 2004-07-31 | 21:00 | 0.81524 | 0.80066 | 0.81524 | 0.8251 | 0.80554 | 0.80934 | 0.81755 | 0.77627 | 0.73372 | 0.75222 | 0.52121 | 0.58192 | 0.46655
5110 | 2004-07-31 | 22:00 | 0.76806 | 0.77627 | 0.76806 | 0.81524 | 0.80934 | 0.8073 | 0.80055 | 0.72635 | 0.68978 | 0.73372 | 0.51238 | 0.56692 | 0.45692
5111 | 2004-07-31 | 23:00 | 0.71295 | 0.72635 | 0.71295 | 0.76806 | 0.8073 | 0.77048 | 0.74743 | 0.67141 | 0.62957 | 0.68978 | 0.5091 | 0.56 | 0.45246
5112 | 2004-08-01 | 00:00 | 0.66122 | 0.67141 | 0.66122 | 0.71295 | 0.77048 | 0.72187 | 0.68548 | 0.62334 | 0.58456 | 0.62957 | 0.5091 | 0.55143 | 0.45859
5113 | 2004-08-01 | 01:00 | 0.62505 | 0.62334 | 0.62505 | 0.66122 | 0.72187 | 0.67738 | 0.63663 | 0.58644 | 0.54829 | 0.58456 | 0.51469 | 0.55786 | 0.46147
5114 | 2004-08-01 | 02:00 | 0.59928 | 0.58644 | 0.59928 | 0.62505 | 0.67738 | 0.64341 | 0.604 | 0.55765 | 0.52199 | 0.54829 | 0.54815 | 0.59709 | 0.47631
5115 | 2004-08-01 | 03:00 | 0.58118 | 0.55765 | 0.58118 | 0.59928 | 0.64341 | 0.61794 | 0.58173 | 0.5367 | 0.50498 | 0.52199 | 0.59411 | 0.64927 | 0.51081
5116 | 2004-08-01 | 04:00 | 0.57429 | 0.5367 | 0.57429 | 0.58118 | 0.61794 | 0.59958 | 0.56892 | 0.52245 | 0.49326 | 0.50498 | 0.63286 | 0.70782 | 0.54672
5117 | 2004-08-01 | 05:00 | 0.57444 | 0.52245 | 0.57444 | 0.57429 | 0.59958 | 0.591 | 0.56282 | 0.51827 | 0.48945 | 0.49326 | 0.66094 | 0.75953 | 0.57218
5118 | 2004-08-01 | 06:00 | 0.57698 | 0.51827 | 0.57698 | 0.57444 | 0.591 | 0.59076 | 0.56398 | 0.51873 | 0.48566 | 0.48945 | 0.68445 | 0.79993 | 0.59727
5119 | 2004-08-01 | 07:00 | 0.59469 | 0.51873 | 0.59469 | 0.57698 | 0.59076 | 0.59065 | 0.57447 | 0.5224 | 0.49764 | 0.48566 | 0.70015 | 0.83666 | 0.61691
5120 | 2004-08-01 | 08:00 | 0.63148 | 0.5224 | 0.63148 | 0.59469 | 0.59065 | 0.61228 | 0.61179 | 0.57108 | 0.54922 | 0.49764 | 0.71213 | 0.86356 | 0.63904
5121 | 2004-08-01 | 09:00 | 0.6658 | 0.57108 | 0.6658 | 0.63148 | 0.61228 | 0.65547 | 0.66392 | 0.63439 | 0.60847 | 0.54922 | 0.71918 | 0.87803 | 0.6544
5122 | 2004-08-01 | 10:00 | 0.69835 | 0.63439 | 0.69835 | 0.6658 | 0.65547 | 0.70024 | 0.71662 | 0.69982 | 0.6652 | 0.60847 | 0.73456 | 0.88271 | 0.66651
5123 | 2004-08-01 | 11:00 | 0.72639 | 0.69982 | 0.72639 | 0.69835 | 0.70024 | 0.73429 | 0.758 | 0.76176 | 0.71549 | 0.6652 | 0.74295 | 0.88237 | 0.67374
5124 | 2004-08-01 | 12:00 | 0.75342 | 0.76176 | 0.75342 | 0.72639 | 0.73429 | 0.75824 | 0.78297 | 0.81599 | 0.76325 | 0.71549 | 0.74697 | 0.87086 | 0.67174
5125 | 2004-08-01 | 13:00 | 0.77666 | 0.81599 | 0.77666 | 0.75342 | 0.75824 | 0.77255 | 0.79246 | 0.85461 | 0.80032 | 0.76325 | 0.74151 | 0.84839 | 0.65993
5126 | 2004-08-01 | 14:00 | 0.79051 | 0.85461 | 0.79051 | 0.77666 | 0.77255 | 0.7811 | 0.78989 | 0.88185 | 0.82933 | 0.80032 | 0.72847 | 0.83462 | 0.64762
5127 | 2004-08-01 | 15:00 | 0.8036 | 0.88185 | 0.8036 | 0.79051 | 0.7811 | 0.78423 | 0.78616 | 0.8974 | 0.85007 | 0.82933 | 0.72352 | 0.82543 | 0.66594
5128 | 2004-08-01 | 16:00 | 0.81698 | 0.8974 | 0.81698 | 0.8036 | 0.78423 | 0.79045 | 0.78624 | 0.9009 | 0.86431 | 0.85007 | 0.71455 | 0.78418 | 0.64804
5129 | 2004-08-01 | 17:00 | 0.8234 | 0.9009 | 0.8234 | 0.81698 | 0.79045 | 0.80568 | 0.79706 | 0.89075 | 0.87299 | 0.86431 | 0.65748 | 0.72281 | 0.59886
5130 | 2004-08-01 | 18:00 | 0.81409 | 0.89075 | 0.81409 | 0.8234 | 0.80568 | 0.80931 | 0.8078 | 0.86719 | 0.86063 | 0.87299 | 0.59781 | 0.67335 | 0.54719
5131 | 2004-08-01 | 19:00 | 0.79478 | 0.86719 | 0.79478 | 0.81409 | 0.80931 | 0.79724 | 0.80154 | 0.83424 | 0.82956 | 0.86063 | 0.56002 | 0.63484 | 0.5046
5132 | 2004-08-01 | 20:00 | 0.79471 | 0.83424 | 0.79471 | 0.79478 | 0.79724 | 0.78149 | 0.78711 | 0.81423 | 0.80284 | 0.82956 | 0.53705 | 0.60827 | 0.48149
5133 | 2004-08-01 | 21:00 | 0.791 | 0.81423 | 0.791 | 0.79471 | 0.78149 | 0.79084 | 0.80088 | 0.79209 | 0.78723 | 0.80284 | 0.52241 | 0.58814 | 0.46704
5134 | 2004-08-01 | 22:00 | 0.74294 | 0.79209 | 0.74294 | 0.791 | 0.79084 | 0.79239 | 0.78085 | 0.7399 | 0.73468 | 0.78723 | 0.51791 | 0.58311 | 0.46315
5135 | 2004-08-01 | 23:00 | 0.67933 | 0.7399 | 0.67933 | 0.74294 | 0.79239 | 0.75669 | 0.71608 | 0.67723 | 0.67197 | 0.73468 | 0.53106 | 0.59143 | 0.47371
5136 | 2004-08-02 | 00:00 | 0.627 | 0.67723 | 0.627 | 0.67933 | 0.75669 | 0.70186 | 0.64592 | 0.62464 | 0.62619 | 0.67197 | 0.56417 | 0.61176 | 0.50678
5137 | 2004-08-02 | 01:00 | 0.59596 | 0.62464 | 0.59596 | 0.627 | 0.70186 | 0.65227 | 0.59562 | 0.5876 | 0.59407 | 0.62619 | 0.60849 | 0.63482 | 0.5534
5138 | 2004-08-02 | 02:00 | 0.5761 | 0.5876 | 0.5761 | 0.59596 | 0.65227 | 0.61815 | 0.56319 | 0.56307 | 0.57135 | 0.59407 | 0.66094 | 0.68162 | 0.60354
5139 | 2004-08-02 | 03:00 | 0.56545 | 0.56307 | 0.56545 | 0.5761 | 0.61815 | 0.59586 | 0.54698 | 0.54925 | 0.55473 | 0.57135 | 0.69709 | 0.73004 | 0.65317
5140 | 2004-08-02 | 04:00 | 0.56944 | 0.54925 | 0.56944 | 0.56545 | 0.59586 | 0.58397 | 0.54084 | 0.5464 | 0.55007 | 0.55473 | 0.72913 | 0.78331 | 0.69056
5141 | 2004-08-02 | 05:00 | 0.59721 | 0.5464 | 0.59721 | 0.56944 | 0.58397 | 0.58636 | 0.54993 | 0.56384 | 0.56421 | 0.55007 | 0.75474 | 0.82755 | 0.72187
5142 | 2004-08-02 | 06:00 | 0.6388 | 0.56384 | 0.6388 | 0.59721 | 0.58636 | 0.61084 | 0.58384 | 0.59509 | 0.59245 | 0.56421 | 0.77611 | 0.86874 | 0.73952
5143 | 2004-08-02 | 07:00 | 0.70011 | 0.59509 | 0.70011 | 0.6388 | 0.61084 | 0.65519 | 0.64808 | 0.61413 | 0.62287 | 0.59245 | 0.78907 | 0.89846 | 0.74726
5144 | 2004-08-02 | 08:00 | 0.75446 | 0.61413 | 0.75446 | 0.70011 | 0.65519 | 0.73144 | 0.73283 | 0.65859 | 0.6753 | 0.62287 | 0.80049 | 0.91721 | 0.76046
5145 | 2004-08-02 | 09:00 | 0.80175 | 0.65859 | 0.80175 | 0.75446 | 0.73144 | 0.80051 | 0.80034 | 0.71563 | 0.73025 | 0.6753 | 0.80177 | 0.92847 | 0.77219
5146 | 2004-08-02 | 10:00 | 0.84889 | 0.71563 | 0.84889 | 0.80175 | 0.80051 | 0.85176 | 0.85362 | 0.77951 | 0.78803 | 0.73025 | 0.79352 | 0.93432 | 0.77663
5147 | 2004-08-02 | 11:00 | 0.88493 | 0.77951 | 0.88493 | 0.84889 | 0.85176 | 0.89044 | 0.89443 | 0.84035 | 0.84136 | 0.78803 | 0.78564 | 0.92677 | 0.773
5148 | 2004-08-02 | 12:00 | 0.91717 | 0.84035 | 0.91717 | 0.88493 | 0.89044 | 0.91626 | 0.92262 | 0.89112 | 0.8834 | 0.84136 | 0.77574 | 0.90907 | 0.75438
5149 | 2004-08-02 | 13:00 | 0.94513 | 0.89112 | 0.94513 | 0.91717 | 0.91626 | 0.93054 | 0.93726 | 0.92999 | 0.91978 | 0.8834 | 0.75389 | 0.88618 | 0.7223
5150 | 2004-08-02 | 14:00 | 0.95981 | 0.92999 | 0.95981 | 0.94513 | 0.93054 | 0.94682 | 0.9502 | 0.96306 | 0.94982 | 0.91978 | 0.73352 | 0.86922 | 0.69832
5151 | 2004-08-02 | 15:00 | 0.96558 | 0.96306 | 0.96558 | 0.95981 | 0.94682 | 0.95653 | 0.95692 | 0.9824 | 0.97094 | 0.94982 | 0.72831 | 0.85385 | 0.70978
5152 | 2004-08-02 | 16:00 | 0.96545 | 0.9824 | 0.96545 | 0.96558 | 0.95653 | 0.96476 | 0.95775 | 0.98568 | 0.97836 | 0.97094 | 0.71441 | 0.80389 | 0.68722
5153 | 2004-08-02 | 17:00 | 0.95349 | 0.98568 | 0.95349 | 0.96545 | 0.96476 | 0.9725 | 0.95717 | 0.97505 | 0.97176 | 0.97836 | 0.65788 | 0.73611 | 0.62664
5154 | 2004-08-02 | 18:00 | 0.92343 | 0.97505 | 0.92343 | 0.95349 | 0.9725 | 0.9617 | 0.9451 | 0.94984 | 0.95275 | 0.97176 | 0.60087 | 0.67646 | 0.56705
5155 | 2004-08-02 | 19:00 | 0.89177 | 0.94984 | 0.89177 | 0.92343 | 0.9617 | 0.93012 | 0.91711 | 0.91189 | 0.92125 | 0.95275 | 0.56002 | 0.64 | 0.52188
5156 | 2004-08-02 | 20:00 | 0.88181 | 0.91189 | 0.88181 | 0.89177 | 0.93012 | 0.89685 | 0.88618 | 0.88583 | 0.8951 | 0.92125 | 0.53729 | 0.61156 | 0.49574
5157 | 2004-08-02 | 21:00 | 0.86056 | 0.88583 | 0.86056 | 0.88181 | 0.89685 | 0.89357 | 0.88924 | 0.85499 | 0.87196 | 0.8951 | 0.52398 | 0.59425 | 0.48099
5158 | 2004-08-02 | 22:00 | 0.7922 | 0.85499 | 0.7922 | 0.86056 | 0.89357 | 0.88021 | 0.85068 | 0.78786 | 0.80753 | 0.87196 | 0.52047 | 0.58276 | 0.47314
5159 | 2004-08-02 | 23:00 | 0.7182 | 0.78786 | 0.7182 | 0.7922 | 0.88021 | 0.81669 | 0.7614 | 0.71548 | 0.7345 | 0.80753 | 0.53103 | 0.59036 | 0.48088
5160 | 2004-08-03 | 00:00 | 0.65846 | 0.71548 | 0.65846 | 0.7182 | 0.81669 | 0.73907 | 0.67768 | 0.65768 | 0.6789 | 0.7345 | 0.56523 | 0.60854 | 0.51016
5161 | 2004-08-03 | 01:00 | 0.62112 | 0.65768 | 0.62112 | 0.65846 | 0.73907 | 0.68354 | 0.61544 | 0.61622 | 0.64562 | 0.6789 | 0.60934 | 0.63898 | 0.55414
5162 | 2004-08-03 | 02:00 | 0.59902 | 0.61622 | 0.59902 | 0.62112 | 0.68354 | 0.64415 | 0.58078 | 0.58811 | 0.61527 | 0.64562 | 0.65536 | 0.68917 | 0.60106
5163 | 2004-08-03 | 03:00 | 0.58335 | 0.58811 | 0.58335 | 0.59902 | 0.64415 | 0.619 | 0.56112 | 0.56907 | 0.59567 | 0.61527 | 0.68676 | 0.74167 | 0.64403
5164 | 2004-08-03 | 04:00 | 0.58309 | 0.56907 | 0.58309 | 0.58335 | 0.619 | 0.60588 | 0.55051 | 0.56379 | 0.58577 | 0.59567 | 0.71018 | 0.79161 | 0.68339
5165 | 2004-08-03 | 05:00 | 0.6106 | 0.56379 | 0.6106 | 0.58309 | 0.60588 | 0.60592 | 0.55436 | 0.58079 | 0.59675 | 0.58577 | 0.73022 | 0.83788 | 0.71927
5166 | 2004-08-03 | 06:00 | 0.65751 | 0.58079 | 0.65751 | 0.6106 | 0.60592 | 0.62916 | 0.58559 | 0.61419 | 0.62238 | 0.59675 | 0.743 | 0.87584 | 0.74341
5167 | 2004-08-03 | 07:00 | 0.7089 | 0.61419 | 0.7089 | 0.65751 | 0.62916 | 0.67365 | 0.64646 | 0.63177 | 0.65273 | 0.62238 | 0.75676 | 0.90889 | 0.75846
5168 | 2004-08-03 | 08:00 | 0.75268 | 0.63177 | 0.75268 | 0.7089 | 0.67365 | 0.74607 | 0.72902 | 0.67149 | 0.70451 | 0.65273 | 0.76655 | 0.93417 | 0.77408
5169 | 2004-08-03 | 09:00 | 0.79941 | 0.67149 | 0.79941 | 0.75268 | 0.74607 | 0.80874 | 0.79416 | 0.72983 | 0.76098 | 0.70451 | 0.77462 | 0.95472 | 0.78534
5170 | 2004-08-03 | 10:00 | 0.84578 | 0.72983 | 0.84578 | 0.79941 | 0.80874 | 0.85506 | 0.84828 | 0.7932 | 0.82077 | 0.76098 | 0.78439 | 0.96453 | 0.79324
5171 | 2004-08-03 | 11:00 | 0.8847 | 0.7932 | 0.8847 | 0.84578 | 0.85506 | 0.89231 | 0.8965 | 0.85294 | 0.87116 | 0.82077 | 0.78763 | 0.96299 | 0.79655
5172 | 2004-08-03 | 12:00 | 0.91701 | 0.85294 | 0.91701 | 0.8847 | 0.89231 | 0.91767 | 0.92971 | 0.90092 | 0.91586 | 0.87116 | 0.78393 | 0.94707 | 0.78636
5173 | 2004-08-03 | 13:00 | 0.94306 | 0.90092 | 0.94306 | 0.91701 | 0.91767 | 0.94018 | 0.95045 | 0.94461 | 0.95358 | 0.91586 | 0.76994 | 0.91885 | 0.75162
5174 | 2004-08-03 | 14:00 | 0.96102 | 0.94461 | 0.96102 | 0.94306 | 0.94018 | 0.96223 | 0.97135 | 0.9765 | 0.97983 | 0.95358 | 0.75322 | 0.89689 | 0.72322
5175 | 2004-08-03 | 15:00 | 0.96921 | 0.9765 | 0.96921 | 0.96102 | 0.96223 | 0.97095 | 0.98064 | 0.99664 | 0.99315 | 0.97983 | 0.74476 | 0.87796 | 0.72995
5176 | 2004-08-03 | 16:00 | 0.9722 | 0.99664 | 0.9722 | 0.96921 | 0.97095 | 0.97281 | 0.98229 | 1 | 1 | 0.99315 | 0.72668 | 0.82399 | 0.70352
5177 | 2004-08-03 | 17:00 | 0.96339 | 1 | 0.96339 | 0.9722 | 0.97281 | 0.97461 | 0.98234 | 0.99285 | 0.99243 | 1 | 0.66965 | 0.74849 | 0.64025
5178 | 2004-08-03 | 18:00 | 0.93957 | 0.99285 | 0.93957 | 0.96339 | 0.97461 | 0.96198 | 0.96662 | 0.9687 | 0.96927 | 0.99243 | 0.60715 | 0.68625 | 0.57649
5179 | 2004-08-03 | 19:00 | 0.90565 | 0.9687 | 0.90565 | 0.93957 | 0.96198 | 0.92843 | 0.93573 | 0.93132 | 0.93549 | 0.96927 | 0.56838 | 0.64306 | 0.53134
5180 | 2004-08-03 | 20:00 | 0.89277 | 0.93132 | 0.89277 | 0.90565 | 0.92843 | 0.89702 | 0.90824 | 0.90432 | 0.91251 | 0.93549 | 0.54248 | 0.61205 | 0.50321
5181 | 2004-08-03 | 21:00 | 0.86902 | 0.90432 | 0.86902 | 0.89277 | 0.89702 | 0.89227 | 0.91056 | 0.87426 | 0.88904 | 0.91251 | 0.52906 | 0.59136 | 0.48655
5182 | 2004-08-03 | 22:00 | 0.79635 | 0.87426 | 0.79635 | 0.86902 | 0.89227 | 0.873 | 0.87183 | 0.80467 | 0.82721 | 0.88904 | 0.52457 | 0.58 | 0.47841
5183 | 2004-08-03 | 23:00 | 0.71786 | 0.80467 | 0.71786 | 0.79635 | 0.873 | 0.81029 | 0.78346 | 0.73179 | 0.75977 | 0.82721 | 0.53652 | 0.58516 | 0.48411
5184 | 2004-08-04 | 00:00 | 0.65644 | 0.73179 | 0.65644 | 0.71786 | 0.81029 | 0.73911 | 0.69672 | 0.6725 | 0.70876 | 0.75977 | 0.56816 | 0.60446 | 0.51339
5185 | 2004-08-04 | 01:00 | 0.61364 | 0.6725 | 0.61364 | 0.65644 | 0.73911 | 0.68129 | 0.6351 | 0.63014 | 0.67174 | 0.70876 | 0.60761 | 0.6339 | 0.55528
5186 | 2004-08-04 | 02:00 | 0.59203 | 0.63014 | 0.59203 | 0.61364 | 0.68129 | 0.64453 | 0.5989 | 0.59919 | 0.64294 | 0.67174 | 0.65402 | 0.67978 | 0.60286
5187 | 2004-08-04 | 03:00 | 0.57414 | 0.59919 | 0.57414 | 0.59203 | 0.64453 | 0.62044 | 0.57688 | 0.57931 | 0.6205 | 0.64294 | 0.69187 | 0.72486 | 0.64889
5188 | 2004-08-04 | 04:00 | 0.57351 | 0.57931 | 0.57351 | 0.57414 | 0.62044 | 0.60623 | 0.56672 | 0.57147 | 0.61241 | 0.6205 | 0.72181 | 0.77337 | 0.68747
5189 | 2004-08-04 | 05:00 | 0.599 | 0.57147 | 0.599 | 0.57351 | 0.60623 | 0.60497 | 0.57037 | 0.58598 | 0.62449 | 0.61241 | 0.74303 | 0.81676 | 0.72671
5190 | 2004-08-04 | 06:00 | 0.64377 | 0.58598 | 0.64377 | 0.599 | 0.60497 | 0.62857 | 0.60035 | 0.61515 | 0.64964 | 0.62449 | 0.75575 | 0.85422 | 0.74808
5191 | 2004-08-04 | 07:00 | 0.70883 | 0.61515 | 0.70883 | 0.64377 | 0.62857 | 0.6745 | 0.66014 | 0.63276 | 0.6746 | 0.64964 | 0.77145 | 0.88902 | 0.75763
5192 | 2004-08-04 | 08:00 | 0.76898 | 0.63276 | 0.76898 | 0.70883 | 0.6745 | 0.74776 | 0.73997 | 0.67448 | 0.70284 | 0.6746 | 0.78292 | 0.91709 | 0.77858
5193 | 2004-08-04 | 09:00 | 0.82281 | 0.67448 | 0.82281 | 0.76898 | 0.74776 | 0.80902 | 0.79735 | 0.73041 | 0.74094 | 0.70284 | 0.78811 | 0.93873 | 0.79457
5194 | 2004-08-04 | 10:00 | 0.87186 | 0.73041 | 0.87186 | 0.82281 | 0.80902 | 0.85373 | 0.84251 | 0.7925 | 0.77935 | 0.74094 | 0.79 | 0.94501 | 0.8036
5195 | 2004-08-04 | 11:00 | 0.90827 | 0.7925 | 0.90827 | 0.87186 | 0.85373 | 0.89006 | 0.87809 | 0.84905 | 0.82144 | 0.77935 | 0.78952 | 0.93674 | 0.80299
5196 | 2004-08-04 | 12:00 | 0.93866 | 0.84905 | 0.93866 | 0.90827 | 0.89006 | 0.91404 | 0.89907 | 0.89815 | 0.85365 | 0.82144 | 0.7784 | 0.91771 | 0.78514
5197 | 2004-08-04 | 13:00 | 0.96451 | 0.89815 | 0.96451 | 0.93866 | 0.91404 | 0.92716 | 0.91002 | 0.94308 | 0.88415 | 0.85365 | 0.76805 | 0.88772 | 0.74914
5198 | 2004-08-04 | 14:00 | 0.97558 | 0.94308 | 0.97558 | 0.96451 | 0.92716 | 0.94102 | 0.92287 | 0.9767 | 0.90757 | 0.88415 | 0.74324 | 0.87181 | 0.72156
5199 | 2004-08-04 | 15:00 | 0.98302 | 0.9767 | 0.98302 | 0.97558 | 0.94102 | 0.94264 | 0.92681 | 0.99619 | 0.92452 | 0.90757 | 0.73616 | 0.85761 | 0.72717
5200 | 2004-08-04 | 16:00 | 0.98407 | 0.99619 | 0.98407 | 0.98302 | 0.94264 | 0.9438 | 0.92482 | 0.99809 | 0.9332 | 0.92452 | 0.7141 | 0.80804 | 0.70264
5201 | 2004-08-04 | 17:00 | 0.97225 | 0.99809 | 0.97225 | 0.98407 | 0.9438 | 0.95484 | 0.92109 | 0.98435 | 0.92418 | 0.9332 | 0.65546 | 0.73831 | 0.64062
5202 | 2004-08-04 | 18:00 | 0.9409 | 0.98435 | 0.9409 | 0.97225 | 0.95484 | 0.92417 | 0.9004 | 0.95817 | 0.90607 | 0.92418 | 0.59824 | 0.68154 | 0.57914
5203 | 2004-08-04 | 19:00 | 0.90932 | 0.95817 | 0.90932 | 0.9409 | 0.92417 | 0.89449 | 0.87386 | 0.9221 | 0.87451 | 0.90607 | 0.5622 | 0.64286 | 0.53158
5204 | 2004-08-04 | 20:00 | 0.88751 | 0.9221 | 0.88751 | 0.90932 | 0.89449 | 0.87275 | 0.84429 | 0.89541 | 0.84924 | 0.87451 | 0.53915 | 0.61402 | 0.50369
5205 | 2004-08-04 | 21:00 | 0.85364 | 0.89541 | 0.85364 | 0.88751 | 0.87275 | 0.87363 | 0.84968 | 0.86252 | 0.8243 | 0.84924 | 0.52467 | 0.59676 | 0.48616
5206 | 2004-08-04 | 22:00 | 0.78722 | 0.86252 | 0.78722 | 0.85364 | 0.87363 | 0.85176 | 0.81096 | 0.79527 | 0.76366 | 0.8243 | 0.5235 | 0.58695 | 0.47892
5207 | 2004-08-04 | 23:00 | 0.71662 | 0.79527 | 0.71662 | 0.78722 | 0.85176 | 0.79197 | 0.73188 | 0.72317 | 0.69683 | 0.76366 | 0.53178 | 0.59487 | 0.48452
5208 | 2004-08-05 | 00:00 | 0.6594 | 0.72317 | 0.6594 | 0.71662 | 0.79197 | 0.7199 | 0.65007 | 0.66523 | 0.64482 | 0.69683 | 0.56047 | 0.61761 | 0.51421
5209 | 2004-08-05 | 01:00 | 0.6219 | 0.66523 | 0.6219 | 0.6594 | 0.7199 | 0.66321 | 0.59189 | 0.62621 | 0.61074 | 0.64482 | 0.60077 | 0.64456 | 0.5579
5210 | 2004-08-05 | 02:00 | 0.59492 | 0.62621 | 0.59492 | 0.6219 | 0.66321 | 0.62561 | 0.55308 | 0.5976 | 0.58361 | 0.61074 | 0.6479 | 0.68067 | 0.60418
5211 | 2004-08-05 | 03:00 | 0.57911 | 0.5976 | 0.57911 | 0.59492 | 0.62561 | 0.60106 | 0.52923 | 0.57994 | 0.56578 | 0.58361 | 0.6837 | 0.72149 | 0.65341
5212 | 2004-08-05 | 04:00 | 0.5773 | 0.57994 | 0.5773 | 0.57911 | 0.60106 | 0.57859 | 0.51717 | 0.57396 | 0.55872 | 0.56578 | 0.70962 | 0.76234 | 0.6952
5213 | 2004-08-05 | 05:00 | 0.59848 | 0.57396 | 0.59848 | 0.5773 | 0.57859 | 0.57236 | 0.51787 | 0.59008 | 0.57323 | 0.55872 | 0.72738 | 0.80072 | 0.7316
5214 | 2004-08-05 | 06:00 | 0.63698 | 0.59008 | 0.63698 | 0.59848 | 0.57236 | 0.58903 | 0.54594 | 0.62227 | 0.59884 | 0.57323 | 0.73568 | 0.82849 | 0.75901
5215 | 2004-08-05 | 07:00 | 0.67679 | 0.62227 | 0.67679 | 0.63698 | 0.58903 | 0.62828 | 0.62465 | 0.63949 | 0.62279 | 0.59884 | 0.74667 | 0.85198 | 0.77509
5216 | 2004-08-05 | 08:00 | 0.70437 | 0.63949 | 0.70437 | 0.67679 | 0.62828 | 0.68537 | 0.66313 | 0.68025 | 0.65734 | 0.62279 | 0.75386 | 0.87036 | 0.79458
5217 | 2004-08-05 | 09:00 | 0.72465 | 0.68025 | 0.72465 | 0.70437 | 0.68537 | 0.72771 | 0.70153 | 0.73516 | 0.69395 | 0.65734 | 0.75761 | 0.87866 | 0.80825
5218 | 2004-08-05 | 10:00 | 0.74531 | 0.73516 | 0.74531 | 0.72465 | 0.72771 | 0.7582 | 0.72736 | 0.79479 | 0.72973 | 0.69395 | 0.75849 | 0.88334 | 0.81563
5219 | 2004-08-05 | 11:00 | 0.7594 | 0.79479 | 0.7594 | 0.74531 | 0.7582 | 0.77727 | 0.74838 | 0.85154 | 0.76005 | 0.72973 | 0.75538 | 0.88192 | 0.81043
5220 | 2004-08-05 | 12:00 | 0.7644 | 0.85154 | 0.7644 | 0.7594 | 0.77727 | 0.79176 | 0.75552 | 0.90032 | 0.78548 | 0.76005 | 0.74907 | 0.86428 | 0.78892
5221 | 2004-08-05 | 13:00 | 0.77306 | 0.90032 | 0.77306 | 0.7644 | 0.79176 | 0.7862 | 0.75763 | 0.94502 | 0.81019 | 0.78548 | 0.73004 | 0.83883 | 0.74856
5222 | 2004-08-05 | 14:00 | 0.77793 | 0.94502 | 0.77793 | 0.77306 | 0.7862 | 0.79471 | 0.76825 | 0.97769 | 0.83087 | 0.81019 | 0.71391 | 0.83191 | 0.71884
5223 | 2004-08-05 | 15:00 | 0.7792 | 0.97769 | 0.7792 | 0.77793 | 0.79471 | 0.79805 | 0.77335 | 0.99566 | 0.84535 | 0.83087 | 0.71513 | 0.82438 | 0.73011
5224 | 2004-08-05 | 16:00 | 0.77612 | 0.99566 | 0.77612 | 0.7792 | 0.79805 | 0.8022 | 0.77293 | 0.99865 | 0.85161 | 0.84535 | 0.69871 | 0.78411 | 0.70293
5225 | 2004-08-05 | 17:00 | 0.76392 | 0.99865 | 0.76392 | 0.77612 | 0.8022 | 0.79914 | 0.7721 | 0.99003 | 0.84275 | 0.85161 | 0.64644 | 0.71953 | 0.63858
5226 | 2004-08-05 | 18:00 | 0.74346 | 0.99003 | 0.74346 | 0.76392 | 0.79914 | 0.78426 | 0.7585 | 0.96303 | 0.82155 | 0.84275 | 0.5894 | 0.66563 | 0.57656
5227 | 2004-08-05 | 19:00 | 0.7239 | 0.96303 | 0.7239 | 0.74346 | 0.78426 | 0.75782 | 0.73636 | 0.92405 | 0.78584 | 0.82155 | 0.55004 | 0.62685 | 0.53011
5228 | 2004-08-05 | 20:00 | 0.72428 | 0.92405 | 0.72428 | 0.7239 | 0.75782 | 0.73974 | 0.72417 | 0.89773 | 0.76114 | 0.78584 | 0.52976 | 0.60087 | 0.50186
5229 | 2004-08-05 | 21:00 | 0.71019 | 0.89773 | 0.71019 | 0.72428 | 0.73974 | 0.74283 | 0.7318 | 0.86457 | 0.74207 | 0.76114 | 0.5169 | 0.58232 | 0.48481
5230 | 2004-08-05 | 22:00 | 0.65691 | 0.86457 | 0.65691 | 0.71019 | 0.74283 | 0.72483 | 0.69974 | 0.79762 | 0.69006 | 0.74207 | 0.51216 | 0.57532 | 0.47624
5231 | 2004-08-05 | 23:00 | 0.59663 | 0.79762 | 0.59663 | 0.65691 | 0.72483 | 0.67239 | 0.63211 | 0.727 | 0.62929 | 0.69006 | 0.52257 | 0.58085 | 0.48129
5232 | 2004-08-06 | 00:00 | 0.54759 | 0.727 | 0.54759 | 0.59663 | 0.67239 | 0.60971 | 0.5663 | 0.66972 | 0.58024 | 0.62929 | 0.55595 | 0.60052 | 0.50795
5233 | 2004-08-06 | 01:00 | 0.51379 | 0.66972 | 0.51379 | 0.54759 | 0.60971 | 0.56086 | 0.51596 | 0.63015 | 0.54891 | 0.58024 | 0.59848 | 0.63083 | 0.54501
5234 | 2004-08-06 | 02:00 | 0.49009 | 0.63015 | 0.49009 | 0.51379 | 0.56086 | 0.52949 | 0.48536 | 0.60202 | 0.5248 | 0.54891 | 0.64721 | 0.67651 | 0.59621
5235 | 2004-08-06 | 03:00 | 0.47894 | 0.60202 | 0.47894 | 0.49009 | 0.52949 | 0.51074 | 0.4677 | 0.58335 | 0.50978 | 0.5248 | 0.67899 | 0.7212 | 0.6487
5236 | 2004-08-06 | 04:00 | 0.48052 | 0.58335 | 0.48052 | 0.47894 | 0.51074 | 0.49833 | 0.45916 | 0.57809 | 0.50584 | 0.50978 | 0.70483 | 0.76413 | 0.69261
5237 | 2004-08-06 | 05:00 | 0.50508 | 0.57809 | 0.50508 | 0.48052 | 0.49833 | 0.49868 | 0.46421 | 0.59545 | 0.51812 | 0.50584 | 0.72179 | 0.79512 | 0.73396
5238 | 2004-08-06 | 06:00 | 0.53967 | 0.59545 | 0.53967 | 0.50508 | 0.49868 | 0.51757 | 0.49353 | 0.62541 | 0.54329 | 0.51812 | 0.73038 | 0.81415 | 0.7605
5239 | 2004-08-06 | 07:00 | 0.58464 | 0.62541 | 0.58464 | 0.53967 | 0.51757 | 0.55548 | 0.54677 | 0.63845 | 0.56875 | 0.54329 | 0.73438 | 0.83078 | 0.77734
5240 | 2004-08-06 | 08:00 | 0.62276 | 0.63845 | 0.62276 | 0.58464 | 0.55548 | 0.61692 | 0.61424 | 0.66443 | 0.60334 | 0.56875 | 0.73738 | 0.84812 | 0.79807
5241 | 2004-08-06 | 09:00 | 0.64883 | 0.66443 | 0.64883 | 0.62276 | 0.61692 | 0.66708 | 0.66002 | 0.70218 | 0.63307 | 0.60334 | 0.73259 | 0.86336 | 0.8152
5242 | 2004-08-06 | 10:00 | 0.67007 | 0.70218 | 0.67007 | 0.64883 | 0.66708 | 0.70355 | 0.68958 | 0.74543 | 0.66324 | 0.63307 | 0.73366 | 0.87355 | 0.82644
5243 | 2004-08-06 | 11:00 | 0.67986 | 0.74543 | 0.67986 | 0.67007 | 0.70355 | 0.72669 | 0.70961 | 0.78443 | 0.68931 | 0.66324 | 0.72764 | 0.86605 | 0.82738
5244 | 2004-08-06 | 12:00 | 0.68125 | 0.78443 | 0.68125 | 0.67986 | 0.72669 | 0.73562 | 0.71645 | 0.81988 | 0.71123 | 0.68931 | 0.71998 | 0.84946 | 0.80944
5245 | 2004-08-06 | 13:00 | 0.682 | 0.81988 | 0.682 | 0.68125 | 0.73562 | 0.7358 | 0.71861 | 0.85376 | 0.73097 | 0.71123 | 0.7031 | 0.82239 | 0.77091
5246 | 2004-08-06 | 14:00 | 0.67894 | 0.85376 | 0.67894 | 0.682 | 0.7358 | 0.73742 | 0.72272 | 0.87551 | 0.74668 | 0.73097 | 0.6854 | 0.80563 | 0.73691
5247 | 2004-08-06 | 15:00 | 0.67363 | 0.87551 | 0.67363 | 0.67894 | 0.73742 | 0.73598 | 0.71815 | 0.89128 | 0.75678 | 0.74668 | 0.68221 | 0.79268 | 0.74023
5248 | 2004-08-06 | 16:00 | 0.66779 | 0.89128 | 0.66779 | 0.67363 | 0.73598 | 0.73017 | 0.7104 | 0.89324 | 0.75799 | 0.75678 | 0.66893 | 0.75557 | 0.71153
5249 | 2004-08-06 | 17:00 | 0.65647 | 0.89324 | 0.65647 | 0.66779 | 0.73017 | 0.72184 | 0.70459 | 0.87704 | 0.74503 | 0.75799 | 0.62403 | 0.70132 | 0.65413
5250 | 2004-08-06 | 18:00 | 0.63834 | 0.87704 | 0.63834 | 0.65647 | 0.72184 | 0.70562 | 0.69037 | 0.84111 | 0.72149 | 0.74503 | 0.57351 | 0.65093 | 0.59304
5251 | 2004-08-06 | 19:00 | 0.61869 | 0.84111 | 0.61869 | 0.63834 | 0.70562 | 0.68048 | 0.66985 | 0.798 | 0.68787 | 0.72149 | 0.54163 | 0.61181 | 0.54466
5252 | 2004-08-06 | 20:00 | 0.62362 | 0.798 | 0.62362 | 0.61869 | 0.68048 | 0.66335 | 0.6521 | 0.77895 | 0.67014 | 0.68787 | 0.51839 | 0.58486 | 0.5117
5253 | 2004-08-06 | 21:00 | 0.61421 | 0.77895 | 0.61421 | 0.62362 | 0.66335 | 0.67045 | 0.6652 | 0.75265 | 0.65515 | 0.67014 | 0.50612 | 0.56578 | 0.48978
5254 | 2004-08-06 | 22:00 | 0.57274 | 0.75265 | 0.57274 | 0.61421 | 0.67045 | 0.6542 | 0.6419 | 0.70319 | 0.61602 | 0.65515 | 0.4987 | 0.55061 | 0.47851
5255 | 2004-08-06 | 23:00 | 0.52722 | 0.70319 | 0.52722 | 0.57274 | 0.6542 | 0.61031 | 0.58642 | 0.64748 | 0.5662 | 0.61602 | 0.49904 | 0.5474 | 0.47576
5256 | 2004-08-07 | 00:00 | 0.48477 | 0.64748 | 0.48477 | 0.52722 | 0.61031 | 0.56143 | 0.52666 | 0.59661 | 0.52436 | 0.5662 | 0.50562 | 0.54797 | 0.48408
5257 | 2004-08-07 | 01:00 | 0.45869 | 0.59661 | 0.45869 | 0.48477 | 0.56143 | 0.51957 | 0.48064 | 0.5604 | 0.49496 | 0.52436 | 0.51964 | 0.55776 | 0.49143
5258 | 2004-08-07 | 02:00 | 0.44286 | 0.5604 | 0.44286 | 0.45869 | 0.51957 | 0.49228 | 0.45198 | 0.5342 | 0.47464 | 0.49496 | 0.55674 | 0.60406 | 0.52082
5259 | 2004-08-07 | 03:00 | 0.43325 | 0.5342 | 0.43325 | 0.44286 | 0.49228 | 0.47469 | 0.43506 | 0.51402 | 0.46237 | 0.47464 | 0.60077 | 0.66022 | 0.57494
5260 | 2004-08-07 | 04:00 | 0.43074 | 0.51402 | 0.43074 | 0.43325 | 0.47469 | 0.4646 | 0.42631 | 0.50368 | 0.45686 | 0.46237 | 0.63526 | 0.71704 | 0.62647
5261 | 2004-08-07 | 05:00 | 0.43928 | 0.50368 | 0.43928 | 0.43074 | 0.4646 | 0.46151 | 0.42561 | 0.50375 | 0.4598 | 0.45686 | 0.65629 | 0.76493 | 0.66922
5262 | 2004-08-07 | 06:00 | 0.44814 | 0.50375 | 0.44814 | 0.43928 | 0.46151 | 0.4671 | 0.43332 | 0.51192 | 0.4641 | 0.4598 | 0.66353 | 0.80202 | 0.69983
5263 | 2004-08-07 | 07:00 | 0.47624 | 0.51192 | 0.47624 | 0.44814 | 0.4671 | 0.47638 | 0.45161 | 0.51749 | 0.47549 | 0.4641 | 0.66584 | 0.83253 | 0.72306
5264 | 2004-08-07 | 08:00 | 0.51617 | 0.51749 | 0.51617 | 0.47624 | 0.47638 | 0.50979 | 0.49859 | 0.54787 | 0.50733 | 0.47549 | 0.6664 | 0.85484 | 0.74331
5265 | 2004-08-07 | 09:00 | 0.55099 | 0.54787 | 0.55099 | 0.51617 | 0.50979 | 0.55225 | 0.55469 | 0.591 | 0.54559 | 0.50733 | 0.67047 | 0.87059 | 0.76312
5266 | 2004-08-07 | 10:00 | 0.57329 | 0.591 | 0.57329 | 0.55099 | 0.55225 | 0.58921 | 0.60109 | 0.63485 | 0.58114 | 0.54559 | 0.67633 | 0.88097 | 0.78216
5267 | 2004-08-07 | 11:00 | 0.58111 | 0.63485 | 0.58111 | 0.57329 | 0.58921 | 0.61418 | 0.62577 | 0.6698 | 0.61293 | 0.58114 | 0.68626 | 0.8807 | 0.78959
5268 | 2004-08-07 | 12:00 | 0.5831 | 0.6698 | 0.5831 | 0.58111 | 0.61418 | 0.62378 | 0.63315 | 0.69974 | 0.64021 | 0.61293 | 0.68908 | 0.87372 | 0.77852
5269 | 2004-08-07 | 13:00 | 0.57969 | 0.69974 | 0.57969 | 0.5831 | 0.62378 | 0.62466 | 0.62734 | 0.72718 | 0.66613 | 0.64021 | 0.68115 | 0.84573 | 0.75181
5270 | 2004-08-07 | 14:00 | 0.57399 | 0.72718 | 0.57399 | 0.57969 | 0.62466 | 0.61868 | 0.61789 | 0.75533 | 0.68872 | 0.66613 | 0.66717 | 0.82772 | 0.72344
5271 | 2004-08-07 | 15:00 | 0.57076 | 0.75533 | 0.57076 | 0.57399 | 0.61868 | 0.61154 | 0.60756 | 0.77969 | 0.70876 | 0.68872 | 0.66297 | 0.80909 | 0.72531
5272 | 2004-08-07 | 16:00 | 0.57038 | 0.77969 | 0.57038 | 0.57076 | 0.61154 | 0.6063 | 0.60114 | 0.79254 | 0.7236 | 0.70876 | 0.65312 | 0.76588 | 0.69994
5273 | 2004-08-07 | 17:00 | 0.57195 | 0.79254 | 0.57195 | 0.57038 | 0.6063 | 0.60581 | 0.60114 | 0.78965 | 0.72679 | 0.7236 | 0.60952 | 0.70892 | 0.64716
5274 | 2004-08-07 | 18:00 | 0.56782 | 0.78965 | 0.56782 | 0.57195 | 0.60581 | 0.60381 | 0.60329 | 0.76801 | 0.71404 | 0.72679 | 0.56321 | 0.65846 | 0.59294
5275 | 2004-08-07 | 19:00 | 0.56043 | 0.76801 | 0.56043 | 0.56782 | 0.60381 | 0.59885 | 0.59798 | 0.73618 | 0.68591 | 0.71404 | 0.52699 | 0.61696 | 0.55072
5276 | 2004-08-07 | 20:00 | 0.57471 | 0.73618 | 0.57471 | 0.56043 | 0.59885 | 0.59642 | 0.59376 | 0.72118 | 0.66692 | 0.68591 | 0.5033 | 0.58829 | 0.51694
5277 | 2004-08-07 | 21:00 | 0.57222 | 0.72118 | 0.57222 | 0.57471 | 0.59642 | 0.61823 | 0.61374 | 0.70293 | 0.65232 | 0.66692 | 0.4906 | 0.56697 | 0.48843
5278 | 2004-08-07 | 22:00 | 0.54076 | 0.70293 | 0.54076 | 0.57222 | 0.61823 | 0.61246 | 0.59504 | 0.65953 | 0.61262 | 0.65232 | 0.4851 | 0.55188 | 0.4757
5279 | 2004-08-07 | 23:00 | 0.49928 | 0.65953 | 0.49928 | 0.54076 | 0.61246 | 0.5813 | 0.54939 | 0.60904 | 0.56674 | 0.61262 | 0.48275 | 0.54463 | 0.46977
5280 | 2004-08-08 | 00:00 | 0.46339 | 0.60904 | 0.46339 | 0.49928 | 0.5813 | 0.54131 | 0.50008 | 0.56396 | 0.52662 | 0.56674 | 0.48568 | 0.53985 | 0.4721
5281 | 2004-08-08 | 01:00 | 0.43998 | 0.56396 | 0.43998 | 0.46339 | 0.54131 | 0.50378 | 0.46123 | 0.53099 | 0.49764 | 0.52662 | 0.4922 | 0.54399 | 0.46908
5282 | 2004-08-08 | 02:00 | 0.42402 | 0.53099 | 0.42402 | 0.43998 | 0.50378 | 0.47804 | 0.4344 | 0.50738 | 0.47549 | 0.49764 | 0.52441 | 0.58498 | 0.48926
5283 | 2004-08-08 | 03:00 | 0.41347 | 0.50738 | 0.41347 | 0.42402 | 0.47804 | 0.46049 | 0.41939 | 0.49141 | 0.46078 | 0.47549 | 0.56795 | 0.64057 | 0.53542
5284 | 2004-08-08 | 04:00 | 0.41163 | 0.49141 | 0.41163 | 0.41347 | 0.46049 | 0.45046 | 0.40989 | 0.48137 | 0.45243 | 0.46078 | 0.60164 | 0.69631 | 0.58418
5285 | 2004-08-08 | 05:00 | 0.41484 | 0.48137 | 0.41484 | 0.41163 | 0.45046 | 0.44659 | 0.40923 | 0.47912 | 0.45155 | 0.45243 | 0.626 | 0.74742 | 0.63223
5286 | 2004-08-08 | 06:00 | 0.41462 | 0.47912 | 0.41462 | 0.41484 | 0.44659 | 0.44691 | 0.41135 | 0.48171 | 0.45233 | 0.45155 | 0.64399 | 0.7872 | 0.67205
5287 | 2004-08-08 | 07:00 | 0.43547 | 0.48171 | 0.43547 | 0.41462 | 0.44691 | 0.44614 | 0.41964 | 0.48612 | 0.45823 | 0.45233 | 0.66097 | 0.82379 | 0.70618
5288 | 2004-08-08 | 08:00 | 0.47442 | 0.48612 | 0.47442 | 0.43547 | 0.44614 | 0.47125 | 0.45663 | 0.51882 | 0.49043 | 0.45823 | 0.67569 | 0.85497 | 0.73798
5289 | 2004-08-08 | 09:00 | 0.51396 | 0.51882 | 0.51396 | 0.47442 | 0.47125 | 0.51275 | 0.5078 | 0.56364 | 0.52529 | 0.49043 | 0.68743 | 0.88072 | 0.76366
5290 | 2004-08-08 | 10:00 | 0.54323 | 0.56364 | 0.54323 | 0.51396 | 0.51275 | 0.5546 | 0.55075 | 0.61593 | 0.55731 | 0.52529 | 0.70406 | 0.89878 | 0.78257
5291 | 2004-08-08 | 11:00 | 0.56485 | 0.61593 | 0.56485 | 0.54323 | 0.5546 | 0.58478 | 0.57833 | 0.66304 | 0.58606 | 0.55731 | 0.72107 | 0.9074 | 0.79225
5292 | 2004-08-08 | 12:00 | 0.57949 | 0.66304 | 0.57949 | 0.56485 | 0.58478 | 0.60602 | 0.59537 | 0.70861 | 0.61594 | 0.58606 | 0.73142 | 0.89788 | 0.78786
5293 | 2004-08-08 | 13:00 | 0.59153 | 0.70861 | 0.59153 | 0.57949 | 0.60602 | 0.61805 | 0.60321 | 0.74598 | 0.64096 | 0.61594 | 0.72847 | 0.87711 | 0.76786
5294 | 2004-08-08 | 14:00 | 0.59878 | 0.74598 | 0.59878 | 0.59153 | 0.61805 | 0.62333 | 0.60172 | 0.77574 | 0.66275 | 0.64096 | 0.7163 | 0.86408 | 0.73807
5295 | 2004-08-08 | 15:00 | 0.60741 | 0.77574 | 0.60741 | 0.59878 | 0.62333 | 0.62231 | 0.59823 | 0.79793 | 0.68153 | 0.66275 | 0.71056 | 0.84628 | 0.74366
5296 | 2004-08-08 | 16:00 | 0.61938 | 0.79793 | 0.61938 | 0.60741 | 0.62231 | 0.62248 | 0.59724 | 0.80891 | 0.69871 | 0.68153 | 0.69501 | 0.7989 | 0.7124
5297 | 2004-08-08 | 17:00 | 0.62961 | 0.80891 | 0.62961 | 0.61938 | 0.62248 | 0.63092 | 0.60491 | 0.80648 | 0.70876 | 0.69871 | 0.63654 | 0.732 | 0.65127
5298 | 2004-08-08 | 18:00 | 0.6268 | 0.80648 | 0.6268 | 0.62961 | 0.63092 | 0.63792 | 0.61283 | 0.78856 | 0.70508 | 0.70876 | 0.57873 | 0.67559 | 0.59049
5299 | 2004-08-08 | 19:00 | 0.61637 | 0.78856 | 0.61637 | 0.6268 | 0.63792 | 0.6337 | 0.61055 | 0.75914 | 0.68617 | 0.70508 | 0.54096 | 0.63484 | 0.54295
5300 | 2004-08-08 | 20:00 | 0.63588 | 0.75914 | 0.63588 | 0.61637 | 0.6337 | 0.62909 | 0.60885 | 0.74572 | 0.67517 | 0.68617 | 0.51978 | 0.6066 | 0.51321
5301 | 2004-08-08 | 21:00 | 0.63516 | 0.74572 | 0.63516 | 0.63588 | 0.62909 | 0.65681 | 0.63302 | 0.72828 | 0.66504 | 0.67517 | 0.50833 | 0.5873 | 0.49738
5302 | 2004-08-08 | 22:00 | 0.59576 | 0.72828 | 0.59576 | 0.63516 | 0.65681 | 0.65427 | 0.61262 | 0.67724 | 0.62099 | 0.66504 | 0.50519 | 0.57973 | 0.49045
5303 | 2004-08-08 | 23:00 | 0.55039 | 0.67724 | 0.55039 | 0.59576 | 0.65427 | 0.62248 | 0.56083 | 0.61464 | 0.57215 | 0.62099 | 0.51339 | 0.5868 | 0.499
5304 | 2004-08-09 | 00:00 | 0.51036 | 0.61464 | 0.51036 | 0.55039 | 0.62248 | 0.57933 | 0.50796 | 0.56874 | 0.53554 | 0.57215 | 0.54687 | 0.60981 | 0.53225
5305 | 2004-08-09 | 01:00 | 0.48435 | 0.56874 | 0.48435 | 0.51036 | 0.57933 | 0.54103 | 0.47135 | 0.53814 | 0.50818 | 0.53554 | 0.59121 | 0.64214 | 0.57878
5306 | 2004-08-09 | 02:00 | 0.46777 | 0.53814 | 0.46777 | 0.48435 | 0.54103 | 0.515 | 0.44842 | 0.51904 | 0.49123 | 0.50818 | 0.64532 | 0.69093 | 0.63248
5307 | 2004-08-09 | 03:00 | 0.46302 | 0.51904 | 0.46302 | 0.46777 | 0.515 | 0.5009 | 0.43652 | 0.50733 | 0.48012 | 0.49123 | 0.69219 | 0.73943 | 0.69254
5308 | 2004-08-09 | 04:00 | 0.46877 | 0.50733 | 0.46877 | 0.46302 | 0.5009 | 0.49295 | 0.432 | 0.50757 | 0.48273 | 0.48012 | 0.72812 | 0.79116 | 0.74604
5309 | 2004-08-09 | 05:00 | 0.49829 | 0.50757 | 0.49829 | 0.46877 | 0.49295 | 0.49703 | 0.43996 | 0.52715 | 0.5021 | 0.48273 | 0.75737 | 0.83714 | 0.79552
5310 | 2004-08-09 | 06:00 | 0.5388 | 0.52715 | 0.5388 | 0.49829 | 0.49703 | 0.52052 | 0.47313 | 0.56698 | 0.53603 | 0.5021 | 0.78231 | 0.87681 | 0.82889
5311 | 2004-08-09 | 07:00 | 0.59176 | 0.56698 | 0.59176 | 0.5388 | 0.52052 | 0.56554 | 0.52836 | 0.5862 | 0.56867 | 0.53603 | 0.80757 | 0.90946 | 0.85775
5312 | 2004-08-09 | 08:00 | 0.64278 | 0.5862 | 0.64278 | 0.59176 | 0.56554 | 0.63767 | 0.6062 | 0.61506 | 0.60873 | 0.56867 | 0.83001 | 0.93676 | 0.88542
5313 | 2004-08-09 | 09:00 | 0.68438 | 0.61506 | 0.68438 | 0.64278 | 0.63767 | 0.69817 | 0.66392 | 0.66205 | 0.65051 | 0.60873 | 0.84787 | 0.95709 | 0.90638
5314 | 2004-08-09 | 10:00 | 0.72505 | 0.66205 | 0.72505 | 0.68438 | 0.69817 | 0.74463 | 0.70488 | 0.71421 | 0.69513 | 0.65051 | 0.85178 | 0.96909 | 0.91796
5315 | 2004-08-09 | 11:00 | 0.75531 | 0.71421 | 0.75531 | 0.72505 | 0.74463 | 0.78159 | 0.73789 | 0.76869 | 0.73836 | 0.69513 | 0.85473 | 0.96663 | 0.91938
5316 | 2004-08-09 | 12:00 | 0.77722 | 0.76869 | 0.77722 | 0.75531 | 0.78159 | 0.80477 | 0.75618 | 0.81688 | 0.77719 | 0.73836 | 0.8497 | 0.94356 | 0.90012
5317 | 2004-08-09 | 13:00 | 0.79643 | 0.81688 | 0.79643 | 0.77722 | 0.80477 | 0.81831 | 0.76543 | 0.8583 | 0.81377 | 0.77719 | 0.83293 | 0.91004 | 0.85716
5318 | 2004-08-09 | 14:00 | 0.81108 | 0.8583 | 0.81108 | 0.79643 | 0.81831 | 0.82999 | 0.77745 | 0.88747 | 0.84053 | 0.81377 | 0.80653 | 0.8924 | 0.82027
5319 | 2004-08-09 | 15:00 | 0.82285 | 0.88747 | 0.82285 | 0.81108 | 0.82999 | 0.83674 | 0.78239 | 0.90613 | 0.86119 | 0.84053 | 0.79517 | 0.87188 | 0.81714
5320 | 2004-08-09 | 16:00 | 0.83293 | 0.90613 | 0.83293 | 0.82285 | 0.83674 | 0.84307 | 0.78496 | 0.9092 | 0.8714 | 0.86119 | 0.7677 | 0.81885 | 0.7748
5321 | 2004-08-09 | 17:00 | 0.83207 | 0.9092 | 0.83207 | 0.83293 | 0.84307 | 0.84567 | 0.7891 | 0.89795 | 0.86563 | 0.8714 | 0.69589 | 0.74197 | 0.69358
5322 | 2004-08-09 | 18:00 | 0.81312 | 0.89795 | 0.81312 | 0.83207 | 0.84567 | 0.83544 | 0.78516 | 0.86962 | 0.84697 | 0.86563 | 0.62783 | 0.68187 | 0.62124
5323 | 2004-08-09 | 19:00 | 0.78339 | 0.86962 | 0.78339 | 0.81312 | 0.83544 | 0.80902 | 0.76862 | 0.8349 | 0.81361 | 0.84697 | 0.58597 | 0.64045 | 0.56712
5324 | 2004-08-09 | 20:00 | 0.78119 | 0.8349 | 0.78119 | 0.78339 | 0.80902 | 0.78254 | 0.75021 | 0.81568 | 0.7911 | 0.81361 | 0.55512 | 0.61161 | 0.53639
5325 | 2004-08-09 | 21:00 | 0.75882 | 0.81568 | 0.75882 | 0.78119 | 0.78254 | 0.78993 | 0.76203 | 0.78559 | 0.76564 | 0.7911 | 0.53878 | 0.59148 | 0.51694
5326 | 2004-08-09 | 22:00 | 0.70073 | 0.78559 | 0.70073 | 0.75882 | 0.78993 | 0.76981 | 0.72649 | 0.72235 | 0.70361 | 0.76564 | 0.53037 | 0.58217 | 0.50639
5327 | 2004-08-09 | 23:00 | 0.63598 | 0.72235 | 0.63598 | 0.70073 | 0.76981 | 0.71199 | 0.65119 | 0.65316 | 0.63189 | 0.70361 | 0.53862 | 0.58981 | 0.5117
5328 | 2004-08-10 | 00:00 | 0.5768 | 0.65316 | 0.5768 | 0.63598 | 0.71199 | 0.64844 | 0.57874 | 0.6008 | 0.5848 | 0.63189 | 0.57117 | 0.61098 | 0.54105
5329 | 2004-08-10 | 01:00 | 0.54305 | 0.6008 | 0.54305 | 0.5768 | 0.64844 | 0.5961 | 0.52666 | 0.56601 | 0.55342 | 0.5848 | 0.61237 | 0.6399 | 0.58586
5330 | 2004-08-10 | 02:00 | 0.5208 | 0.56601 | 0.5208 | 0.54305 | 0.5961 | 0.56343 | 0.49822 | 0.5413 | 0.52987 | 0.55342 | 0.6615 | 0.68767 | 0.64098
5331 | 2004-08-10 | 03:00 | 0.51036 | 0.5413 | 0.51036 | 0.5208 | 0.56343 | 0.54099 | 0.4818 | 0.52834 | 0.51403 | 0.52987 | 0.70318 | 0.73534 | 0.70431
5332 | 2004-08-10 | 04:00 | 0.51284 | 0.52834 | 0.51284 | 0.51036 | 0.54099 | 0.52974 | 0.47375 | 0.52559 | 0.50738 | 0.51403 | 0.73073 | 0.78189 | 0.75687
5333 | 2004-08-10 | 05:00 | 0.54029 | 0.52559 | 0.54029 | 0.51284 | 0.52974 | 0.53128 | 0.47931 | 0.54473 | 0.52111 | 0.50738 | 0.7595 | 0.83283 | 0.8068
5334 | 2004-08-10 | 06:00 | 0.58442 | 0.54473 | 0.58442 | 0.54029 | 0.53128 | 0.5533 | 0.50991 | 0.58183 | 0.55035 | 0.52111 | 0.78063 | 0.87205 | 0.84384
5335 | 2004-08-10 | 07:00 | 0.63417 | 0.58183 | 0.63417 | 0.58442 | 0.5533 | 0.59892 | 0.56635 | 0.60457 | 0.57743 | 0.55035 | 0.80893 | 0.90742 | 0.87585
5336 | 2004-08-10 | 08:00 | 0.68264 | 0.60457 | 0.68264 | 0.63417 | 0.59892 | 0.67028 | 0.64418 | 0.63447 | 0.61107 | 0.57743 | 0.82852 | 0.93681 | 0.90694
5337 | 2004-08-10 | 09:00 | 0.72612 | 0.63447 | 0.72612 | 0.68264 | 0.67028 | 0.73204 | 0.70849 | 0.67736 | 0.64637 | 0.61107 | 0.84401 | 0.9591 | 0.93303
5338 | 2004-08-10 | 10:00 | 0.77365 | 0.67736 | 0.77365 | 0.72612 | 0.73204 | 0.77836 | 0.75352 | 0.72765 | 0.68715 | 0.64637 | 0.85404 | 0.97019 | 0.95105
5339 | 2004-08-10 | 11:00 | 0.81268 | 0.72765 | 0.81268 | 0.77365 | 0.77836 | 0.81244 | 0.79499 | 0.77994 | 0.72649 | 0.68715 | 0.85774 | 0.96745 | 0.95566
5340 | 2004-08-10 | 12:00 | 0.84257 | 0.77994 | 0.84257 | 0.81268 | 0.81244 | 0.84553 | 0.82219 | 0.82244 | 0.76183 | 0.72649 | 0.85636 | 0.94431 | 0.9356
5341 | 2004-08-10 | 13:00 | 0.86636 | 0.82244 | 0.86636 | 0.84257 | 0.84553 | 0.86371 | 0.83774 | 0.8647 | 0.79372 | 0.76183 | 0.83858 | 0.91352 | 0.89442
5342 | 2004-08-10 | 14:00 | 0.88422 | 0.8647 | 0.88422 | 0.86636 | 0.86371 | 0.88 | 0.85462 | 0.89973 | 0.8208 | 0.79372 | 0.81465 | 0.89549 | 0.85492
5343 | 2004-08-10 | 15:00 | 0.89231 | 0.89973 | 0.89231 | 0.88422 | 0.88 | 0.88658 | 0.86246 | 0.92335 | 0.84046 | 0.8208 | 0.80179 | 0.87051 | 0.84659
5344 | 2004-08-10 | 16:00 | 0.89649 | 0.92335 | 0.89649 | 0.89231 | 0.88658 | 0.88942 | 0.86424 | 0.93036 | 0.84788 | 0.84046 | 0.77241 | 0.81397 | 0.79578
5345 | 2004-08-10 | 17:00 | 0.89102 | 0.93036 | 0.89102 | 0.89649 | 0.88942 | 0.88833 | 0.86362 | 0.9171 | 0.83554 | 0.84788 | 0.69959 | 0.73998 | 0.71722
5346 | 2004-08-10 | 18:00 | 0.86629 | 0.9171 | 0.86629 | 0.89102 | 0.88833 | 0.87806 | 0.84981 | 0.8843 | 0.80761 | 0.83554 | 0.6355 | 0.67913 | 0.63851
5347 | 2004-08-10 | 19:00 | 0.83221 | 0.8843 | 0.83221 | 0.86629 | 0.87806 | 0.84557 | 0.82128 | 0.8449 | 0.77216 | 0.80761 | 0.58823 | 0.63778 | 0.58142
5348 | 2004-08-10 | 20:00 | 0.83423 | 0.8449 | 0.83423 | 0.83221 | 0.84557 | 0.82218 | 0.80113 | 0.82582 | 0.75634 | 0.77216 | 0.55962 | 0.60839 | 0.54782
5349 | 2004-08-10 | 21:00 | 0.80956 | 0.82582 | 0.80956 | 0.83423 | 0.82218 | 0.82921 | 0.81162 | 0.7946 | 0.73027 | 0.75634 | 0.54109 | 0.59036 | 0.52539
5350 | 2004-08-10 | 22:00 | 0.74787 | 0.7946 | 0.74787 | 0.80956 | 0.82921 | 0.8073 | 0.77243 | 0.73138 | 0.67161 | 0.73027 | 0.53308 | 0.58097 | 0.51598
5351 | 2004-08-10 | 23:00 | 0.68031 | 0.73138 | 0.68031 | 0.74787 | 0.8073 | 0.75008 | 0.69696 | 0.66118 | 0.61058 | 0.67161 | 0.54221 | 0.58854 | 0.51896
5352 | 2004-08-11 | 00:00 | 0.62657 | 0.66118 | 0.62657 | 0.68031 | 0.75008 | 0.68435 | 0.62374 | 0.60984 | 0.56308 | 0.61058 | 0.57146 | 0.61064 | 0.54833
5353 | 2004-08-11 | 01:00 | 0.59113 | 0.60984 | 0.59113 | 0.62657 | 0.68435 | 0.63124 | 0.57012 | 0.57449 | 0.53041 | 0.56308 | 0.61309 | 0.64152 | 0.59381
5354 | 2004-08-11 | 02:00 | 0.56749 | 0.57449 | 0.56749 | 0.59113 | 0.63124 | 0.59878 | 0.53968 | 0.55145 | 0.50689 | 0.53041 | 0.66326 | 0.68936 | 0.64713
5355 | 2004-08-11 | 03:00 | 0.55388 | 0.55145 | 0.55388 | 0.56749 | 0.59878 | 0.57708 | 0.52376 | 0.53802 | 0.49288 | 0.50689 | 0.70353 | 0.73965 | 0.69723
5356 | 2004-08-11 | 04:00 | 0.55475 | 0.53802 | 0.55475 | 0.55388 | 0.57708 | 0.56645 | 0.51704 | 0.53295 | 0.48754 | 0.49288 | 0.73329 | 0.78951 | 0.74274
5357 | 2004-08-11 | 05:00 | 0.5831 | 0.53295 | 0.5831 | 0.55475 | 0.56645 | 0.56688 | 0.52384 | 0.55184 | 0.50099 | 0.48754 | 0.76424 | 0.83283 | 0.80864
5358 | 2004-08-11 | 06:00 | 0.62473 | 0.55184 | 0.62473 | 0.5831 | 0.56688 | 0.5916 | 0.56054 | 0.59059 | 0.53095 | 0.50099 | 0.79072 | 0.86655 | 0.85278
5359 | 2004-08-11 | 07:00 | 0.67889 | 0.59059 | 0.67889 | 0.62473 | 0.5916 | 0.64045 | 0.62448 | 0.60604 | 0.55453 | 0.53095 | 0.81436 | 0.89853 | 0.88269
5360 | 2004-08-11 | 08:00 | 0.72473 | 0.60604 | 0.72473 | 0.67889 | 0.64045 | 0.70879 | 0.7026 | 0.6412 | 0.57854 | 0.55453 | 0.83568 | 0.92182 | 0.91676
5361 | 2004-08-11 | 09:00 | 0.76651 | 0.6412 | 0.76651 | 0.72473 | 0.70879 | 0.76805 | 0.7556 | 0.68812 | 0.6011 | 0.57854 | 0.85215 | 0.93953 | 0.945
5362 | 2004-08-11 | 10:00 | 0.80715 | 0.68812 | 0.80715 | 0.76651 | 0.76805 | 0.81307 | 0.79188 | 0.73447 | 0.62571 | 0.6011 | 0.86575 | 0.94922 | 0.96053
5363 | 2004-08-11 | 11:00 | 0.84073 | 0.73447 | 0.84073 | 0.80715 | 0.81307 | 0.84747 | 0.82041 | 0.7824 | 0.64446 | 0.62571 | 0.86735 | 0.94755 | 0.96078
5364 | 2004-08-11 | 12:00 | 0.86989 | 0.7824 | 0.86989 | 0.84073 | 0.84747 | 0.86804 | 0.83832 | 0.82498 | 0.65987 | 0.64446 | 0.86248 | 0.92635 | 0.93717
5365 | 2004-08-11 | 13:00 | 0.8899 | 0.82498 | 0.8899 | 0.86989 | 0.86804 | 0.88584 | 0.85433 | 0.85905 | 0.67612 | 0.65987 | 0.84206 | 0.88633 | 0.89094
5366 | 2004-08-11 | 14:00 | 0.89207 | 0.85905 | 0.89207 | 0.8899 | 0.88584 | 0.89674 | 0.87332 | 0.8822 | 0.68831 | 0.67612 | 0.81614 | 0.86939 | 0.85068
5367 | 2004-08-11 | 15:00 | 0.88799 | 0.8822 | 0.88799 | 0.89207 | 0.89674 | 0.88359 | 0.87655 | 0.89054 | 0.69686 | 0.68831 | 0.8044 | 0.85161 | 0.84403
5368 | 2004-08-11 | 16:00 | 0.88099 | 0.89054 | 0.88099 | 0.88799 | 0.88359 | 0.85731 | 0.86789 | 0.88628 | 0.69905 | 0.69686 | 0.77475 | 0.79973 | 0.79503
5369 | 2004-08-11 | 17:00 | 0.85971 | 0.88628 | 0.85971 | 0.88099 | 0.85731 | 0.85116 | 0.85259 | 0.86957 | 0.68967 | 0.69905 | 0.70265 | 0.73171 | 0.71491
5370 | 2004-08-11 | 18:00 | 0.83314 | 0.86957 | 0.83314 | 0.85971 | 0.85116 | 0.83575 | 0.83273 | 0.83299 | 0.67527 | 0.68967 | 0.63502 | 0.6791 | 0.63765
5371 | 2004-08-11 | 19:00 | 0.80569 | 0.83299 | 0.80569 | 0.83314 | 0.83575 | 0.80874 | 0.81079 | 0.79023 | 0.65147 | 0.67527 | 0.59047 | 0.64107 | 0.58146
5372 | 2004-08-11 | 20:00 | 0.80329 | 0.79023 | 0.80329 | 0.80569 | 0.80874 | 0.79193 | 0.79648 | 0.76723 | 0.64175 | 0.65147 | 0.56122 | 0.61171 | 0.54797
5373 | 2004-08-11 | 21:00 | 0.77968 | 0.76723 | 0.77968 | 0.80329 | 0.79193 | 0.80069 | 0.80478 | 0.73534 | 0.63132 | 0.64175 | 0.5432 | 0.59447 | 0.52714
5374 | 2004-08-11 | 22:00 | 0.72035 | 0.73534 | 0.72035 | 0.77968 | 0.80069 | 0.77765 | 0.76812 | 0.67277 | 0.58456 | 0.63132 | 0.53524 | 0.58451 | 0.51554
5375 | 2004-08-11 | 23:00 | 0.65562 | 0.67277 | 0.65562 | 0.72035 | 0.77765 | 0.7231 | 0.69564 | 0.60516 | 0.53049 | 0.58456 | 0.54413 | 0.59205 | 0.51984
5376 | 2004-08-12 | 00:00 | 0.60335 | 0.60516 | 0.60335 | 0.65562 | 0.7231 | 0.6643 | 0.62328 | 0.5534 | 0.49445 | 0.53049 | 0.57391 | 0.61567 | 0.54741
5377 | 2004-08-12 | 01:00 | 0.5707 | 0.5534 | 0.5707 | 0.60335 | 0.6643 | 0.6158 | 0.57165 | 0.51834 | 0.46936 | 0.49445 | 0.6145 | 0.64531 | 0.59481
5378 | 2004-08-12 | 02:00 | 0.55279 | 0.51834 | 0.55279 | 0.5707 | 0.6158 | 0.58288 | 0.54254 | 0.49322 | 0.45207 | 0.46936 | 0.66315 | 0.68682 | 0.64647
5379 | 2004-08-12 | 03:00 | 0.54288 | 0.49322 | 0.54288 | 0.55279 | 0.58288 | 0.56396 | 0.52625 | 0.47739 | 0.44434 | 0.45207 | 0.7064 | 0.72498 | 0.7002
5380 | 2004-08-12 | 04:00 | 0.54514 | 0.47739 | 0.54514 | 0.54288 | 0.56396 | 0.55407 | 0.51912 | 0.47215 | 0.44712 | 0.44434 | 0.73776 | 0.76092 | 0.7483
5381 | 2004-08-12 | 05:00 | 0.57476 | 0.47215 | 0.57476 | 0.54514 | 0.55407 | 0.55548 | 0.52534 | 0.49154 | 0.46413 | 0.44712 | 0.76544 | 0.79519 | 0.78957
5382 | 2004-08-12 | 06:00 | 0.62262 | 0.49154 | 0.62262 | 0.57476 | 0.55548 | 0.58386 | 0.5622 | 0.52914 | 0.49602 | 0.46413 | 0.78886 | 0.82506 | 0.81957
5383 | 2004-08-12 | 07:00 | 0.67388 | 0.52914 | 0.67388 | 0.62262 | 0.58386 | 0.63845 | 0.62668 | 0.5402 | 0.52091 | 0.49602 | 0.81287 | 0.84416 | 0.83679
5384 | 2004-08-12 | 08:00 | 0.71622 | 0.5402 | 0.71622 | 0.67388 | 0.63845 | 0.70664 | 0.70414 | 0.56453 | 0.54685 | 0.52091 | 0.83464 | 0.86949 | 0.85967
5385 | 2004-08-12 | 09:00 | 0.75178 | 0.56453 | 0.75178 | 0.71622 | 0.70664 | 0.76274 | 0.76285 | 0.59666 | 0.5724 | 0.54685 | 0.84736 | 0.88956 | 0.87957
5386 | 2004-08-12 | 10:00 | 0.78839 | 0.59666 | 0.78839 | 0.75178 | 0.76274 | 0.8009 | 0.8059 | 0.63355 | 0.59641 | 0.5724 | 0.85324 | 0.90329 | 0.89231
5387 | 2004-08-12 | 11:00 | 0.81813 | 0.63355 | 0.81813 | 0.78839 | 0.8009 | 0.8283 | 0.84135 | 0.66734 | 0.61697 | 0.59641 | 0.85353 | 0.90595 | 0.89258
5388 | 2004-08-12 | 12:00 | 0.83936 | 0.66734 | 0.83936 | 0.81813 | 0.8283 | 0.84961 | 0.86536 | 0.69825 | 0.63485 | 0.61697 | 0.84409 | 0.88697 | 0.87542
5389 | 2004-08-12 | 13:00 | 0.85585 | 0.69825 | 0.85585 | 0.83936 | 0.84961 | 0.86234 | 0.87991 | 0.73029 | 0.656 | 0.63485 | 0.8233 | 0.85587 | 0.83481
5390 | 2004-08-12 | 14:00 | 0.85977 | 0.73029 | 0.85977 | 0.85585 | 0.86234 | 0.87413 | 0.89563 | 0.76176 | 0.67169 | 0.656 | 0.7982 | 0.85178 | 0.80099
5391 | 2004-08-12 | 15:00 | 0.85432 | 0.76176 | 0.85432 | 0.85977 | 0.87413 | 0.87806 | 0.89949 | 0.7867 | 0.68001 | 0.67169 | 0.78833 | 0.83714 | 0.80111
5392 | 2004-08-12 | 16:00 | 0.84675 | 0.7867 | 0.84675 | 0.85432 | 0.87806 | 0.87388 | 0.89808 | 0.79921 | 0.68274 | 0.68001 | 0.76001 | 0.79031 | 0.76331
5393 | 2004-08-12 | 17:00 | 0.83013 | 0.79921 | 0.83013 | 0.84675 | 0.87388 | 0.86248 | 0.89264 | 0.79592 | 0.67414 | 0.68274 | 0.6956 | 0.71641 | 0.6896
5394 | 2004-08-12 | 18:00 | 0.80155 | 0.79592 | 0.80155 | 0.83013 | 0.86248 | 0.84929 | 0.87436 | 0.77149 | 0.6586 | 0.67414 | 0.62863 | 0.6602 | 0.61843
5395 | 2004-08-12 | 19:00 | 0.7815 | 0.77149 | 0.7815 | 0.80155 | 0.84929 | 0.81634 | 0.84836 | 0.7323 | 0.63354 | 0.6586 | 0.58674 | 0.62291 | 0.56712
5396 | 2004-08-12 | 20:00 | 0.78471 | 0.7323 | 0.78471 | 0.7815 | 0.81634 | 0.79967 | 0.83646 | 0.71302 | 0.63093 | 0.63354 | 0.55914 | 0.59748 | 0.53625
5397 | 2004-08-12 | 21:00 | 0.75878 | 0.71302 | 0.75878 | 0.78471 | 0.79967 | 0.80899 | 0.84579 | 0.68837 | 0.62099 | 0.63093 | 0.54155 | 0.57903 | 0.51706
5398 | 2004-08-12 | 22:00 | 0.70496 | 0.68837 | 0.70496 | 0.75878 | 0.80899 | 0.78673 | 0.80731 | 0.63223 | 0.57568 | 0.62099 | 0.53385 | 0.572 | 0.5078
5399 | 2004-08-12 | 23:00 | 0.65342 | 0.63223 | 0.65342 | 0.70496 | 0.78673 | 0.73686 | 0.73445 | 0.56804 | 0.52163 | 0.57568 | 0.54219 | 0.57701 | 0.51293
5400 | 2004-08-13 | 00:00 | 0.6005 | 0.56804 | 0.6005 | 0.65342 | 0.73686 | 0.67928 | 0.66205 | 0.51704 | 0.48123 | 0.52163 | 0.57149 | 0.60284 | 0.54075
5401 | 2004-08-13 | 01:00 | 0.57367 | 0.51704 | 0.57367 | 0.6005 | 0.67928 | 0.6274 | 0.60926 | 0.48388 | 0.45797 | 0.48123 | 0.61064 | 0.63176 | 0.58605
5402 | 2004-08-13 | 02:00 | 0.55545 | 0.48388 | 0.55545 | 0.57367 | 0.6274 | 0.59607 | 0.57928 | 0.46236 | 0.44259 | 0.45797 | 0.65879 | 0.67068 | 0.63218
5403 | 2004-08-13 | 03:00 | 0.54709 | 0.46236 | 0.54709 | 0.55545 | 0.59607 | 0.57584 | 0.5583 | 0.44805 | 0.4344 | 0.44259 | 0.70023 | 0.71148 | 0.68328
5404 | 2004-08-13 | 04:00 | 0.55276 | 0.44805 | 0.55276 | 0.54709 | 0.57584 | 0.56396 | 0.54806 | 0.44595 | 0.43545 | 0.4344 | 0.73355 | 0.75504 | 0.72775
5405 | 2004-08-13 | 05:00 | 0.57998 | 0.44595 | 0.57998 | 0.55276 | 0.56396 | 0.56642 | 0.55399 | 0.46722 | 0.4531 | 0.43545 | 0.75921 | 0.79141 | 0.77087
5406 | 2004-08-13 | 06:00 | 0.62789 | 0.46722 | 0.62789 | 0.57998 | 0.56642 | 0.59308 | 0.58953 | 0.50697 | 0.48605 | 0.4531 | 0.77768 | 0.82301 | 0.8002
5407 | 2004-08-13 | 07:00 | 0.67299 | 0.50697 | 0.67299 | 0.62789 | 0.59308 | 0.64636 | 0.65168 | 0.52293 | 0.51052 | 0.48605 | 0.80017 | 0.8524 | 0.81975
5408 | 2004-08-13 | 08:00 | 0.71293 | 0.52293 | 0.71293 | 0.67299 | 0.64636 | 0.71519 | 0.72587 | 0.5477 | 0.53796 | 0.51052 | 0.81896 | 0.8673 | 0.84264
5409 | 2004-08-13 | 09:00 | 0.74237 | 0.5477 | 0.74237 | 0.71293 | 0.71519 | 0.77273 | 0.78268 | 0.58511 | 0.56318 | 0.53796 | 0.83163 | 0.87158 | 0.86254
5410 | 2004-08-13 | 10:00 | 0.76843 | 0.58511 | 0.76843 | 0.74237 | 0.77273 | 0.81237 | 0.82617 | 0.6237 | 0.58956 | 0.56318 | 0.83453 | 0.86961 | 0.87397
5411 | 2004-08-13 | 11:00 | 0.78224 | 0.6237 | 0.78224 | 0.76843 | 0.81237 | 0.84423 | 0.85881 | 0.65702 | 0.6087 | 0.58956 | 0.83725 | 0.85611 | 0.86974
5412 | 2004-08-13 | 12:00 | 0.78185 | 0.65702 | 0.78185 | 0.78224 | 0.84423 | 0.8603 | 0.87718 | 0.6909 | 0.62728 | 0.6087 | 0.827 | 0.83056 | 0.84395
5413 | 2004-08-13 | 13:00 | 0.78592 | 0.6909 | 0.78592 | 0.78185 | 0.8603 | 0.85974 | 0.87962 | 0.72893 | 0.6466 | 0.62728 | 0.80701 | 0.79808 | 0.7938
5414 | 2004-08-13 | 14:00 | 0.78705 | 0.72893 | 0.78705 | 0.78592 | 0.85974 | 0.85833 | 0.87937 | 0.7569 | 0.66252 | 0.6466 | 0.78242 | 0.78279 | 0.75987
5415 | 2004-08-13 | 15:00 | 0.7852 | 0.7569 | 0.7852 | 0.78705 | 0.85833 | 0.84757 | 0.87108 | 0.77301 | 0.67303 | 0.66252 | 0.7722 | 0.75357 | 0.76183
5416 | 2004-08-13 | 16:00 | 0.78595 | 0.77301 | 0.78595 | 0.7852 | 0.84757 | 0.83424 | 0.85823 | 0.78112 | 0.67707 | 0.67303 | 0.74532 | 0.71499 | 0.72564
5417 | 2004-08-13 | 17:00 | 0.77972 | 0.78112 | 0.77972 | 0.78595 | 0.83424 | 0.82858 | 0.84828 | 0.77376 | 0.66891 | 0.67707 | 0.68945 | 0.66184 | 0.66916
5418 | 2004-08-13 | 18:00 | 0.75843 | 0.77376 | 0.75843 | 0.77972 | 0.82858 | 0.8131 | 0.8331 | 0.74941 | 0.64992 | 0.66891 | 0.63342 | 0.61474 | 0.60842
5419 | 2004-08-13 | 19:00 | 0.73623 | 0.74941 | 0.73623 | 0.75843 | 0.8131 | 0.78747 | 0.81087 | 0.7093 | 0.62264 | 0.64992 | 0.58703 | 0.5793 | 0.55853
5420 | 2004-08-13 | 20:00 | 0.73976 | 0.7093 | 0.73976 | 0.73623 | 0.78747 | 0.77006 | 0.79905 | 0.69237 | 0.61563 | 0.62264 | 0.56146 | 0.55614 | 0.52802
5421 | 2004-08-13 | 21:00 | 0.72252 | 0.69237 | 0.72252 | 0.73976 | 0.77006 | 0.77403 | 0.80312 | 0.66874 | 0.60311 | 0.61563 | 0.54282 | 0.5398 | 0.50747
5422 | 2004-08-13 | 22:00 | 0.67314 | 0.66874 | 0.67314 | 0.72252 | 0.77403 | 0.7536 | 0.76713 | 0.62189 | 0.56607 | 0.60311 | 0.53191 | 0.52996 | 0.49659
5423 | 2004-08-13 | 23:00 | 0.61568 | 0.62189 | 0.61568 | 0.67314 | 0.7536 | 0.70879 | 0.7053 | 0.56785 | 0.52302 | 0.56607 | 0.52912 | 0.52999 | 0.49322
5424 | 2004-08-14 | 00:00 | 0.567 | 0.56785 | 0.567 | 0.61568 | 0.70879 | 0.64963 | 0.63991 | 0.52109 | 0.48389 | 0.52302 | 0.53769 | 0.53783 | 0.5038
5425 | 2004-08-14 | 01:00 | 0.53168 | 0.52109 | 0.53168 | 0.567 | 0.64963 | 0.59842 | 0.58795 | 0.48569 | 0.4583 | 0.48389 | 0.5473 | 0.54802 | 0.51266
5426 | 2004-08-14 | 02:00 | 0.507 | 0.48569 | 0.507 | 0.53168 | 0.59842 | 0.56361 | 0.55391 | 0.46224 | 0.44104 | 0.4583 | 0.58599 | 0.57714 | 0.53796
5427 | 2004-08-14 | 03:00 | 0.49111 | 0.46224 | 0.49111 | 0.507 | 0.56361 | 0.53955 | 0.53052 | 0.44787 | 0.43066 | 0.44104 | 0.63377 | 0.61489 | 0.58645
5428 | 2004-08-14 | 04:00 | 0.48621 | 0.44787 | 0.48621 | 0.49111 | 0.53955 | 0.52534 | 0.51609 | 0.44068 | 0.42693 | 0.43066 | 0.67537 | 0.65397 | 0.63566
5429 | 2004-08-14 | 05:00 | 0.49209 | 0.44068 | 0.49209 | 0.48621 | 0.52534 | 0.5195 | 0.50991 | 0.44423 | 0.43115 | 0.42693 | 0.70446 | 0.68159 | 0.67651
5430 | 2004-08-14 | 06:00 | 0.50201 | 0.44423 | 0.50201 | 0.49209 | 0.5195 | 0.52203 | 0.51758 | 0.45389 | 0.44032 | 0.43115 | 0.7236 | 0.70386 | 0.70769
5431 | 2004-08-14 | 07:00 | 0.52947 | 0.45389 | 0.52947 | 0.50201 | 0.52203 | 0.53062 | 0.53504 | 0.46089 | 0.45045 | 0.44032 | 0.73768 | 0.7211 | 0.72362
5432 | 2004-08-14 | 08:00 | 0.57118 | 0.46089 | 0.57118 | 0.52947 | 0.53062 | 0.56846 | 0.58944 | 0.49711 | 0.47951 | 0.45045 | 0.74574 | 0.73285 | 0.73395
5433 | 2004-08-14 | 09:00 | 0.61393 | 0.49711 | 0.61393 | 0.57118 | 0.56846 | 0.62231 | 0.65616 | 0.54625 | 0.50975 | 0.47951 | 0.75314 | 0.73843 | 0.73933
5434 | 2004-08-14 | 10:00 | 0.64223 | 0.54625 | 0.64223 | 0.61393 | 0.62231 | 0.66806 | 0.70924 | 0.59313 | 0.53786 | 0.50975 | 0.75737 | 0.74595 | 0.74195
5435 | 2004-08-14 | 11:00 | 0.65905 | 0.59313 | 0.65905 | 0.64223 | 0.66806 | 0.70133 | 0.74187 | 0.63319 | 0.56099 | 0.53786 | 0.76113 | 0.74692 | 0.74009
5436 | 2004-08-14 | 12:00 | 0.66652 | 0.63319 | 0.66652 | 0.65905 | 0.70133 | 0.71955 | 0.75663 | 0.66856 | 0.57933 | 0.56099 | 0.75798 | 0.7407 | 0.72405
5437 | 2004-08-14 | 13:00 | 0.66485 | 0.66856 | 0.66485 | 0.66652 | 0.71955 | 0.72194 | 0.76136 | 0.70005 | 0.5958 | 0.57933 | 0.74383 | 0.72488 | 0.70014
5438 | 2004-08-14 | 14:00 | 0.66082 | 0.70005 | 0.66082 | 0.66485 | 0.72194 | 0.71811 | 0.75987 | 0.72829 | 0.60966 | 0.5958 | 0.72919 | 0.72862 | 0.68067
5439 | 2004-08-14 | 15:00 | 0.654 | 0.72829 | 0.654 | 0.66082 | 0.71811 | 0.71371 | 0.75373 | 0.74562 | 0.62166 | 0.60966 | 0.72988 | 0.72408 | 0.69568
5440 | 2004-08-14 | 16:00 | 0.65131 | 0.74562 | 0.65131 | 0.654 | 0.71371 | 0.70896 | 0.74822 | 0.75611 | 0.63117 | 0.62166 | 0.71037 | 0.69465 | 0.67112
5441 | 2004-08-14 | 17:00 | 0.64494 | 0.75611 | 0.64494 | 0.65131 | 0.70896 | 0.70622 | 0.74419 | 0.75449 | 0.63462 | 0.63117 | 0.6611 | 0.64807 | 0.62284
5442 | 2004-08-14 | 18:00 | 0.63961 | 0.75449 | 0.63961 | 0.64494 | 0.70622 | 0.70285 | 0.73636 | 0.73464 | 0.62483 | 0.63462 | 0.60718 | 0.60735 | 0.57517
5443 | 2004-08-14 | 19:00 | 0.63698 | 0.73464 | 0.63698 | 0.63961 | 0.70285 | 0.695 | 0.72719 | 0.70186 | 0.6028 | 0.62483 | 0.57197 | 0.57407 | 0.53188
5444 | 2004-08-14 | 20:00 | 0.64855 | 0.70186 | 0.64855 | 0.63698 | 0.695 | 0.69289 | 0.72703 | 0.68644 | 0.59525 | 0.6028 | 0.54551 | 0.5529 | 0.50233
5445 | 2004-08-14 | 21:00 | 0.63785 | 0.68644 | 0.63785 | 0.64855 | 0.69289 | 0.70956 | 0.73976 | 0.66219 | 0.58379 | 0.59525 | 0.5272 | 0.53626 | 0.48888
5446 | 2004-08-14 | 22:00 | 0.60301 | 0.66219 | 0.60301 | 0.63785 | 0.70956 | 0.69757 | 0.71467 | 0.61914 | 0.54783 | 0.58379 | 0.52036 | 0.52653 | 0.47825
5447 | 2004-08-14 | 23:00 | 0.56177 | 0.61914 | 0.56177 | 0.60301 | 0.69757 | 0.6625 | 0.66346 | 0.56912 | 0.50573 | 0.54783 | 0.51746 | 0.52356 | 0.47466
5448 | 2004-08-15 | 00:00 | 0.52252 | 0.56912 | 0.52252 | 0.56177 | 0.6625 | 0.61682 | 0.60524 | 0.5236 | 0.46915 | 0.50573 | 0.52174 | 0.52446 | 0.47865
5449 | 2004-08-15 | 01:00 | 0.49355 | 0.5236 | 0.49355 | 0.52252 | 0.61682 | 0.57813 | 0.55731 | 0.48987 | 0.44362 | 0.46915 | 0.52696 | 0.52538 | 0.48223
5450 | 2004-08-15 | 02:00 | 0.47414 | 0.48987 | 0.47414 | 0.49355 | 0.57813 | 0.54757 | 0.52637 | 0.46553 | 0.42726 | 0.44362 | 0.55829 | 0.55614 | 0.49482
5451 | 2004-08-15 | 03:00 | 0.46327 | 0.46553 | 0.46327 | 0.47414 | 0.54757 | 0.5259 | 0.50626 | 0.44851 | 0.41719 | 0.42726 | 0.60431 | 0.60072 | 0.52886
5452 | 2004-08-15 | 04:00 | 0.45717 | 0.44851 | 0.45717 | 0.46327 | 0.5259 | 0.51191 | 0.49021 | 0.43942 | 0.41124 | 0.41719 | 0.64396 | 0.64882 | 0.56497
5453 | 2004-08-15 | 05:00 | 0.45944 | 0.43942 | 0.45944 | 0.45717 | 0.51191 | 0.50547 | 0.48283 | 0.43605 | 0.41188 | 0.41124 | 0.67053 | 0.69442 | 0.60027
5454 | 2004-08-15 | 06:00 | 0.46443 | 0.43605 | 0.46443 | 0.45944 | 0.50547 | 0.50441 | 0.48441 | 0.43805 | 0.4141 | 0.41188 | 0.69272 | 0.72956 | 0.63055
5455 | 2004-08-15 | 07:00 | 0.48208 | 0.43805 | 0.48208 | 0.46443 | 0.50441 | 0.50677 | 0.49291 | 0.43896 | 0.4227 | 0.4141 | 0.7064 | 0.76132 | 0.65264
5456 | 2004-08-15 | 08:00 | 0.52452 | 0.43896 | 0.52452 | 0.48208 | 0.50677 | 0.52478 | 0.51829 | 0.47466 | 0.45351 | 0.4227 | 0.71984 | 0.78264 | 0.66924
5457 | 2004-08-15 | 09:00 | 0.56827 | 0.47466 | 0.56827 | 0.52452 | 0.52478 | 0.56579 | 0.56232 | 0.52227 | 0.4834 | 0.45351 | 0.72802 | 0.799 | 0.6842
5458 | 2004-08-15 | 10:00 | 0.60524 | 0.52227 | 0.60524 | 0.56827 | 0.56579 | 0.60905 | 0.60445 | 0.56663 | 0.5055 | 0.4834 | 0.738 | 0.80829 | 0.69638
5459 | 2004-08-15 | 11:00 | 0.6329 | 0.56663 | 0.6329 | 0.60524 | 0.60905 | 0.64186 | 0.63742 | 0.60761 | 0.52809 | 0.5055 | 0.743 | 0.81049 | 0.70501
5460 | 2004-08-15 | 12:00 | 0.65209 | 0.60761 | 0.65209 | 0.6329 | 0.64186 | 0.66567 | 0.65583 | 0.64603 | 0.55306 | 0.52809 | 0.74343 | 0.7993 | 0.70143
5461 | 2004-08-15 | 13:00 | 0.66328 | 0.64603 | 0.66328 | 0.65209 | 0.66567 | 0.67562 | 0.66143 | 0.67881 | 0.57091 | 0.55306 | 0.73257 | 0.77507 | 0.68485
5462 | 2004-08-15 | 14:00 | 0.66946 | 0.67881 | 0.66946 | 0.66328 | 0.67562 | 0.67896 | 0.65612 | 0.70667 | 0.58923 | 0.57091 | 0.7236 | 0.77171 | 0.67277
5463 | 2004-08-15 | 15:00 | 0.67112 | 0.70667 | 0.67112 | 0.66946 | 0.67896 | 0.6796 | 0.64679 | 0.72928 | 0.60605 | 0.58923 | 0.72913 | 0.75594 | 0.69399
5464 | 2004-08-15 | 16:00 | 0.67416 | 0.72928 | 0.67416 | 0.67112 | 0.6796 | 0.68002 | 0.64078 | 0.74427 | 0.62017 | 0.60605 | 0.71095 | 0.70862 | 0.66894
5465 | 2004-08-15 | 17:00 | 0.67411 | 0.74427 | 0.67411 | 0.67416 | 0.68002 | 0.68315 | 0.64132 | 0.74784 | 0.62908 | 0.62017 | 0.65078 | 0.64757 | 0.62128
5466 | 2004-08-15 | 18:00 | 0.66794 | 0.74784 | 0.66794 | 0.67411 | 0.68315 | 0.68329 | 0.65135 | 0.72954 | 0.62354 | 0.62908 | 0.59502 | 0.59671 | 0.5688
5467 | 2004-08-15 | 19:00 | 0.66261 | 0.72954 | 0.66261 | 0.66794 | 0.68329 | 0.68062 | 0.65222 | 0.69964 | 0.60747 | 0.62354 | 0.56039 | 0.56511 | 0.52668
5468 | 2004-08-15 | 20:00 | 0.6817 | 0.69964 | 0.6817 | 0.66261 | 0.68062 | 0.68336 | 0.66002 | 0.69141 | 0.60821 | 0.60747 | 0.53923 | 0.54321 | 0.50196
5469 | 2004-08-15 | 21:00 | 0.6701 | 0.69141 | 0.6701 | 0.6817 | 0.68336 | 0.6995 | 0.66773 | 0.66873 | 0.5986 | 0.60821 | 0.52627 | 0.53116 | 0.48739
5470 | 2004-08-15 | 22:00 | 0.62921 | 0.66873 | 0.62921 | 0.6701 | 0.6995 | 0.68994 | 0.63763 | 0.61157 | 0.55865 | 0.5986 | 0.52241 | 0.52563 | 0.48279
5471 | 2004-08-15 | 23:00 | 0.58426 | 0.61157 | 0.58426 | 0.62921 | 0.68994 | 0.6535 | 0.58559 | 0.54696 | 0.50787 | 0.55865 | 0.53606 | 0.53694 | 0.49131
5472 | 2004-08-16 | 00:00 | 0.54203 | 0.54696 | 0.54203 | 0.58426 | 0.6535 | 0.61087 | 0.53226 | 0.49868 | 0.47368 | 0.50787 | 0.57447 | 0.56615 | 0.5254
5473 | 2004-08-16 | 01:00 | 0.51739 | 0.49868 | 0.51739 | 0.54203 | 0.61087 | 0.57317 | 0.49328 | 0.46952 | 0.45377 | 0.47368 | 0.61817 | 0.60144 | 0.57418
5474 | 2004-08-16 | 02:00 | 0.50139 | 0.46952 | 0.50139 | 0.51739 | 0.57317 | 0.54845 | 0.4699 | 0.45072 | 0.44117 | 0.45377 | 0.66621 | 0.64351 | 0.62294
5475 | 2004-08-16 | 03:00 | 0.49559 | 0.45072 | 0.49559 | 0.50139 | 0.54845 | 0.53357 | 0.45862 | 0.44046 | 0.43429 | 0.44117 | 0.70398 | 0.68727 | 0.67479
5476 | 2004-08-16 | 04:00 | 0.50027 | 0.44046 | 0.50027 | 0.49559 | 0.53357 | 0.52527 | 0.45538 | 0.44247 | 0.43705 | 0.43429 | 0.73502 | 0.72844 | 0.71618
5477 | 2004-08-16 | 05:00 | 0.53155 | 0.44247 | 0.53155 | 0.50027 | 0.52527 | 0.52812 | 0.4648 | 0.46632 | 0.46116 | 0.43705 | 0.75806 | 0.76663 | 0.75811
5478 | 2004-08-16 | 06:00 | 0.58222 | 0.46632 | 0.58222 | 0.53155 | 0.52812 | 0.55414 | 0.50319 | 0.51624 | 0.50097 | 0.46116 | 0.77544 | 0.79509 | 0.78812
5479 | 2004-08-16 | 07:00 | 0.62907 | 0.51624 | 0.62907 | 0.58222 | 0.55414 | 0.60609 | 0.56742 | 0.53039 | 0.53026 | 0.50097 | 0.79551 | 0.82314 | 0.80954
5480 | 2004-08-16 | 08:00 | 0.66584 | 0.53039 | 0.66584 | 0.62907 | 0.60609 | 0.67253 | 0.63841 | 0.55311 | 0.55723 | 0.53026 | 0.80866 | 0.84757 | 0.83313
5481 | 2004-08-16 | 09:00 | 0.70076 | 0.55311 | 0.70076 | 0.66584 | 0.67253 | 0.7224 | 0.68842 | 0.58965 | 0.58534 | 0.55723 | 0.81406 | 0.85582 | 0.8536
5482 | 2004-08-16 | 10:00 | 0.72801 | 0.58965 | 0.72801 | 0.70076 | 0.7224 | 0.7626 | 0.72267 | 0.62816 | 0.61465 | 0.58534 | 0.81907 | 0.85661 | 0.86137
5483 | 2004-08-16 | 11:00 | 0.74956 | 0.62816 | 0.74956 | 0.72801 | 0.7626 | 0.78616 | 0.74469 | 0.66014 | 0.64132 | 0.61465 | 0.81366 | 0.85544 | 0.85798
5484 | 2004-08-16 | 12:00 | 0.76793 | 0.66014 | 0.76793 | 0.74956 | 0.78616 | 0.79629 | 0.75328 | 0.69701 | 0.66744 | 0.64132 | 0.80661 | 0.8397 | 0.83927
5485 | 2004-08-16 | 13:00 | 0.78369 | 0.69701 | 0.78369 | 0.76793 | 0.79629 | 0.79696 | 0.75182 | 0.74604 | 0.69614 | 0.66744 | 0.78755 | 0.8135 | 0.80041
5486 | 2004-08-16 | 14:00 | 0.79426 | 0.74604 | 0.79426 | 0.78369 | 0.79696 | 0.79499 | 0.74988 | 0.78421 | 0.721 | 0.69614 | 0.77268 | 0.7937 | 0.77376
5487 | 2004-08-16 | 15:00 | 0.80126 | 0.78421 | 0.80126 | 0.79426 | 0.79499 | 0.79453 | 0.73947 | 0.81447 | 0.74305 | 0.721 | 0.77238 | 0.77036 | 0.7785
5488 | 2004-08-16 | 16:00 | 0.80569 | 0.81447 | 0.80569 | 0.80126 | 0.79453 | 0.79309 | 0.73163 | 0.83357 | 0.7566 | 0.74305 | 0.74212 | 0.71866 | 0.73631
5489 | 2004-08-16 | 17:00 | 0.80063 | 0.83357 | 0.80063 | 0.80569 | 0.79309 | 0.79366 | 0.72993 | 0.83084 | 0.75609 | 0.7566 | 0.67423 | 0.65427 | 0.66944
5490 | 2004-08-16 | 18:00 | 0.77839 | 0.83084 | 0.77839 | 0.80063 | 0.79366 | 0.78307 | 0.72864 | 0.80768 | 0.74382 | 0.75609 | 0.61546 | 0.60242 | 0.60275
5491 | 2004-08-16 | 19:00 | 0.75409 | 0.80768 | 0.75409 | 0.77839 | 0.78307 | 0.75553 | 0.72367 | 0.77013 | 0.71901 | 0.74382 | 0.57609 | 0.57078 | 0.55306
5492 | 2004-08-16 | 20:00 | 0.76109 | 0.77013 | 0.76109 | 0.75409 | 0.75553 | 0.7351 | 0.72014 | 0.75425 | 0.71041 | 0.71901 | 0.55235 | 0.5473 | 0.52247
5493 | 2004-08-16 | 21:00 | 0.73351 | 0.75425 | 0.73351 | 0.76109 | 0.7351 | 0.74547 | 0.71699 | 0.71906 | 0.69037 | 0.71041 | 0.53859 | 0.53352 | 0.50175
5494 | 2004-08-16 | 22:00 | 0.67326 | 0.71906 | 0.67326 | 0.73351 | 0.74547 | 0.72022 | 0.67366 | 0.65038 | 0.63786 | 0.69037 | 0.53412 | 0.52817 | 0.4922
5495 | 2004-08-16 | 23:00 | 0.60716 | 0.65038 | 0.60716 | 0.67326 | 0.72022 | 0.66803 | 0.60727 | 0.57886 | 0.58 | 0.63786 | 0.54493 | 0.5399 | 0.5001
5496 | 2004-08-17 | 00:00 | 0.55684 | 0.57886 | 0.55684 | 0.60716 | 0.66803 | 0.60873 | 0.54408 | 0.52553 | 0.53665 | 0.58 | 0.57817 | 0.56832 | 0.52831
5497 | 2004-08-17 | 01:00 | 0.52237 | 0.52553 | 0.52237 | 0.55684 | 0.60873 | 0.56069 | 0.50017 | 0.49412 | 0.50913 | 0.53665 | 0.61964 | 0.60219 | 0.57325
5498 | 2004-08-17 | 02:00 | 0.50363 | 0.49412 | 0.50363 | 0.52237 | 0.56069 | 0.53276 | 0.47338 | 0.47314 | 0.48924 | 0.50913 | 0.66411 | 0.64583 | 0.62617
5499 | 2004-08-17 | 03:00 | 0.49134 | 0.47314 | 0.49134 | 0.50363 | 0.53276 | 0.51317 | 0.45866 | 0.46029 | 0.4767 | 0.48924 | 0.69645 | 0.68712 | 0.68035
5500 | 2004-08-17 | 04:00 | 0.4944 | 0.46029 | 0.4944 | 0.49134 | 0.51317 | 0.50332 | 0.45182 | 0.45821 | 0.47564 | 0.4767 | 0.72495 | 0.72969 | 0.72951
5501 | 2004-08-17 | 05:00 | 0.52135 | 0.45821 | 0.52135 | 0.4944 | 0.50332 | 0.50251 | 0.45924 | 0.48101 | 0.49561 | 0.47564 | 0.74675 | 0.77014 | 0.77356
5502 | 2004-08-17 | 06:00 | 0.56518 | 0.48101 | 0.56518 | 0.52135 | 0.50251 | 0.5245 | 0.49254 | 0.5293 | 0.53317 | 0.49561 | 0.76121 | 0.80182 | 0.80769
5503 | 2004-08-17 | 07:00 | 0.61192 | 0.5293 | 0.61192 | 0.56518 | 0.5245 | 0.57057 | 0.54831 | 0.54305 | 0.55767 | 0.53317 | 0.77422 | 0.83352 | 0.83068
5504 | 2004-08-17 | 08:00 | 0.6531 | 0.54305 | 0.6531 | 0.61192 | 0.57057 | 0.63732 | 0.6215 | 0.56661 | 0.58812 | 0.55767 | 0.78654 | 0.85773 | 0.85745
5505 | 2004-08-17 | 09:00 | 0.69036 | 0.56661 | 0.69036 | 0.6531 | 0.63732 | 0.69236 | 0.66835 | 0.6104 | 0.63093 | 0.58812 | 0.79735 | 0.86812 | 0.88023
5506 | 2004-08-17 | 10:00 | 0.72458 | 0.6104 | 0.72458 | 0.69036 | 0.69236 | 0.73499 | 0.70182 | 0.65791 | 0.67179 | 0.63093 | 0.8002 | 0.87203 | 0.89519
5507 | 2004-08-17 | 11:00 | 0.75412 | 0.65791 | 0.75412 | 0.72458 | 0.73499 | 0.76415 | 0.72798 | 0.70122 | 0.71304 | 0.67179 | 0.799 | 0.86625 | 0.8966
5508 | 2004-08-17 | 12:00 | 0.7745 | 0.70122 | 0.7745 | 0.75412 | 0.76415 | 0.78416 | 0.74366 | 0.74622 | 0.75222 | 0.71304 | 0.79591 | 0.84423 | 0.86915
5509 | 2004-08-17 | 13:00 | 0.7953 | 0.74622 | 0.7953 | 0.7745 | 0.78416 | 0.7945 | 0.75473 | 0.78947 | 0.79326 | 0.75222 | 0.77446 | 0.81811 | 0.8245
5510 | 2004-08-17 | 14:00 | 0.81016 | 0.78947 | 0.81016 | 0.7953 | 0.7945 | 0.80537 | 0.76489 | 0.82662 | 0.82577 | 0.79326 | 0.75966 | 0.80809 | 0.79383
5511 | 2004-08-17 | 15:00 | 0.81833 | 0.82662 | 0.81833 | 0.81016 | 0.80537 | 0.81342 | 0.76779 | 0.85581 | 0.84973 | 0.82577 | 0.75788 | 0.7934 | 0.79281
5512 | 2004-08-17 | 16:00 | 0.82275 | 0.85581 | 0.82275 | 0.81833 | 0.81342 | 0.81771 | 0.76675 | 0.87484 | 0.86277 | 0.84973 | 0.7323 | 0.74306 | 0.75187
5513 | 2004-08-17 | 17:00 | 0.81292 | 0.87484 | 0.81292 | 0.82275 | 0.81771 | 0.82017 | 0.76447 | 0.87189 | 0.85813 | 0.86277 | 0.66973 | 0.67616 | 0.68006
5514 | 2004-08-17 | 18:00 | 0.78926 | 0.87189 | 0.78926 | 0.81292 | 0.82017 | 0.80966 | 0.75419 | 0.84603 | 0.83989 | 0.85813 | 0.61083 | 0.61973 | 0.61593
5515 | 2004-08-17 | 19:00 | 0.76285 | 0.84603 | 0.76285 | 0.78926 | 0.80966 | 0.77765 | 0.7347 | 0.80677 | 0.80704 | 0.83989 | 0.5713 | 0.58107 | 0.57232
5516 | 2004-08-17 | 20:00 | 0.77199 | 0.80677 | 0.77199 | 0.76285 | 0.77765 | 0.75194 | 0.72404 | 0.78866 | 0.78852 | 0.80704 | 0.54703 | 0.55716 | 0.54368
5517 | 2004-08-17 | 21:00 | 0.74498 | 0.78866 | 0.74498 | 0.77199 | 0.75194 | 0.76577 | 0.74196 | 0.7507 | 0.75516 | 0.78852 | 0.5325 | 0.54122 | 0.52349
5518 | 2004-08-17 | 22:00 | 0.68301 | 0.7507 | 0.68301 | 0.74498 | 0.76577 | 0.73707 | 0.70136 | 0.6809 | 0.6932 | 0.75516 | 0.5264 | 0.53527 | 0.51375
5519 | 2004-08-17 | 23:00 | 0.62368 | 0.6809 | 0.62368 | 0.68301 | 0.73707 | 0.68153 | 0.63219 | 0.60827 | 0.62189 | 0.6932 | 0.53564 | 0.54528 | 0.52052
5520 | 2004-08-18 | 00:00 | 0.57285 | 0.60827 | 0.57285 | 0.62368 | 0.68153 | 0.62065 | 0.56407 | 0.55331 | 0.57627 | 0.62189 | 0.5713 | 0.57497 | 0.5537
5521 | 2004-08-18 | 01:00 | 0.54024 | 0.55331 | 0.54024 | 0.57285 | 0.62065 | 0.57067 | 0.51501 | 0.51919 | 0.54242 | 0.57627 | 0.61485 | 0.60685 | 0.60286
5522 | 2004-08-18 | 02:00 | 0.51901 | 0.51919 | 0.51901 | 0.54024 | 0.57067 | 0.53937 | 0.48404 | 0.49724 | 0.51964 | 0.54242 | 0.65887 | 0.64961 | 0.63427
5523 | 2004-08-18 | 03:00 | 0.50889 | 0.49724 | 0.50889 | 0.51901 | 0.53937 | 0.52168 | 0.46687 | 0.48292 | 0.50563 | 0.51964 | 0.69288 | 0.68971 | 0.67475
5524 | 2004-08-18 | 04:00 | 0.51513 | 0.48292 | 0.51513 | 0.50889 | 0.52168 | 0.5112 | 0.46032 | 0.48091 | 0.50006 | 0.50563 | 0.71729 | 0.73021 | 0.7154
5525 | 2004-08-18 | 05:00 | 0.54438 | 0.48091 | 0.54438 | 0.51513 | 0.5112 | 0.51356 | 0.4677 | 0.50291 | 0.519 | 0.50006 | 0.73829 | 0.76745 | 0.75962
5526 | 2004-08-18 | 06:00 | 0.59164 | 0.50291 | 0.59164 | 0.54438 | 0.51356 | 0.54145 | 0.50017 | 0.55312 | 0.55738 | 0.519 | 0.75588 | 0.79636 | 0.79047
5527 | 2004-08-18 | 07:00 | 0.63457 | 0.55312 | 0.63457 | 0.59164 | 0.54145 | 0.59343 | 0.55648 | 0.56961 | 0.5817 | 0.55738 | 0.77278 | 0.81509 | 0.81649
5528 | 2004-08-18 | 08:00 | 0.67552 | 0.56961 | 0.67552 | 0.63457 | 0.59343 | 0.6611 | 0.6295 | 0.59351 | 0.61406 | 0.5817 | 0.79125 | 0.83885 | 0.84447
5529 | 2004-08-18 | 09:00 | 0.71291 | 0.59351 | 0.71291 | 0.67552 | 0.6611 | 0.71948 | 0.6832 | 0.63935 | 0.65791 | 0.61406 | 0.80419 | 0.84976 | 0.86587
5530 | 2004-08-18 | 10:00 | 0.75268 | 0.63935 | 0.75268 | 0.71291 | 0.71948 | 0.76235 | 0.72284 | 0.6939 | 0.70567 | 0.65791 | 0.81055 | 0.84633 | 0.87542
5531 | 2004-08-18 | 11:00 | 0.78364 | 0.6939 | 0.78364 | 0.75268 | 0.76235 | 0.79573 | 0.75829 | 0.73947 | 0.75019 | 0.70567 | 0.8106 | 0.83686 | 0.8711
5532 | 2004-08-18 | 12:00 | 0.80994 | 0.73947 | 0.80994 | 0.78364 | 0.79573 | 0.81722 | 0.78338 | 0.78141 | 0.79076 | 0.75019 | 0.80688 | 0.81751 | 0.8536
5533 | 2004-08-18 | 13:00 | 0.83298 | 0.78141 | 0.83298 | 0.80994 | 0.81722 | 0.83139 | 0.79756 | 0.81922 | 0.82776 | 0.79076 | 0.78146 | 0.77868 | 0.81237
5534 | 2004-08-18 | 14:00 | 0.84572 | 0.81922 | 0.84572 | 0.83298 | 0.83139 | 0.84282 | 0.81212 | 0.84654 | 0.85815 | 0.82776 | 0.76246 | 0.76506 | 0.77969
5535 | 2004-08-18 | 15:00 | 0.85237 | 0.84654 | 0.85237 | 0.84572 | 0.84282 | 0.85088 | 0.81784 | 0.86532 | 0.87712 | 0.85815 | 0.76365 | 0.74351 | 0.78401
5536 | 2004-08-18 | 16:00 | 0.85484 | 0.86532 | 0.85484 | 0.85237 | 0.85088 | 0.8526 | 0.81788 | 0.86759 | 0.88716 | 0.87712 | 0.73219 | 0.69729 | 0.7405
5537 | 2004-08-18 | 17:00 | 0.84951 | 0.86759 | 0.84951 | 0.85484 | 0.8526 | 0.85053 | 0.81436 | 0.85717 | 0.87995 | 0.88716 | 0.67223 | 0.63676 | 0.66649
5538 | 2004-08-18 | 18:00 | 0.82395 | 0.85717 | 0.82395 | 0.84951 | 0.85053 | 0.83997 | 0.80034 | 0.83012 | 0.85661 | 0.87995 | 0.60849 | 0.58583 | 0.60151
5539 | 2004-08-18 | 19:00 | 0.80457 | 0.83012 | 0.80457 | 0.82395 | 0.83997 | 0.81483 | 0.77654 | 0.79261 | 0.81835 | 0.85661 | 0.56947 | 0.55385 | 0.55045
5540 | 2004-08-18 | 20:00 | 0.80743 | 0.79261 | 0.80743 | 0.80457 | 0.81483 | 0.79548 | 0.76936 | 0.78545 | 0.80027 | 0.81835 | 0.54509 | 0.5338 | 0.51971
5541 | 2004-08-18 | 21:00 | 0.77906 | 0.78545 | 0.77906 | 0.80743 | 0.79548 | 0.80959 | 0.78599 | 0.75308 | 0.76585 | 0.80027 | 0.53002 | 0.52032 | 0.50102
5542 | 2004-08-18 | 22:00 | 0.71669 | 0.75308 | 0.71669 | 0.77906 | 0.80959 | 0.78395 | 0.74502 | 0.69129 | 0.69931 | 0.76585 | 0.5226 | 0.51293 | 0.49298
5543 | 2004-08-18 | 23:00 | 0.65425 | 0.69129 | 0.65425 | 0.71669 | 0.78395 | 0.73425 | 0.67416 | 0.62833 | 0.63634 | 0.69931 | 0.53119 | 0.52468 | 0.49817
5544 | 2004-08-19 | 00:00 | 0.6028 | 0.62833 | 0.6028 | 0.65425 | 0.73425 | 0.67587 | 0.60731 | 0.58112 | 0.5875 | 0.63634 | 0.56406 | 0.55694 | 0.52855
5545 | 2004-08-19 | 01:00 | 0.5706 | 0.58112 | 0.5706 | 0.6028 | 0.67587 | 0.62357 | 0.56017 | 0.5527 | 0.55816 | 0.5875 | 0.60665 | 0.59557 | 0.57627
5546 | 2004-08-19 | 02:00 | 0.55141 | 0.5527 | 0.55141 | 0.5706 | 0.62357 | 0.58914 | 0.52778 | 0.53479 | 0.53737 | 0.55816 | 0.64913 | 0.6278 | 0.62423
5547 | 2004-08-19 | 03:00 | 0.54144 | 0.53479 | 0.54144 | 0.55141 | 0.58914 | 0.56878 | 0.51149 | 0.52483 | 0.52137 | 0.53737 | 0.68508 | 0.65288 | 0.67048
5548 | 2004-08-19 | 04:00 | 0.54781 | 0.52483 | 0.54781 | 0.54144 | 0.56878 | 0.55967 | 0.50518 | 0.52619 | 0.51769 | 0.52137 | 0.71418 | 0.68782 | 0.71322
5549 | 2004-08-19 | 05:00 | 0.57909 | 0.52619 | 0.57909 | 0.54781 | 0.55967 | 0.56143 | 0.5136 | 0.55222 | 0.53453 | 0.51769 | 0.73949 | 0.71395 | 0.75552
5550 | 2004-08-19 | 06:00 | 0.63118 | 0.55222 | 0.63118 | 0.57909 | 0.56143 | 0.58914 | 0.55092 | 0.60877 | 0.57521 | 0.53453 | 0.76089 | 0.73387 | 0.78497
5551 | 2004-08-19 | 07:00 | 0.6805 | 0.60877 | 0.6805 | 0.63118 | 0.58914 | 0.64583 | 0.61619 | 0.62761 | 0.59853 | 0.57521 | 0.78191 | 0.75417 | 0.80401
5552 | 2004-08-19 | 08:00 | 0.72326 | 0.62761 | 0.72326 | 0.6805 | 0.64583 | 0.71336 | 0.69502 | 0.63995 | 0.61659 | 0.59853 | 0.79525 | 0.76969 | 0.82537
5553 | 2004-08-19 | 09:00 | 0.75646 | 0.63995 | 0.75646 | 0.72326 | 0.71336 | 0.7734 | 0.75377 | 0.66888 | 0.64067 | 0.61659 | 0.8069 | 0.78862 | 0.84283
5554 | 2004-08-19 | 10:00 | 0.79304 | 0.66888 | 0.79304 | 0.75646 | 0.7734 | 0.81187 | 0.79789 | 0.70049 | 0.66731 | 0.64067 | 0.81207 | 0.7989 | 0.84838
5555 | 2004-08-19 | 11:00 | 0.81736 | 0.70049 | 0.81736 | 0.79304 | 0.81187 | 0.83734 | 0.83202 | 0.73164 | 0.68658 | 0.66731 | 0.81039 | 0.80306 | 0.84408
5556 | 2004-08-19 | 12:00 | 0.84324 | 0.73164 | 0.84324 | 0.81736 | 0.83734 | 0.85046 | 0.85441 | 0.74464 | 0.69714 | 0.68658 | 0.80092 | 0.79325 | 0.81608
5557 | 2004-08-19 | 13:00 | 0.87698 | 0.74464 | 0.87698 | 0.84324 | 0.85046 | 0.8609 | 0.86519 | 0.7591 | 0.70528 | 0.69714 | 0.78279 | 0.77153 | 0.77729
5558 | 2004-08-19 | 14:00 | 0.89724 | 0.7591 | 0.89724 | 0.87698 | 0.8609 | 0.87771 | 0.8766 | 0.76496 | 0.70392 | 0.70528 | 0.7644 | 0.76782 | 0.7547
5559 | 2004-08-19 | 15:00 | 0.91447 | 0.76496 | 0.91447 | 0.89724 | 0.87771 | 0.88995 | 0.88049 | 0.76796 | 0.69853 | 0.70392 | 0.76054 | 0.7534 | 0.7632
5560 | 2004-08-19 | 16:00 | 0.92728 | 0.76796 | 0.92728 | 0.91447 | 0.88995 | 0.89203 | 0.87643 | 0.77337 | 0.69073 | 0.69853 | 0.73108 | 0.70762 | 0.72458
5561 | 2004-08-19 | 17:00 | 0.92243 | 0.77337 | 0.92243 | 0.92728 | 0.89203 | 0.89488 | 0.87104 | 0.77504 | 0.67857 | 0.69073 | 0.66837 | 0.64319 | 0.6603
5562 | 2004-08-19 | 18:00 | 0.8906 | 0.77504 | 0.8906 | 0.92243 | 0.89488 | 0.88239 | 0.86125 | 0.76318 | 0.66466 | 0.67857 | 0.61245 | 0.59123 | 0.59694
5563 | 2004-08-19 | 19:00 | 0.86797 | 0.76318 | 0.86797 | 0.8906 | 0.88239 | 0.85341 | 0.84338 | 0.74352 | 0.65147 | 0.66466 | 0.56955 | 0.55995 | 0.5449
5564 | 2004-08-19 | 20:00 | 0.87091 | 0.74352 | 0.87091 | 0.86797 | 0.85341 | 0.83512 | 0.83849 | 0.74811 | 0.65533 | 0.65147 | 0.54421 | 0.53746 | 0.51597
5565 | 2004-08-19 | 21:00 | 0.83774 | 0.74811 | 0.83774 | 0.87091 | 0.83512 | 0.84567 | 0.8491 | 0.72543 | 0.63748 | 0.65533 | 0.5292 | 0.52192 | 0.49881
5566 | 2004-08-19 | 22:00 | 0.77669 | 0.72543 | 0.77669 | 0.83774 | 0.84567 | 0.81732 | 0.80656 | 0.67183 | 0.59162 | 0.63748 | 0.52276 | 0.51646 | 0.49002
5567 | 2004-08-19 | 23:00 | 0.70905 | 0.67183 | 0.70905 | 0.77669 | 0.81732 | 0.76355 | 0.73213 | 0.61409 | 0.54693 | 0.59162 | 0.5313 | 0.52538 | 0.49519
5568 | 2004-08-20 | 00:00 | 0.65186 | 0.61409 | 0.65186 | 0.70905 | 0.76355 | 0.7 | 0.65861 | 0.56896 | 0.51382 | 0.54693 | 0.56199 | 0.553 | 0.52569
5569 | 2004-08-20 | 01:00 | 0.61488 | 0.56896 | 0.61488 | 0.65186 | 0.7 | 0.64569 | 0.60085 | 0.53867 | 0.49316 | 0.51382 | 0.60298 | 0.58568 | 0.5714
5570 | 2004-08-20 | 02:00 | 0.58797 | 0.53867 | 0.58797 | 0.61488 | 0.64569 | 0.61119 | 0.56386 | 0.51771 | 0.47871 | 0.49316 | 0.6475 | 0.62249 | 0.61646
5571 | 2004-08-20 | 03:00 | 0.57633 | 0.51771 | 0.57633 | 0.58797 | 0.61119 | 0.59037 | 0.54176 | 0.50612 | 0.46912 | 0.47871 | 0.6866 | 0.65768 | 0.66784
5572 | 2004-08-20 | 04:00 | 0.57424 | 0.50612 | 0.57424 | 0.57633 | 0.59037 | 0.58109 | 0.53069 | 0.5067 | 0.47023 | 0.46912 | 0.71748 | 0.69559 | 0.70915
5573 | 2004-08-20 | 05:00 | 0.60022 | 0.5067 | 0.60022 | 0.57424 | 0.58109 | 0.58066 | 0.5352 | 0.53111 | 0.49074 | 0.47023 | 0.74021 | 0.72304 | 0.74811
5574 | 2004-08-20 | 06:00 | 0.64502 | 0.53111 | 0.64502 | 0.60022 | 0.58066 | 0.60525 | 0.57066 | 0.58451 | 0.5375 | 0.49074 | 0.75602 | 0.74857 | 0.77342
5575 | 2004-08-20 | 07:00 | 0.6979 | 0.58451 | 0.6979 | 0.64502 | 0.60525 | 0.65382 | 0.62975 | 0.60312 | 0.56249 | 0.5375 | 0.77169 | 0.77196 | 0.78976
5576 | 2004-08-20 | 08:00 | 0.76007 | 0.60312 | 0.76007 | 0.6979 | 0.65382 | 0.72279 | 0.70725 | 0.62377 | 0.5807 | 0.56249 | 0.78593 | 0.79223 | 0.81098
5577 | 2004-08-20 | 09:00 | 0.82231 | 0.62377 | 0.82231 | 0.76007 | 0.72279 | 0.79038 | 0.77165 | 0.65688 | 0.59855 | 0.5807 | 0.79434 | 0.808 | 0.82488
5578 | 2004-08-20 | 10:00 | 0.87895 | 0.65688 | 0.87895 | 0.82231 | 0.79038 | 0.84092 | 0.82335 | 0.69503 | 0.61427 | 0.59855 | 0.79597 | 0.82264 | 0.83198
5579 | 2004-08-20 | 11:00 | 0.92357 | 0.69503 | 0.92357 | 0.87895 | 0.84092 | 0.88436 | 0.87241 | 0.73181 | 0.62393 | 0.61427 | 0.79402 | 0.8207 | 0.82724
5580 | 2004-08-20 | 12:00 | 0.95725 | 0.73181 | 0.95725 | 0.92357 | 0.88436 | 0.91429 | 0.90396 | 0.76076 | 0.63261 | 0.62393 | 0.78322 | 0.80446 | 0.80156
5581 | 2004-08-20 | 13:00 | 0.98271 | 0.76076 | 0.98271 | 0.95725 | 0.91429 | 0.93026 | 0.92665 | 0.79576 | 0.64662 | 0.63261 | 0.7578 | 0.78005 | 0.75494
5582 | 2004-08-20 | 14:00 | 0.99487 | 0.79576 | 0.99487 | 0.98271 | 0.93026 | 0.94425 | 0.9509 | 0.83374 | 0.65567 | 0.64662 | 0.73808 | 0.77064 | 0.72931
5583 | 2004-08-20 | 15:00 | 0.99483 | 0.83374 | 0.99483 | 0.99487 | 0.94425 | 0.95125 | 0.96239 | 0.86429 | 0.66144 | 0.65567 | 0.73661 | 0.75729 | 0.73533
5584 | 2004-08-20 | 16:00 | 0.98489 | 0.86429 | 0.98489 | 0.99483 | 0.95125 | 0.94953 | 0.95012 | 0.88042 | 0.66386 | 0.66144 | 0.71151 | 0.71447 | 0.70193
5585 | 2004-08-20 | 17:00 | 0.96234 | 0.88042 | 0.96234 | 0.98489 | 0.94953 | 0.94081 | 0.94074 | 0.87238 | 0.65502 | 0.66386 | 0.65655 | 0.65532 | 0.64732
5586 | 2004-08-20 | 18:00 | 0.9293 | 0.87238 | 0.9293 | 0.96234 | 0.94081 | 0.91404 | 0.91475 | 0.8393 | 0.64348 | 0.65502 | 0.603 | 0.60443 | 0.59022
5587 | 2004-08-20 | 19:00 | 0.90341 | 0.8393 | 0.90341 | 0.9293 | 0.91404 | 0.87782 | 0.87958 | 0.79839 | 0.62496 | 0.64348 | 0.56321 | 0.57148 | 0.5427
5588 | 2004-08-20 | 20:00 | 0.89715 | 0.79839 | 0.89715 | 0.90341 | 0.87782 | 0.86269 | 0.85611 | 0.78303 | 0.62313 | 0.62496 | 0.53795 | 0.54376 | 0.51343
5589 | 2004-08-20 | 21:00 | 0.86208 | 0.78303 | 0.86208 | 0.89715 | 0.86269 | 0.8616 | 0.84968 | 0.75352 | 0.61038 | 0.62313 | 0.52182 | 0.5261 | 0.49536
5590 | 2004-08-20 | 22:00 | 0.80457 | 0.75352 | 0.80457 | 0.86208 | 0.8616 | 0.83139 | 0.79856 | 0.70261 | 0.5747 | 0.61038 | 0.51325 | 0.51686 | 0.48549
5591 | 2004-08-20 | 23:00 | 0.73946 | 0.70261 | 0.73946 | 0.80457 | 0.83139 | 0.77941 | 0.7337 | 0.64618 | 0.52928 | 0.5747 | 0.51613 | 0.51502 | 0.48087
5592 | 2004-08-21 | 00:00 | 0.68297 | 0.64618 | 0.68297 | 0.73946 | 0.77941 | 0.7224 | 0.66715 | 0.59484 | 0.49368 | 0.52928 | 0.52558 | 0.51863 | 0.48148
5593 | 2004-08-21 | 01:00 | 0.64504 | 0.59484 | 0.64504 | 0.68297 | 0.7224 | 0.67091 | 0.61146 | 0.56133 | 0.46866 | 0.49368 | 0.53753 | 0.52496 | 0.48452
5594 | 2004-08-21 | 02:00 | 0.61324 | 0.56133 | 0.61324 | 0.64504 | 0.67091 | 0.63556 | 0.578 | 0.53916 | 0.4524 | 0.46866 | 0.57258 | 0.56025 | 0.5066
5595 | 2004-08-21 | 03:00 | 0.59611 | 0.53916 | 0.59611 | 0.61324 | 0.63556 | 0.60866 | 0.55801 | 0.52225 | 0.44401 | 0.4524 | 0.61791 | 0.60941 | 0.55014
5596 | 2004-08-21 | 04:00 | 0.58681 | 0.52225 | 0.58681 | 0.59611 | 0.60866 | 0.59269 | 0.54503 | 0.51278 | 0.43921 | 0.44401 | 0.65458 | 0.65514 | 0.59014
5597 | 2004-08-21 | 05:00 | 0.5932 | 0.51278 | 0.5932 | 0.58681 | 0.59269 | 0.58502 | 0.53964 | 0.51351 | 0.44365 | 0.43921 | 0.67247 | 0.69509 | 0.62235
5598 | 2004-08-21 | 06:00 | 0.60903 | 0.51351 | 0.60903 | 0.5932 | 0.58502 | 0.59062 | 0.54914 | 0.52039 | 0.45472 | 0.44365 | 0.68823 | 0.72289 | 0.64089
5599 | 2004-08-21 | 07:00 | 0.63269 | 0.52039 | 0.63269 | 0.60903 | 0.59062 | 0.60279 | 0.57443 | 0.52587 | 0.46428 | 0.45472 | 0.69621 | 0.74705 | 0.65016
5600 | 2004-08-21 | 08:00 | 0.68255 | 0.52587 | 0.68255 | 0.63269 | 0.60279 | 0.6299 | 0.61801 | 0.55551 | 0.49504 | 0.46428 | 0.70145 | 0.76672 | 0.6578
5601 | 2004-08-21 | 09:00 | 0.72971 | 0.55551 | 0.72971 | 0.68255 | 0.6299 | 0.67911 | 0.67486 | 0.60689 | 0.52985 | 0.49504 | 0.70507 | 0.78354 | 0.66384
5602 | 2004-08-21 | 10:00 | 0.76398 | 0.60689 | 0.76398 | 0.72971 | 0.67911 | 0.7268 | 0.72433 | 0.65796 | 0.55999 | 0.52985 | 0.70587 | 0.79462 | 0.66672
5603 | 2004-08-21 | 11:00 | 0.78338 | 0.65796 | 0.78338 | 0.76398 | 0.7268 | 0.76183 | 0.75522 | 0.69569 | 0.58624 | 0.55999 | 0.70648 | 0.79664 | 0.66574
5604 | 2004-08-21 | 12:00 | 0.7921 | 0.69569 | 0.7921 | 0.78338 | 0.76183 | 0.78018 | 0.77086 | 0.71667 | 0.60615 | 0.58624 | 0.70084 | 0.78535 | 0.65646
5605 | 2004-08-21 | 13:00 | 0.77885 | 0.71667 | 0.77885 | 0.7921 | 0.78018 | 0.78504 | 0.77293 | 0.71213 | 0.6288 | 0.60615 | 0.68644 | 0.76217 | 0.63596
5606 | 2004-08-21 | 14:00 | 0.75028 | 0.71213 | 0.75028 | 0.77885 | 0.78504 | 0.77818 | 0.76775 | 0.69991 | 0.64742 | 0.6288 | 0.67795 | 0.75447 | 0.63613
5607 | 2004-08-21 | 15:00 | 0.72706 | 0.69991 | 0.72706 | 0.75028 | 0.77818 | 0.75426 | 0.75241 | 0.69197 | 0.66334 | 0.64742 | 0.68357 | 0.73743 | 0.65802
5608 | 2004-08-21 | 16:00 | 0.70992 | 0.69197 | 0.70992 | 0.72706 | 0.75426 | 0.72905 | 0.73333 | 0.686 | 0.67566 | 0.66334 | 0.65804 | 0.69557 | 0.63137
5609 | 2004-08-21 | 17:00 | 0.6926 | 0.686 | 0.6926 | 0.70992 | 0.72905 | 0.71607 | 0.71869 | 0.67825 | 0.67821 | 0.67566 | 0.61506 | 0.64346 | 0.58706
5610 | 2004-08-21 | 18:00 | 0.67336 | 0.67825 | 0.67336 | 0.6926 | 0.71607 | 0.702 | 0.70746 | 0.66323 | 0.66623 | 0.67821 | 0.57221 | 0.59522 | 0.53695
5611 | 2004-08-21 | 19:00 | 0.65681 | 0.66323 | 0.65681 | 0.67336 | 0.702 | 0.68473 | 0.69203 | 0.6483 | 0.64487 | 0.66623 | 0.53958 | 0.55908 | 0.4937
5612 | 2004-08-21 | 20:00 | 0.66323 | 0.6483 | 0.66323 | 0.65681 | 0.68473 | 0.67763 | 0.68482 | 0.65166 | 0.63645 | 0.64487 | 0.5202 | 0.53148 | 0.4654
5613 | 2004-08-21 | 21:00 | 0.6413 | 0.65166 | 0.6413 | 0.66323 | 0.67763 | 0.68888 | 0.68162 | 0.63577 | 0.61705 | 0.63645 | 0.50796 | 0.51337 | 0.44786
5614 | 2004-08-21 | 22:00 | 0.60371 | 0.63577 | 0.60371 | 0.6413 | 0.68888 | 0.66845 | 0.64721 | 0.60377 | 0.57815 | 0.61705 | 0.50051 | 0.50239 | 0.43904
5615 | 2004-08-21 | 23:00 | 0.5539 | 0.60377 | 0.5539 | 0.60371 | 0.66845 | 0.62797 | 0.59284 | 0.56219 | 0.53322 | 0.57815 | 0.49987 | 0.49766 | 0.43378
5616 | 2004-08-22 | 00:00 | 0.50933 | 0.56219 | 0.50933 | 0.5539 | 0.62797 | 0.58094 | 0.53948 | 0.52368 | 0.49535 | 0.53322 | 0.50476 | 0.49487 | 0.43907
5617 | 2004-08-22 | 01:00 | 0.47578 | 0.52368 | 0.47578 | 0.50933 | 0.58094 | 0.53944 | 0.49382 | 0.50061 | 0.47046 | 0.49535 | 0.512 | 0.49465 | 0.44291
5618 | 2004-08-22 | 02:00 | 0.45495 | 0.50061 | 0.45495 | 0.47578 | 0.53944 | 0.50674 | 0.46214 | 0.48383 | 0.45369 | 0.47046 | 0.53527 | 0.52384 | 0.45545
5619 | 2004-08-22 | 03:00 | 0.44169 | 0.48383 | 0.44169 | 0.45495 | 0.50674 | 0.48328 | 0.44203 | 0.47506 | 0.44334 | 0.45369 | 0.57104 | 0.57644 | 0.49161
5620 | 2004-08-22 | 04:00 | 0.43494 | 0.47506 | 0.43494 | 0.44169 | 0.48328 | 0.46791 | 0.43067 | 0.47034 | 0.437 | 0.44334 | 0.60308 | 0.62917 | 0.52904
5621 | 2004-08-22 | 05:00 | 0.43611 | 0.47034 | 0.43611 | 0.43494 | 0.46791 | 0.46369 | 0.42478 | 0.47263 | 0.43896 | 0.437 | 0.62171 | 0.67422 | 0.56017
5622 | 2004-08-22 | 06:00 | 0.43733 | 0.47263 | 0.43733 | 0.43611 | 0.46369 | 0.46471 | 0.42793 | 0.4813 | 0.44447 | 0.43896 | 0.62999 | 0.7069 | 0.58351
5623 | 2004-08-22 | 07:00 | 0.4564 | 0.4813 | 0.4564 | 0.43733 | 0.46471 | 0.46305 | 0.43386 | 0.48627 | 0.45171 | 0.44447 | 0.63279 | 0.73965 | 0.59913
5624 | 2004-08-22 | 08:00 | 0.49699 | 0.48627 | 0.49699 | 0.4564 | 0.46305 | 0.48314 | 0.46936 | 0.52023 | 0.48816 | 0.45171 | 0.6265 | 0.76324 | 0.60918
5625 | 2004-08-22 | 09:00 | 0.53634 | 0.52023 | 0.53634 | 0.49699 | 0.48314 | 0.52126 | 0.52028 | 0.56406 | 0.52928 | 0.48816 | 0.62326 | 0.77973 | 0.62284
5626 | 2004-08-22 | 10:00 | 0.56548 | 0.56406 | 0.56548 | 0.53634 | 0.52126 | 0.55946 | 0.56431 | 0.61232 | 0.56828 | 0.52928 | 0.62246 | 0.78867 | 0.63154
5627 | 2004-08-22 | 11:00 | 0.58593 | 0.61232 | 0.58593 | 0.56548 | 0.55946 | 0.59283 | 0.59143 | 0.65415 | 0.60172 | 0.56828 | 0.6215 | 0.78969 | 0.63554
5628 | 2004-08-22 | 12:00 | 0.59893 | 0.65415 | 0.59893 | 0.58593 | 0.59283 | 0.61337 | 0.60487 | 0.6845 | 0.63959 | 0.60172 | 0.62366 | 0.78139 | 0.63363
5629 | 2004-08-22 | 13:00 | 0.60875 | 0.6845 | 0.60875 | 0.59893 | 0.61337 | 0.62308 | 0.60947 | 0.70945 | 0.67494 | 0.63959 | 0.62038 | 0.76045 | 0.62382
5630 | 2004-08-22 | 14:00 | 0.61965 | 0.70945 | 0.61965 | 0.60875 | 0.62308 | 0.6254 | 0.60748 | 0.73038 | 0.70291 | 0.67494 | 0.62416 | 0.75895 | 0.62948
5631 | 2004-08-22 | 15:00 | 0.631 | 0.73038 | 0.631 | 0.61965 | 0.6254 | 0.62674 | 0.60541 | 0.74166 | 0.72891 | 0.70291 | 0.63805 | 0.74354 | 0.65604
5632 | 2004-08-22 | 16:00 | 0.64673 | 0.74166 | 0.64673 | 0.631 | 0.62674 | 0.63152 | 0.60901 | 0.74026 | 0.74259 | 0.72891 | 0.617 | 0.69719 | 0.63093
5633 | 2004-08-22 | 17:00 | 0.6553 | 0.74026 | 0.6553 | 0.64673 | 0.63152 | 0.64161 | 0.61863 | 0.72988 | 0.75003 | 0.74259 | 0.57069 | 0.63537 | 0.58128
5634 | 2004-08-22 | 18:00 | 0.6489 | 0.72988 | 0.6489 | 0.6553 | 0.64161 | 0.64531 | 0.62651 | 0.71483 | 0.73818 | 0.75003 | 0.52502 | 0.58438 | 0.52699
5635 | 2004-08-22 | 19:00 | 0.63158 | 0.71483 | 0.63158 | 0.6489 | 0.64531 | 0.6363 | 0.62204 | 0.70203 | 0.71863 | 0.73818 | 0.49987 | 0.55049 | 0.48403
5636 | 2004-08-22 | 20:00 | 0.65024 | 0.70203 | 0.65024 | 0.63158 | 0.6363 | 0.63053 | 0.62535 | 0.70773 | 0.71925 | 0.71863 | 0.48398 | 0.52535 | 0.45942
5637 | 2004-08-22 | 21:00 | 0.63295 | 0.70773 | 0.63295 | 0.65024 | 0.63053 | 0.65885 | 0.64774 | 0.68622 | 0.69985 | 0.71925 | 0.47735 | 0.50839 | 0.44717
5638 | 2004-08-22 | 22:00 | 0.59019 | 0.68622 | 0.59019 | 0.63295 | 0.65885 | 0.64478 | 0.61441 | 0.64003 | 0.64956 | 0.69985 | 0.47762 | 0.50339 | 0.44328
5639 | 2004-08-22 | 23:00 | 0.54362 | 0.64003 | 0.54362 | 0.59019 | 0.64478 | 0.60834 | 0.55801 | 0.58661 | 0.59348 | 0.64956 | 0.49521 | 0.51604 | 0.45739
5640 | 2004-08-23 | 00:00 | 0.50224 | 0.58661 | 0.50224 | 0.54362 | 0.60834 | 0.5629 | 0.50485 | 0.54611 | 0.55406 | 0.59348 | 0.53431 | 0.54737 | 0.51044
5641 | 2004-08-23 | 01:00 | 0.47621 | 0.54611 | 0.47621 | 0.50224 | 0.5629 | 0.52474 | 0.46716 | 0.52244 | 0.52748 | 0.55406 | 0.58208 | 0.58229 | 0.56272
5642 | 2004-08-23 | 02:00 | 0.46312 | 0.52244 | 0.46312 | 0.47621 | 0.52474 | 0.50128 | 0.44448 | 0.51004 | 0.50929 | 0.52748 | 0.62083 | 0.62289 | 0.61375
5643 | 2004-08-23 | 03:00 | 0.45871 | 0.51004 | 0.45871 | 0.46312 | 0.50128 | 0.48686 | 0.43336 | 0.5053 | 0.50099 | 0.50929 | 0.64596 | 0.65968 | 0.65903
5644 | 2004-08-23 | 04:00 | 0.46341 | 0.5053 | 0.46341 | 0.45871 | 0.48686 | 0.48039 | 0.42905 | 0.51259 | 0.50339 | 0.50099 | 0.66699 | 0.70032 | 0.69478
5645 | 2004-08-23 | 05:00 | 0.49229 | 0.51259 | 0.49229 | 0.46341 | 0.48039 | 0.48518 | 0.43892 | 0.54065 | 0.52632 | 0.50339 | 0.68005 | 0.73504 | 0.72897
5646 | 2004-08-23 | 06:00 | 0.5383 | 0.54065 | 0.5383 | 0.49229 | 0.48518 | 0.51314 | 0.47533 | 0.59482 | 0.57691 | 0.52632 | 0.68594 | 0.76331 | 0.7522
5647 | 2004-08-23 | 07:00 | 0.58568 | 0.59482 | 0.58568 | 0.5383 | 0.51314 | 0.55647 | 0.53052 | 0.61698 | 0.60973 | 0.57691 | 0.69653 | 0.78862 | 0.76319
5648 | 2004-08-23 | 08:00 | 0.63354 | 0.61698 | 0.63354 | 0.58568 | 0.55647 | 0.62238 | 0.60267 | 0.6358 | 0.63647 | 0.60973 | 0.68615 | 0.80705 | 0.77649
5649 | 2004-08-23 | 09:00 | 0.6747 | 0.6358 | 0.6747 | 0.63354 | 0.62238 | 0.68308 | 0.66164 | 0.67019 | 0.66499 | 0.63647 | 0.68317 | 0.82291 | 0.78554
5650 | 2004-08-23 | 10:00 | 0.71091 | 0.67019 | 0.71091 | 0.6747 | 0.68308 | 0.72838 | 0.70414 | 0.70925 | 0.69627 | 0.66499 | 0.67734 | 0.83203 | 0.78577
5651 | 2004-08-23 | 11:00 | 0.73812 | 0.70925 | 0.73812 | 0.71091 | 0.72838 | 0.7633 | 0.73797 | 0.74524 | 0.72607 | 0.69627 | 0.67321 | 0.82834 | 0.77838
5652 | 2004-08-23 | 12:00 | 0.76176 | 0.74524 | 0.76176 | 0.73812 | 0.7633 | 0.78444 | 0.75775 | 0.77701 | 0.75601 | 0.72607 | 0.67425 | 0.81178 | 0.75619
5653 | 2004-08-23 | 13:00 | 0.78306 | 0.77701 | 0.78306 | 0.76176 | 0.78444 | 0.79897 | 0.768 | 0.80926 | 0.78391 | 0.75601 | 0.66747 | 0.78598 | 0.7213
5654 | 2004-08-23 | 14:00 | 0.80046 | 0.80926 | 0.80046 | 0.78306 | 0.79897 | 0.8131 | 0.78102 | 0.84454 | 0.80228 | 0.78391 | 0.66669 | 0.78615 | 0.71165
5655 | 2004-08-23 | 15:00 | 0.81566 | 0.84454 | 0.81566 | 0.80046 | 0.8131 | 0.82376 | 0.78873 | 0.87138 | 0.81603 | 0.80228 | 0.67875 | 0.76907 | 0.73026
5656 | 2004-08-23 | 16:00 | 0.82993 | 0.87138 | 0.82993 | 0.81566 | 0.82376 | 0.83016 | 0.79337 | 0.88187 | 0.82533 | 0.81603 | 0.64995 | 0.71507 | 0.69636
5657 | 2004-08-23 | 17:00 | 0.83122 | 0.88187 | 0.83122 | 0.82993 | 0.83016 | 0.83565 | 0.79694 | 0.87556 | 0.82224 | 0.82533 | 0.59813 | 0.64919 | 0.63114
5658 | 2004-08-23 | 18:00 | 0.80974 | 0.87556 | 0.80974 | 0.83122 | 0.83565 | 0.82598 | 0.79064 | 0.85473 | 0.8105 | 0.82224 | 0.5486 | 0.59158 | 0.57088
5659 | 2004-08-23 | 19:00 | 0.78301 | 0.85473 | 0.78301 | 0.80974 | 0.82598 | 0.79963 | 0.77206 | 0.82529 | 0.78682 | 0.8105 | 0.51895 | 0.55958 | 0.52348
5660 | 2004-08-23 | 20:00 | 0.79158 | 0.82529 | 0.79158 | 0.78301 | 0.79963 | 0.78346 | 0.76783 | 0.8179 | 0.77682 | 0.78682 | 0.50208 | 0.53746 | 0.49902
5661 | 2004-08-23 | 21:00 | 0.75621 | 0.8179 | 0.75621 | 0.79158 | 0.78346 | 0.79788 | 0.7782 | 0.78354 | 0.74944 | 0.77682 | 0.49297 | 0.52316 | 0.48471
5662 | 2004-08-23 | 22:00 | 0.69073 | 0.78354 | 0.69073 | 0.75621 | 0.79788 | 0.76675 | 0.73022 | 0.71664 | 0.68965 | 0.74944 | 0.48965 | 0.51771 | 0.47766
5663 | 2004-08-23 | 23:00 | 0.62732 | 0.71664 | 0.62732 | 0.69073 | 0.76675 | 0.71312 | 0.65467 | 0.65123 | 0.62841 | 0.68965 | 0.50314 | 0.52902 | 0.4831
5664 | 2004-08-24 | 00:00 | 0.57598 | 0.65123 | 0.57598 | 0.62732 | 0.71312 | 0.65143 | 0.5853 | 0.60317 | 0.58374 | 0.62841 | 0.54285 | 0.56244 | 0.51559
5665 | 2004-08-24 | 01:00 | 0.54273 | 0.60317 | 0.54273 | 0.57598 | 0.65143 | 0.59899 | 0.53574 | 0.5739 | 0.55599 | 0.58374 | 0.5927 | 0.59704 | 0.5688
5666 | 2004-08-24 | 02:00 | 0.52218 | 0.5739 | 0.52218 | 0.54273 | 0.59899 | 0.56403 | 0.50639 | 0.55388 | 0.53598 | 0.55599 | 0.62996 | 0.62543 | 0.61389
5667 | 2004-08-24 | 03:00 | 0.5114 | 0.55388 | 0.5114 | 0.52218 | 0.56403 | 0.54402 | 0.48851 | 0.54261 | 0.52377 | 0.53598 | 0.65368 | 0.65375 | 0.66095
5668 | 2004-08-24 | 04:00 | 0.51165 | 0.54261 | 0.51165 | 0.5114 | 0.54402 | 0.53452 | 0.47877 | 0.54353 | 0.52217 | 0.52377 | 0.66935 | 0.68102 | 0.69854
5669 | 2004-08-24 | 05:00 | 0.54026 | 0.54353 | 0.54026 | 0.51165 | 0.53452 | 0.53624 | 0.48283 | 0.56818 | 0.54332 | 0.52217 | 0.67848 | 0.71004 | 0.73108
5670 | 2004-08-24 | 06:00 | 0.5883 | 0.56818 | 0.5883 | 0.54026 | 0.53624 | 0.56135 | 0.51717 | 0.62223 | 0.59175 | 0.54332 | 0.68218 | 0.7322 | 0.74994
5671 | 2004-08-24 | 07:00 | 0.63493 | 0.62223 | 0.63493 | 0.5883 | 0.56135 | 0.60416 | 0.57058 | 0.64046 | 0.62269 | 0.59175 | 0.68567 | 0.75542 | 0.76419
5672 | 2004-08-24 | 08:00 | 0.68301 | 0.64046 | 0.68301 | 0.63493 | 0.60416 | 0.6656 | 0.63671 | 0.66391 | 0.65536 | 0.62269 | 0.68498 | 0.77724 | 0.77917
5673 | 2004-08-24 | 09:00 | 0.72428 | 0.66391 | 0.72428 | 0.68301 | 0.6656 | 0.71804 | 0.68303 | 0.706 | 0.688 | 0.65536 | 0.68237 | 0.79213 | 0.79042
5674 | 2004-08-24 | 10:00 | 0.76479 | 0.706 | 0.76479 | 0.72428 | 0.71804 | 0.75402 | 0.71575 | 0.7576 | 0.72546 | 0.688 | 0.67763 | 0.79641 | 0.78973
5675 | 2004-08-24 | 11:00 | 0.79463 | 0.7576 | 0.79463 | 0.76479 | 0.75402 | 0.77751 | 0.73806 | 0.80177 | 0.75712 | 0.72546 | 0.67247 | 0.79173 | 0.78925
5676 | 2004-08-24 | 12:00 | 0.81661 | 0.80177 | 0.81661 | 0.79463 | 0.77751 | 0.7951 | 0.75004 | 0.84519 | 0.79058 | 0.75712 | 0.66983 | 0.78182 | 0.76668
5677 | 2004-08-24 | 13:00 | 0.83597 | 0.84519 | 0.83597 | 0.81661 | 0.7951 | 0.80181 | 0.75576 | 0.88766 | 0.81977 | 0.79058 | 0.6639 | 0.76286 | 0.73091
5678 | 2004-08-24 | 14:00 | 0.8459 | 0.88766 | 0.8459 | 0.83597 | 0.80181 | 0.81405 | 0.76294 | 0.92033 | 0.84636 | 0.81977 | 0.66818 | 0.76548 | 0.7214
5679 | 2004-08-24 | 15:00 | 0.85307 | 0.92033 | 0.85307 | 0.8459 | 0.81405 | 0.81775 | 0.76344 | 0.94282 | 0.86722 | 0.84636 | 0.67481 | 0.75213 | 0.73859
5680 | 2004-08-24 | 16:00 | 0.85685 | 0.94282 | 0.85685 | 0.85307 | 0.81775 | 0.81922 | 0.76091 | 0.95747 | 0.8826 | 0.86722 | 0.64183 | 0.70065 | 0.70088
5681 | 2004-08-24 | 17:00 | 0.84842 | 0.95747 | 0.84842 | 0.85685 | 0.81922 | 0.81648 | 0.75958 | 0.94943 | 0.87655 | 0.8826 | 0.58977 | 0.63716 | 0.63484
5682 | 2004-08-24 | 18:00 | 0.82114 | 0.94943 | 0.82114 | 0.84842 | 0.81648 | 0.80178 | 0.74772 | 0.92338 | 0.85599 | 0.87655 | 0.54349 | 0.58379 | 0.57189
5683 | 2004-08-24 | 19:00 | 0.79643 | 0.92338 | 0.79643 | 0.82114 | 0.80178 | 0.76766 | 0.72487 | 0.88324 | 0.82822 | 0.85599 | 0.5148 | 0.55225 | 0.52451
5684 | 2004-08-24 | 20:00 | 0.80345 | 0.88324 | 0.80345 | 0.79643 | 0.76766 | 0.74498 | 0.7182 | 0.87144 | 0.82673 | 0.82822 | 0.49715 | 0.52944 | 0.49868
5685 | 2004-08-24 | 21:00 | 0.76617 | 0.87144 | 0.76617 | 0.80345 | 0.74498 | 0.7588 | 0.7284 | 0.8312 | 0.79609 | 0.82673 | 0.48882 | 0.51589 | 0.48439
5686 | 2004-08-24 | 22:00 | 0.70019 | 0.8312 | 0.70019 | 0.76617 | 0.7588 | 0.72405 | 0.68112 | 0.75929 | 0.73501 | 0.79609 | 0.48832 | 0.50971 | 0.47759
5687 | 2004-08-24 | 23:00 | 0.6379 | 0.75929 | 0.6379 | 0.70019 | 0.72405 | 0.66799 | 0.60926 | 0.68858 | 0.67264 | 0.73501 | 0.49941 | 0.52254 | 0.48332
5688 | 2004-08-25 | 00:00 | 0.58925 | 0.68858 | 0.58925 | 0.6379 | 0.66799 | 0.60975 | 0.54109 | 0.6349 | 0.62849 | 0.67264 | 0.53931 | 0.5526 | 0.51314
5689 | 2004-08-25 | 01:00 | 0.5542 | 0.6349 | 0.5542 | 0.58925 | 0.60975 | 0.56315 | 0.49419 | 0.60305 | 0.60141 | 0.62849 | 0.59023 | 0.58859 | 0.56095
5690 | 2004-08-25 | 02:00 | 0.53502 | 0.60305 | 0.53502 | 0.5542 | 0.56315 | 0.53396 | 0.46753 | 0.58118 | 0.58176 | 0.60141 | 0.62563 | 0.62244 | 0.61021
5691 | 2004-08-25 | 03:00 | 0.52372 | 0.58118 | 0.52372 | 0.53502 | 0.53396 | 0.51489 | 0.45231 | 0.56751 | 0.56929 | 0.58176 | 0.64663 | 0.65856 | 0.66357
5692 | 2004-08-25 | 04:00 | 0.52802 | 0.56751 | 0.52802 | 0.52372 | 0.51489 | 0.50617 | 0.44618 | 0.56318 | 0.56702 | 0.56929 | 0.66294 | 0.69554 | 0.70763
5693 | 2004-08-25 | 05:00 | 0.55896 | 0.56318 | 0.55896 | 0.52802 | 0.50617 | 0.50849 | 0.45343 | 0.58627 | 0.58711 | 0.56702 | 0.67662 | 0.7273 | 0.7418
5694 | 2004-08-25 | 06:00 | 0.61363 | 0.58627 | 0.61363 | 0.55896 | 0.50849 | 0.53332 | 0.4888 | 0.63816 | 0.6366 | 0.58711 | 0.67979 | 0.75646 | 0.7666
5695 | 2004-08-25 | 07:00 | 0.65781 | 0.63816 | 0.65781 | 0.61363 | 0.53332 | 0.58077 | 0.54437 | 0.65359 | 0.66808 | 0.6366 | 0.68162 | 0.77925 | 0.78389
5696 | 2004-08-25 | 08:00 | 0.68978 | 0.65359 | 0.68978 | 0.65781 | 0.58077 | 0.6484 | 0.61436 | 0.67569 | 0.69841 | 0.66808 | 0.68005 | 0.80304 | 0.8015
5697 | 2004-08-25 | 09:00 | 0.72224 | 0.67569 | 0.72224 | 0.68978 | 0.6484 | 0.70587 | 0.66757 | 0.72054 | 0.73638 | 0.69841 | 0.67915 | 0.826 | 0.81399
5698 | 2004-08-25 | 10:00 | 0.74655 | 0.72054 | 0.74655 | 0.72224 | 0.70587 | 0.74656 | 0.7031 | 0.76902 | 0.77136 | 0.73638 | 0.67761 | 0.84498 | 0.81711
5699 | 2004-08-25 | 11:00 | 0.76873 | 0.76902 | 0.76873 | 0.74655 | 0.74656 | 0.778 | 0.73064 | 0.81462 | 0.79782 | 0.77136 | 0.67598 | 0.85126 | 0.81651
5700 | 2004-08-25 | 12:00 | 0.78869 | 0.81462 | 0.78869 | 0.76873 | 0.778 | 0.79422 | 0.74863 | 0.85519 | 0.82703 | 0.79782 | 0.67231 | 0.8408 | 0.79676
5701 | 2004-08-25 | 13:00 | 0.81007 | 0.85519 | 0.81007 | 0.78869 | 0.79422 | 0.80382 | 0.75406 | 0.89595 | 0.85504 | 0.82703 | 0.66204 | 0.81367 | 0.75835
5702 | 2004-08-25 | 14:00 | 0.82305 | 0.89595 | 0.82305 | 0.81007 | 0.80382 | 0.81469 | 0.76385 | 0.93279 | 0.87104 | 0.85504 | 0.66563 | 0.80737 | 0.74656
5703 | 2004-08-25 | 15:00 | 0.83124 | 0.93279 | 0.83124 | 0.82305 | 0.81469 | 0.82126 | 0.76617 | 0.95405 | 0.88291 | 0.87104 | 0.67516 | 0.78418 | 0.75924
5704 | 2004-08-25 | 16:00 | 0.83166 | 0.95405 | 0.83166 | 0.83124 | 0.82126 | 0.82211 | 0.76642 | 0.96598 | 0.8943 | 0.88291 | 0.64317 | 0.72742 | 0.71819
5705 | 2004-08-25 | 17:00 | 0.82094 | 0.96598 | 0.82094 | 0.83166 | 0.82211 | 0.81894 | 0.7636 | 0.95938 | 0.89136 | 0.8943 | 0.58951 | 0.65524 | 0.65009
5706 | 2004-08-25 | 18:00 | 0.79234 | 0.95938 | 0.79234 | 0.82094 | 0.81894 | 0.80234 | 0.75025 | 0.93099 | 0.87395 | 0.89136 | 0.54115 | 0.59447 | 0.58361
5707 | 2004-08-25 | 19:00 | 0.7692 | 0.93099 | 0.7692 | 0.79234 | 0.80234 | 0.76928 | 0.72549 | 0.89095 | 0.84334 | 0.87395 | 0.50924 | 0.55843 | 0.53692
5708 | 2004-08-25 | 20:00 | 0.77921 | 0.89095 | 0.77921 | 0.7692 | 0.76928 | 0.75215 | 0.71824 | 0.87897 | 0.83216 | 0.84334 | 0.49244 | 0.5346 | 0.50847
5709 | 2004-08-25 | 21:00 | 0.74284 | 0.87897 | 0.74284 | 0.77921 | 0.75215 | 0.76383 | 0.72703 | 0.83693 | 0.79777 | 0.83216 | 0.48267 | 0.51781 | 0.49127
5710 | 2004-08-25 | 22:00 | 0.67938 | 0.83693 | 0.67938 | 0.74284 | 0.76383 | 0.73091 | 0.68054 | 0.76519 | 0.73442 | 0.79777 | 0.47967 | 0.51158 | 0.48391
5711 | 2004-08-25 | 23:00 | 0.61629 | 0.76519 | 0.61629 | 0.67938 | 0.73091 | 0.67763 | 0.60785 | 0.69556 | 0.6696 | 0.73442 | 0.49239 | 0.52045 | 0.49049
5712 | 2004-08-26 | 00:00 | 0.56628 | 0.69556 | 0.56628 | 0.61629 | 0.67763 | 0.61664 | 0.53927 | 0.64169 | 0.62455 | 0.6696 | 0.53085 | 0.54887 | 0.52341
5713 | 2004-08-26 | 01:00 | 0.53576 | 0.64169 | 0.53576 | 0.56628 | 0.61664 | 0.56681 | 0.49175 | 0.60774 | 0.59701 | 0.62455 | 0.58336 | 0.58394 | 0.58116
5714 | 2004-08-26 | 02:00 | 0.51658 | 0.60774 | 0.51658 | 0.53576 | 0.56681 | 0.53695 | 0.4648 | 0.58661 | 0.57578 | 0.59701 | 0.61894 | 0.62179 | 0.6322
5715 | 2004-08-26 | 03:00 | 0.50709 | 0.58661 | 0.50709 | 0.51658 | 0.53695 | 0.51725 | 0.44945 | 0.57414 | 0.56148 | 0.57578 | 0.64125 | 0.65868 | 0.67948
5716 | 2004-08-26 | 04:00 | 0.51062 | 0.57414 | 0.51062 | 0.50709 | 0.51725 | 0.50688 | 0.44294 | 0.57285 | 0.55973 | 0.56148 | 0.65855 | 0.69601 | 0.71598
5717 | 2004-08-26 | 05:00 | 0.53927 | 0.57285 | 0.53927 | 0.51062 | 0.50688 | 0.5099 | 0.45036 | 0.59692 | 0.57704 | 0.55973 | 0.66629 | 0.72909 | 0.74437
5718 | 2004-08-26 | 06:00 | 0.59154 | 0.59692 | 0.59154 | 0.53927 | 0.5099 | 0.53652 | 0.48462 | 0.65012 | 0.62568 | 0.57704 | 0.67353 | 0.75758 | 0.7656
5719 | 2004-08-26 | 07:00 | 0.63778 | 0.65012 | 0.63778 | 0.59154 | 0.53652 | 0.58175 | 0.54064 | 0.6667 | 0.65798 | 0.62568 | 0.67545 | 0.78578 | 0.78126
5720 | 2004-08-26 | 08:00 | 0.67781 | 0.6667 | 0.67781 | 0.63778 | 0.58175 | 0.64671 | 0.61067 | 0.69045 | 0.69841 | 0.65798 | 0.67633 | 0.8074 | 0.79978
5721 | 2004-08-26 | 09:00 | 0.71816 | 0.69045 | 0.71816 | 0.67781 | 0.64671 | 0.70643 | 0.66383 | 0.73485 | 0.74449 | 0.69841 | 0.67526 | 0.82936 | 0.81738
5722 | 2004-08-26 | 10:00 | 0.75058 | 0.73485 | 0.75058 | 0.71816 | 0.70643 | 0.75187 | 0.70207 | 0.78684 | 0.79409 | 0.74449 | 0.67162 | 0.84682 | 0.82499
5723 | 2004-08-26 | 11:00 | 0.77396 | 0.78684 | 0.77396 | 0.75058 | 0.75187 | 0.78082 | 0.72918 | 0.8308 | 0.83706 | 0.79409 | 0.6693 | 0.84695 | 0.82165
5724 | 2004-08-26 | 12:00 | 0.79257 | 0.8308 | 0.79257 | 0.77396 | 0.78082 | 0.8003 | 0.74374 | 0.87206 | 0.87601 | 0.83706 | 0.66329 | 0.82927 | 0.79542
5725 | 2004-08-26 | 13:00 | 0.80768 | 0.87206 | 0.80768 | 0.79257 | 0.8003 | 0.81303 | 0.75087 | 0.91229 | 0.91468 | 0.87601 | 0.65195 | 0.80269 | 0.75604
5726 | 2004-08-26 | 14:00 | 0.81927 | 0.91229 | 0.81927 | 0.80768 | 0.81303 | 0.82302 | 0.76182 | 0.94251 | 0.94294 | 0.91468 | 0.65336 | 0.79631 | 0.74275
5727 | 2004-08-26 | 15:00 | 0.82873 | 0.94251 | 0.82873 | 0.81927 | 0.82302 | 0.82858 | 0.76671 | 0.96564 | 0.96205 | 0.94294 | 0.668 | 0.77083 | 0.7527
5728 | 2004-08-26 | 16:00 | 0.83349 | 0.96564 | 0.83349 | 0.82873 | 0.82858 | 0.82781 | 0.7663 | 0.97431 | 0.97336 | 0.96205 | 0.63907 | 0.71579 | 0.71318
5729 | 2004-08-26 | 17:00 | 0.82739 | 0.97431 | 0.82739 | 0.83349 | 0.82781 | 0.8289 | 0.76373 | 0.96366 | 0.96502 | 0.97336 | 0.58584 | 0.64384 | 0.6473
5730 | 2004-08-26 | 18:00 | 0.80397 | 0.96366 | 0.80397 | 0.82739 | 0.8289 | 0.81595 | 0.75228 | 0.93231 | 0.94283 | 0.96502 | 0.53543 | 0.58633 | 0.58324
5731 | 2004-08-26 | 19:00 | 0.78309 | 0.93231 | 0.78309 | 0.80397 | 0.81595 | 0.78592 | 0.73117 | 0.8908 | 0.91223 | 0.94283 | 0.50535 | 0.55422 | 0.53692
5732 | 2004-08-26 | 20:00 | 0.79344 | 0.8908 | 0.79344 | 0.78309 | 0.78592 | 0.76967 | 0.72939 | 0.87906 | 0.90381 | 0.91223 | 0.48725 | 0.53024 | 0.50971
5733 | 2004-08-26 | 21:00 | 0.7591 | 0.87906 | 0.7591 | 0.79344 | 0.76967 | 0.78029 | 0.73876 | 0.83932 | 0.86908 | 0.90381 | 0.47775 | 0.51509 | 0.49339
5734 | 2004-08-26 | 22:00 | 0.6988 | 0.83932 | 0.6988 | 0.7591 | 0.78029 | 0.74941 | 0.69402 | 0.76823 | 0.80058 | 0.86908 | 0.4753 | 0.51051 | 0.48561
5735 | 2004-08-26 | 23:00 | 0.63735 | 0.76823 | 0.63735 | 0.6988 | 0.74941 | 0.69852 | 0.62361 | 0.70107 | 0.73409 | 0.80058 | 0.48765 | 0.51913 | 0.49215
5736 | 2004-08-27 | 00:00 | 0.58583 | 0.70107 | 0.58583 | 0.63735 | 0.69852 | 0.63986 | 0.55867 | 0.64312 | 0.68542 | 0.73409 | 0.52598 | 0.54989 | 0.52243
5737 | 2004-08-27 | 01:00 | 0.5556 | 0.64312 | 0.5556 | 0.58583 | 0.63986 | 0.59121 | 0.51273 | 0.61085 | 0.6525 | 0.68542 | 0.57514 | 0.58284 | 0.55746
5738 | 2004-08-27 | 02:00 | 0.53725 | 0.61085 | 0.53725 | 0.5556 | 0.59121 | 0.56107 | 0.48636 | 0.58656 | 0.62813 | 0.6525 | 0.61368 | 0.61736 | 0.60736
5739 | 2004-08-27 | 03:00 | 0.52745 | 0.58656 | 0.52745 | 0.53725 | 0.56107 | 0.5425 | 0.47172 | 0.57021 | 0.61053 | 0.62813 | 0.64138 | 0.652 | 0.65939
5740 | 2004-08-27 | 04:00 | 0.53017 | 0.57021 | 0.53017 | 0.52745 | 0.5425 | 0.53417 | 0.46662 | 0.56514 | 0.60301 | 0.61053 | 0.65927 | 0.68321 | 0.70446
5741 | 2004-08-27 | 05:00 | 0.56296 | 0.56514 | 0.56296 | 0.53017 | 0.53417 | 0.53677 | 0.47437 | 0.58446 | 0.61774 | 0.60301 | 0.67143 | 0.71337 | 0.74844
5742 | 2004-08-27 | 06:00 | 0.61425 | 0.58446 | 0.61425 | 0.56296 | 0.53677 | 0.56357 | 0.51306 | 0.63565 | 0.66043 | 0.61774 | 0.67417 | 0.73811 | 0.7743
5743 | 2004-08-27 | 07:00 | 0.66264 | 0.63565 | 0.66264 | 0.61425 | 0.56357 | 0.61777 | 0.57427 | 0.65157 | 0.68367 | 0.66043 | 0.67702 | 0.76172 | 0.80201
5744 | 2004-08-27 | 08:00 | 0.70818 | 0.65157 | 0.70818 | 0.66264 | 0.61777 | 0.68487 | 0.647 | 0.67212 | 0.71876 | 0.68367 | 0.67894 | 0.78027 | 0.82806
5745 | 2004-08-27 | 09:00 | 0.75009 | 0.67212 | 0.75009 | 0.70818 | 0.68487 | 0.74463 | 0.7043 | 0.71472 | 0.75972 | 0.71876 | 0.67846 | 0.79791 | 0.84811
5746 | 2004-08-27 | 10:00 | 0.79153 | 0.71472 | 0.79153 | 0.75009 | 0.74463 | 0.78725 | 0.74523 | 0.76432 | 0.80233 | 0.75972 | 0.67856 | 0.80804 | 0.85648
5747 | 2004-08-27 | 11:00 | 0.82484 | 0.76432 | 0.82484 | 0.79153 | 0.78725 | 0.82439 | 0.78089 | 0.81008 | 0.84048 | 0.80233 | 0.67534 | 0.81163 | 0.85376
5748 | 2004-08-27 | 12:00 | 0.85377 | 0.81008 | 0.85377 | 0.82484 | 0.82439 | 0.85404 | 0.80353 | 0.852 | 0.87276 | 0.84048 | 0.66805 | 0.79609 | 0.83834
5749 | 2004-08-27 | 13:00 | 0.87969 | 0.852 | 0.87969 | 0.85377 | 0.85404 | 0.87198 | 0.8163 | 0.89029 | 0.90053 | 0.87276 | 0.65357 | 0.76844 | 0.79255
5750 | 2004-08-27 | 14:00 | 0.89943 | 0.89029 | 0.89943 | 0.87969 | 0.87198 | 0.88918 | 0.83376 | 0.91715 | 0.9197 | 0.90053 | 0.64854 | 0.75893 | 0.76679
5751 | 2004-08-27 | 15:00 | 0.9065 | 0.91715 | 0.9065 | 0.89943 | 0.88918 | 0.90019 | 0.84222 | 0.93439 | 0.93124 | 0.9197 | 0.65767 | 0.73497 | 0.76688
5752 | 2004-08-27 | 16:00 | 0.90897 | 0.93439 | 0.90897 | 0.9065 | 0.90019 | 0.90307 | 0.84355 | 0.93579 | 0.934 | 0.93124 | 0.63151 | 0.68879 | 0.72323
5753 | 2004-08-27 | 17:00 | 0.90098 | 0.93579 | 0.90098 | 0.90897 | 0.90307 | 0.90398 | 0.84073 | 0.91143 | 0.91937 | 0.934 | 0.58757 | 0.63255 | 0.65845
5754 | 2004-08-27 | 18:00 | 0.87062 | 0.91143 | 0.87062 | 0.90098 | 0.90398 | 0.88626 | 0.82671 | 0.86864 | 0.88806 | 0.91937 | 0.54373 | 0.58304 | 0.59787
5755 | 2004-08-27 | 19:00 | 0.84239 | 0.86864 | 0.84239 | 0.87062 | 0.88626 | 0.84845 | 0.80258 | 0.82729 | 0.84587 | 0.88806 | 0.50804 | 0.54984 | 0.54675
5756 | 2004-08-27 | 20:00 | 0.84137 | 0.82729 | 0.84137 | 0.84239 | 0.84845 | 0.83125 | 0.80117 | 0.81556 | 0.81974 | 0.84587 | 0.4893 | 0.52331 | 0.51492
5757 | 2004-08-27 | 21:00 | 0.80549 | 0.81556 | 0.80549 | 0.84137 | 0.83125 | 0.83818 | 0.80635 | 0.78136 | 0.78216 | 0.81974 | 0.47865 | 0.50732 | 0.49635
5758 | 2004-08-27 | 22:00 | 0.74768 | 0.78136 | 0.74768 | 0.80549 | 0.83818 | 0.81152 | 0.76584 | 0.72933 | 0.72597 | 0.78216 | 0.47365 | 0.49858 | 0.48494
5759 | 2004-08-27 | 23:00 | 0.68195 | 0.72933 | 0.68195 | 0.74768 | 0.81152 | 0.76443 | 0.70397 | 0.67707 | 0.67061 | 0.72597 | 0.47549 | 0.49681 | 0.48228
5760 | 2004-08-28 | 00:00 | 0.62907 | 0.67707 | 0.62907 | 0.68195 | 0.76443 | 0.70629 | 0.63526 | 0.62821 | 0.61898 | 0.67061 | 0.48789 | 0.50379 | 0.49164
5761 | 2004-08-28 | 01:00 | 0.58972 | 0.62821 | 0.58972 | 0.62907 | 0.70629 | 0.65262 | 0.58355 | 0.59467 | 0.58307 | 0.61898 | 0.50263 | 0.50897 | 0.506
5762 | 2004-08-28 | 02:00 | 0.56423 | 0.59467 | 0.56423 | 0.58972 | 0.65262 | 0.61714 | 0.54905 | 0.57065 | 0.55514 | 0.58307 | 0.53417 | 0.5456 | 0.52684
5763 | 2004-08-28 | 03:00 | 0.54647 | 0.57065 | 0.54647 | 0.56423 | 0.61714 | 0.59097 | 0.52699 | 0.55353 | 0.53716 | 0.55514 | 0.57492 | 0.59751 | 0.57413
5764 | 2004-08-28 | 04:00 | 0.53924 | 0.55353 | 0.53924 | 0.54647 | 0.59097 | 0.57514 | 0.51646 | 0.54435 | 0.52737 | 0.53716 | 0.60676 | 0.64289 | 0.6214
5765 | 2004-08-28 | 05:00 | 0.54549 | 0.54435 | 0.54549 | 0.53924 | 0.57514 | 0.56765 | 0.51426 | 0.54483 | 0.52781 | 0.52737 | 0.62243 | 0.67988 | 0.66552
5766 | 2004-08-28 | 06:00 | 0.55975 | 0.54483 | 0.55975 | 0.54549 | 0.56765 | 0.57257 | 0.52583 | 0.54695 | 0.53577 | 0.52781 | 0.62874 | 0.70956 | 0.70043
5767 | 2004-08-28 | 07:00 | 0.59034 | 0.54695 | 0.59034 | 0.55975 | 0.57257 | 0.5865 | 0.54972 | 0.55033 | 0.54332 | 0.53577 | 0.62847 | 0.73402 | 0.7286
5768 | 2004-08-28 | 08:00 | 0.65216 | 0.55033 | 0.65216 | 0.59034 | 0.5865 | 0.62139 | 0.60362 | 0.58019 | 0.57354 | 0.54332 | 0.6314 | 0.75549 | 0.75025
5769 | 2004-08-28 | 09:00 | 0.71733 | 0.58019 | 0.71733 | 0.65216 | 0.62139 | 0.68234 | 0.67851 | 0.62321 | 0.60989 | 0.57354 | 0.63513 | 0.7723 | 0.76987
5770 | 2004-08-28 | 10:00 | 0.77918 | 0.62321 | 0.77918 | 0.71733 | 0.68234 | 0.74428 | 0.74701 | 0.66216 | 0.63671 | 0.60989 | 0.64146 | 0.78839 | 0.78478
5771 | 2004-08-28 | 11:00 | 0.82815 | 0.66216 | 0.82815 | 0.77918 | 0.74428 | 0.79622 | 0.80324 | 0.69431 | 0.65925 | 0.63671 | 0.64788 | 0.79377 | 0.79048
5772 | 2004-08-28 | 12:00 | 0.86385 | 0.69431 | 0.86385 | 0.82815 | 0.79622 | 0.83273 | 0.84073 | 0.71565 | 0.67393 | 0.65925 | 0.64825 | 0.78725 | 0.7802
5773 | 2004-08-28 | 13:00 | 0.88759 | 0.71565 | 0.88759 | 0.86385 | 0.83273 | 0.85654 | 0.86287 | 0.72701 | 0.68514 | 0.67393 | 0.64061 | 0.76428 | 0.75153
5774 | 2004-08-28 | 14:00 | 0.90433 | 0.72701 | 0.90433 | 0.88759 | 0.85654 | 0.87015 | 0.87921 | 0.72724 | 0.69683 | 0.68514 | 0.63803 | 0.75569 | 0.73296
5775 | 2004-08-28 | 15:00 | 0.91235 | 0.72724 | 0.91235 | 0.90433 | 0.87015 | 0.87444 | 0.88095 | 0.72787 | 0.71183 | 0.69683 | 0.6483 | 0.73395 | 0.73282
5776 | 2004-08-28 | 16:00 | 0.91309 | 0.72787 | 0.91309 | 0.91235 | 0.87444 | 0.87405 | 0.8846 | 0.72582 | 0.72231 | 0.71183 | 0.62251 | 0.68553 | 0.69357
5777 | 2004-08-28 | 17:00 | 0.90389 | 0.72582 | 0.90389 | 0.91309 | 0.87405 | 0.87377 | 0.88796 | 0.71657 | 0.72293 | 0.72231 | 0.58038 | 0.63143 | 0.63819
5778 | 2004-08-28 | 18:00 | 0.87765 | 0.71657 | 0.87765 | 0.90389 | 0.87377 | 0.8648 | 0.88248 | 0.69571 | 0.70863 | 0.72293 | 0.53689 | 0.58329 | 0.58406
5779 | 2004-08-28 | 19:00 | 0.85212 | 0.69571 | 0.85212 | 0.87765 | 0.8648 | 0.84458 | 0.86391 | 0.67439 | 0.68218 | 0.70863 | 0.50543 | 0.54625 | 0.53808
5780 | 2004-08-28 | 20:00 | 0.85414 | 0.67439 | 0.85414 | 0.85212 | 0.84458 | 0.83621 | 0.86366 | 0.67217 | 0.67452 | 0.68218 | 0.51254 | 0.52125 | 0.5071
5781 | 2004-08-28 | 21:00 | 0.81969 | 0.67217 | 0.81969 | 0.85414 | 0.83621 | 0.84845 | 0.8671 | 0.65145 | 0.64928 | 0.67452 | 0.47301 | 0.50177 | 0.48783
5782 | 2004-08-28 | 22:00 | 0.76418 | 0.65145 | 0.76418 | 0.81969 | 0.84845 | 0.82274 | 0.82663 | 0.61539 | 0.60757 | 0.64928 | 0.46721 | 0.49051 | 0.47585
5783 | 2004-08-28 | 23:00 | 0.70327 | 0.61539 | 0.70327 | 0.76418 | 0.82274 | 0.78135 | 0.76331 | 0.57168 | 0.55911 | 0.60757 | 0.46646 | 0.4865 | 0.46921
5784 | 2004-08-29 | 00:00 | 0.6437 | 0.57168 | 0.6437 | 0.70327 | 0.78135 | 0.72525 | 0.69477 | 0.53266 | 0.51779 | 0.55911 | 0.4724 | 0.48715 | 0.47714
5785 | 2004-08-29 | 01:00 | 0.60592 | 0.53266 | 0.60592 | 0.6437 | 0.72525 | 0.67499 | 0.63837 | 0.50414 | 0.48994 | 0.51779 | 0.48227 | 0.4872 | 0.4771
5786 | 2004-08-29 | 02:00 | 0.57668 | 0.50414 | 0.57668 | 0.60592 | 0.67499 | 0.64007 | 0.59948 | 0.48417 | 0.46827 | 0.48994 | 0.50918 | 0.52257 | 0.49061
5787 | 2004-08-29 | 03:00 | 0.55455 | 0.48417 | 0.55455 | 0.57668 | 0.64007 | 0.61147 | 0.57497 | 0.46993 | 0.45534 | 0.46827 | 0.55131 | 0.57288 | 0.52935
5788 | 2004-08-29 | 04:00 | 0.54163 | 0.46993 | 0.54163 | 0.55455 | 0.61147 | 0.59241 | 0.55801 | 0.462 | 0.44882 | 0.45534 | 0.58429 | 0.62496 | 0.57048
5789 | 2004-08-29 | 05:00 | 0.5392 | 0.462 | 0.5392 | 0.54163 | 0.59241 | 0.58196 | 0.54723 | 0.4605 | 0.44756 | 0.44882 | 0.60348 | 0.66981 | 0.61093
5790 | 2004-08-29 | 06:00 | 0.54151 | 0.4605 | 0.54151 | 0.5392 | 0.58196 | 0.57943 | 0.54852 | 0.46463 | 0.45107 | 0.44756 | 0.61825 | 0.7077 | 0.64783
5791 | 2004-08-29 | 07:00 | 0.56017 | 0.46463 | 0.56017 | 0.54151 | 0.57943 | 0.57922 | 0.55308 | 0.46838 | 0.45779 | 0.45107 | 0.62783 | 0.74321 | 0.6772
5792 | 2004-08-29 | 08:00 | 0.61918 | 0.46838 | 0.61918 | 0.56017 | 0.57922 | 0.60046 | 0.5906 | 0.50317 | 0.49633 | 0.45779 | 0.63704 | 0.77123 | 0.70471
5793 | 2004-08-29 | 09:00 | 0.68635 | 0.50317 | 0.68635 | 0.61918 | 0.60046 | 0.6554 | 0.65546 | 0.55621 | 0.53654 | 0.49633 | 0.6487 | 0.79689 | 0.72561
5794 | 2004-08-29 | 10:00 | 0.74494 | 0.55621 | 0.74494 | 0.68635 | 0.6554 | 0.71199 | 0.72388 | 0.60667 | 0.57364 | 0.53654 | 0.6614 | 0.81487 | 0.74335
5795 | 2004-08-29 | 11:00 | 0.79566 | 0.60667 | 0.79566 | 0.74494 | 0.71199 | 0.76689 | 0.78247 | 0.65468 | 0.60955 | 0.57364 | 0.67407 | 0.82787 | 0.75089
5796 | 2004-08-29 | 12:00 | 0.83018 | 0.65468 | 0.83018 | 0.79566 | 0.76689 | 0.8111 | 0.82709 | 0.69882 | 0.64299 | 0.60955 | 0.68389 | 0.82107 | 0.74736
5797 | 2004-08-29 | 13:00 | 0.85177 | 0.69882 | 0.85177 | 0.83018 | 0.8111 | 0.83653 | 0.85528 | 0.73398 | 0.67288 | 0.64299 | 0.67971 | 0.80396 | 0.73061
5798 | 2004-08-29 | 14:00 | 0.8666 | 0.73398 | 0.8666 | 0.85177 | 0.83653 | 0.84761 | 0.86324 | 0.75492 | 0.69671 | 0.67288 | 0.67468 | 0.79572 | 0.72141
5799 | 2004-08-29 | 15:00 | 0.87663 | 0.75492 | 0.87663 | 0.8666 | 0.84761 | 0.84817 | 0.86092 | 0.76588 | 0.71551 | 0.69671 | 0.68351 | 0.76944 | 0.72863
5800 | 2004-08-29 | 16:00 | 0.88555 | 0.76588 | 0.88555 | 0.87663 | 0.84817 | 0.84349 | 0.86001 | 0.77412 | 0.72865 | 0.71551 | 0.64891 | 0.71303 | 0.68719
5801 | 2004-08-29 | 17:00 | 0.87694 | 0.77412 | 0.87694 | 0.88555 | 0.84349 | 0.83962 | 0.85947 | 0.77571 | 0.73638 | 0.72865 | 0.59148 | 0.64456 | 0.6234
5802 | 2004-08-29 | 18:00 | 0.85536 | 0.77571 | 0.85536 | 0.87694 | 0.83962 | 0.83375 | 0.85935 | 0.76168 | 0.72316 | 0.73638 | 0.53982 | 0.59061 | 0.56018
5803 | 2004-08-29 | 19:00 | 0.84391 | 0.76168 | 0.84391 | 0.85536 | 0.83375 | 0.81979 | 0.83459 | 0.73604 | 0.69707 | 0.72316 | 0.5054 | 0.55766 | 0.51677
5804 | 2004-08-29 | 20:00 | 0.85344 | 0.73604 | 0.85344 | 0.84391 | 0.81979 | 0.82031 | 0.83322 | 0.72845 | 0.69003 | 0.69707 | 0.48736 | 0.5335 | 0.49166
5805 | 2004-08-29 | 21:00 | 0.82109 | 0.72845 | 0.82109 | 0.85344 | 0.82031 | 0.83843 | 0.83185 | 0.69487 | 0.6619 | 0.69003 | 0.47903 | 0.51671 | 0.47856
5806 | 2004-08-29 | 22:00 | 0.76534 | 0.69487 | 0.76534 | 0.82109 | 0.83843 | 0.81296 | 0.78172 | 0.63698 | 0.60649 | 0.6619 | 0.47732 | 0.51198 | 0.47367
5807 | 2004-08-29 | 23:00 | 0.70287 | 0.63698 | 0.70287 | 0.76534 | 0.81296 | 0.76981 | 0.7075 | 0.57256 | 0.54824 | 0.60649 | 0.49247 | 0.52421 | 0.48368
5808 | 2004-08-30 | 00:00 | 0.65402 | 0.57256 | 0.65402 | 0.70287 | 0.76981 | 0.71765 | 0.6397 | 0.52669 | 0.50769 | 0.54824 | 0.5358 | 0.55701 | 0.51844
5809 | 2004-08-30 | 01:00 | 0.61841 | 0.52669 | 0.61841 | 0.65402 | 0.71765 | 0.67256 | 0.59496 | 0.49823 | 0.48247 | 0.50769 | 0.59092 | 0.5946 | 0.5765
5810 | 2004-08-30 | 02:00 | 0.59928 | 0.49823 | 0.59928 | 0.61841 | 0.67256 | 0.64161 | 0.57248 | 0.47888 | 0.46833 | 0.48247 | 0.63058 | 0.63512 | 0.62462
5811 | 2004-08-30 | 03:00 | 0.58635 | 0.47888 | 0.58635 | 0.59928 | 0.64161 | 0.62287 | 0.55809 | 0.46809 | 0.4614 | 0.46833 | 0.66491 | 0.6792 | 0.67227
5812 | 2004-08-30 | 04:00 | 0.58762 | 0.46809 | 0.58762 | 0.58635 | 0.62287 | 0.61281 | 0.55295 | 0.46941 | 0.46297 | 0.4614 | 0.69126 | 0.71843 | 0.72088
5813 | 2004-08-30 | 05:00 | 0.61762 | 0.46941 | 0.61762 | 0.58762 | 0.61281 | 0.61629 | 0.56266 | 0.49552 | 0.48559 | 0.46297 | 0.71218 | 0.76406 | 0.76286
5814 | 2004-08-30 | 06:00 | 0.67598 | 0.49552 | 0.67598 | 0.61762 | 0.61629 | 0.64189 | 0.60632 | 0.54544 | 0.53747 | 0.48559 | 0.72879 | 0.80219 | 0.79418
5815 | 2004-08-30 | 07:00 | 0.72893 | 0.54544 | 0.72893 | 0.67598 | 0.64189 | 0.69163 | 0.6798 | 0.56272 | 0.56638 | 0.53747 | 0.7459 | 0.83836 | 0.8197
5816 | 2004-08-30 | 08:00 | 0.77443 | 0.56272 | 0.77443 | 0.72893 | 0.69163 | 0.76299 | 0.75809 | 0.58933 | 0.59077 | 0.56638 | 0.76147 | 0.87086 | 0.84666
5817 | 2004-08-30 | 09:00 | 0.81544 | 0.58933 | 0.81544 | 0.77443 | 0.76299 | 0.82418 | 0.82248 | 0.63048 | 0.62084 | 0.59077 | 0.7763 | 0.88979 | 0.86869
5818 | 2004-08-30 | 10:00 | 0.85257 | 0.63048 | 0.85257 | 0.81544 | 0.82418 | 0.86934 | 0.87515 | 0.68084 | 0.6525 | 0.62084 | 0.78665 | 0.89988 | 0.88446
5819 | 2004-08-30 | 11:00 | 0.87935 | 0.68084 | 0.87935 | 0.85257 | 0.86934 | 0.9056 | 0.91848 | 0.7306 | 0.68388 | 0.6525 | 0.79195 | 0.9004 | 0.88786
5820 | 2004-08-30 | 12:00 | 0.89899 | 0.7306 | 0.89899 | 0.87935 | 0.9056 | 0.9356 | 0.94978 | 0.7719 | 0.7142 | 0.68388 | 0.79157 | 0.88321 | 0.86566
5821 | 2004-08-30 | 13:00 | 0.91696 | 0.7719 | 0.91696 | 0.89899 | 0.9356 | 0.95069 | 0.96965 | 0.81396 | 0.74496 | 0.7142 | 0.77393 | 0.85848 | 0.8227
5822 | 2004-08-30 | 14:00 | 0.92544 | 0.81396 | 0.92544 | 0.91696 | 0.95069 | 0.96511 | 0.99187 | 0.84347 | 0.76631 | 0.74496 | 0.75942 | 0.84956 | 0.80062
5823 | 2004-08-30 | 15:00 | 0.92124 | 0.84347 | 0.92124 | 0.92544 | 0.96511 | 0.96863 | 1 | 0.86253 | 0.78612 | 0.76631 | 0.76121 | 0.81836 | 0.79784
5824 | 2004-08-30 | 16:00 | 0.91399 | 0.86253 | 0.91399 | 0.92124 | 0.96863 | 0.96117 | 1 | 0.87059 | 0.79558 | 0.78612 | 0.71396 | 0.75514 | 0.74432
5825 | 2004-08-30 | 17:00 | 0.90015 | 0.87059 | 0.90015 | 0.91399 | 0.96117 | 0.94974 | 0.99254 | 0.85972 | 0.78726 | 0.79558 | 0.64261 | 0.6789 | 0.66159
5826 | 2004-08-30 | 18:00 | 0.88102 | 0.85972 | 0.88102 | 0.90015 | 0.94974 | 0.93159 | 0.96961 | 0.83004 | 0.76889 | 0.78726 | 0.5758 | 0.61557 | 0.59114
5827 | 2004-08-30 | 19:00 | 0.87614 | 0.83004 | 0.87614 | 0.88102 | 0.93159 | 0.90026 | 0.94058 | 0.79146 | 0.7405 | 0.76889 | 0.54386 | 0.57933 | 0.53968
5828 | 2004-08-30 | 20:00 | 0.87739 | 0.79146 | 0.87739 | 0.87614 | 0.90026 | 0.8935 | 0.9407 | 0.78059 | 0.7346 | 0.7405 | 0.5218 | 0.55335 | 0.51155
5829 | 2004-08-30 | 21:00 | 0.83467 | 0.78059 | 0.83467 | 0.87739 | 0.8935 | 0.89435 | 0.93233 | 0.73498 | 0.69717 | 0.7346 | 0.50663 | 0.53509 | 0.49464
5830 | 2004-08-30 | 22:00 | 0.76805 | 0.73498 | 0.76805 | 0.83467 | 0.89435 | 0.85524 | 0.88377 | 0.66622 | 0.6364 | 0.69717 | 0.50122 | 0.52994 | 0.48432
5831 | 2004-08-30 | 23:00 | 0.70032 | 0.66622 | 0.70032 | 0.76805 | 0.85524 | 0.79323 | 0.78276 | 0.59651 | 0.57207 | 0.6364 | 0.51355 | 0.53903 | 0.49001
5832 | 2004-08-31 | 00:00 | 0.64852 | 0.59651 | 0.64852 | 0.70032 | 0.79323 | 0.72926 | 0.69891 | 0.54531 | 0.50743 | 0.57207 | 0.5577 | 0.56869 | 0.52355
5833 | 2004-08-31 | 01:00 | 0.61562 | 0.54531 | 0.61562 | 0.64852 | 0.72926 | 0.6739 | 0.64289 | 0.5133 | 0.48123 | 0.50743 | 0.60902 | 0.60172 | 0.57981
5834 | 2004-08-31 | 02:00 | 0.59666 | 0.5133 | 0.59666 | 0.61562 | 0.6739 | 0.63887 | 0.61088 | 0.49136 | 0.46402 | 0.48123 | 0.64505 | 0.6413 | 0.62681
5835 | 2004-08-31 | 03:00 | 0.58636 | 0.49136 | 0.58636 | 0.59666 | 0.63887 | 0.61784 | 0.59011 | 0.47876 | 0.45387 | 0.46402 | 0.67337 | 0.68488 | 0.67345
5836 | 2004-08-31 | 04:00 | 0.59113 | 0.47876 | 0.59113 | 0.58636 | 0.61784 | 0.60577 | 0.5792 | 0.4763 | 0.45472 | 0.45387 | 0.69648 | 0.72939 | 0.71941
5837 | 2004-08-31 | 05:00 | 0.62312 | 0.4763 | 0.62312 | 0.59113 | 0.60577 | 0.60676 | 0.58451 | 0.49857 | 0.47281 | 0.45472 | 0.71976 | 0.77273 | 0.76201
5838 | 2004-08-31 | 06:00 | 0.68625 | 0.49857 | 0.68625 | 0.62312 | 0.60676 | 0.63166 | 0.62714 | 0.54879 | 0.51949 | 0.47281 | 0.72927 | 0.81298 | 0.79444
5839 | 2004-08-31 | 07:00 | 0.72545 | 0.54879 | 0.72545 | 0.68625 | 0.63166 | 0.68477 | 0.70335 | 0.56451 | 0.54234 | 0.51949 | 0.75178 | 0.85078 | 0.8243
5840 | 2004-08-31 | 08:00 | 0.75542 | 0.56451 | 0.75542 | 0.72545 | 0.68477 | 0.74646 | 0.77272 | 0.58132 | 0.57014 | 0.54234 | 0.77001 | 0.88389 | 0.85729
5841 | 2004-08-31 | 09:00 | 0.78374 | 0.58132 | 0.78374 | 0.75542 | 0.74646 | 0.7983 | 0.81871 | 0.61087 | 0.59979 | 0.57014 | 0.78889 | 0.90782 | 0.88685
5842 | 2004-08-31 | 10:00 | 0.81422 | 0.61087 | 0.81422 | 0.78374 | 0.7983 | 0.83431 | 0.85304 | 0.66103 | 0.63516 | 0.59979 | 0.79748 | 0.92199 | 0.90568
5843 | 2004-08-31 | 11:00 | 0.83657 | 0.66103 | 0.83657 | 0.81422 | 0.83431 | 0.86016 | 0.87407 | 0.70087 | 0.6685 | 0.63516 | 0.80102 | 0.92289 | 0.91011
5844 | 2004-08-31 | 12:00 | 0.84722 | 0.70087 | 0.84722 | 0.83657 | 0.86016 | 0.8781 | 0.88767 | 0.73756 | 0.69776 | 0.6685 | 0.79535 | 0.90349 | 0.88742
5845 | 2004-08-31 | 13:00 | 0.85977 | 0.73756 | 0.85977 | 0.84722 | 0.8781 | 0.89382 | 0.89584 | 0.77503 | 0.73125 | 0.69776 | 0.77725 | 0.8723 | 0.84222
5846 | 2004-08-31 | 14:00 | 0.8676 | 0.77503 | 0.8676 | 0.85977 | 0.89382 | 0.90406 | 0.90616 | 0.80117 | 0.75748 | 0.73125 | 0.76403 | 0.861 | 0.81955
5847 | 2004-08-31 | 15:00 | 0.87713 | 0.80117 | 0.87713 | 0.8676 | 0.90406 | 0.91053 | 0.90662 | 0.82046 | 0.77639 | 0.75748 | 0.76586 | 0.82812 | 0.81527
5848 | 2004-08-31 | 16:00 | 0.88216 | 0.82046 | 0.88216 | 0.87713 | 0.91053 | 0.9113 | 0.90803 | 0.82787 | 0.78512 | 0.77639 | 0.71527 | 0.76384 | 0.76331
5849 | 2004-08-31 | 17:00 | 0.87413 | 0.82787 | 0.87413 | 0.88216 | 0.9113 | 0.90806 | 0.90517 | 0.8107 | 0.77685 | 0.78512 | 0.64332 | 0.68633 | 0.68329
5850 | 2004-08-31 | 18:00 | 0.84348 | 0.8107 | 0.84348 | 0.87413 | 0.90806 | 0.8909 | 0.88448 | 0.77631 | 0.75704 | 0.77685 | 0.58796 | 0.62892 | 0.61281
5851 | 2004-08-31 | 19:00 | 0.81332 | 0.77631 | 0.81332 | 0.84348 | 0.8909 | 0.85359 | 0.84989 | 0.74331 | 0.72674 | 0.75704 | 0.55102 | 0.59375 | 0.56288
5852 | 2004-08-31 | 20:00 | 0.81444 | 0.74331 | 0.81444 | 0.81332 | 0.85359 | 0.83069 | 0.83762 | 0.73823 | 0.71873 | 0.72674 | 0.52811 | 0.5667 | 0.53315
5853 | 2004-08-31 | 21:00 | 0.76994 | 0.73823 | 0.76994 | 0.81444 | 0.83069 | 0.83456 | 0.83094 | 0.69873 | 0.68467 | 0.71873 | 0.51443 | 0.54735 | 0.51292
5854 | 2004-08-31 | 22:00 | 0.69656 | 0.69873 | 0.69656 | 0.76994 | 0.83456 | 0.79394 | 0.76808 | 0.63312 | 0.62364 | 0.68467 | 0.50974 | 0.54147 | 0.50402
5855 | 2004-08-31 | 23:00 | 0.62653 | 0.63312 | 0.62653 | 0.69656 | 0.79394 | 0.73074 | 0.67665 | 0.56485 | 0.56287 | 0.62364 | 0.52159 | 0.55171 | 0.50278
5856 | 2004-09-01 | 00:00 | 0.56928 | 0.56485 | 0.56928 | 0.62653 | 0.73074 | 0.66226 | 0.60217 | 0.51549 | 0.54456 | 0.56287 | 0.56542 | 0.58379 | 0.5329
5857 | 2004-09-01 | 01:00 | 0.53554 | 0.51549 | 0.53554 | 0.56928 | 0.66226 | 0.60528 | 0.54781 | 0.4847 | 0.5158 | 0.54456 | 0.61841 | 0.61482 | 0.58981
5858 | 2004-09-01 | 02:00 | 0.51304 | 0.4847 | 0.51304 | 0.53554 | 0.60528 | 0.56878 | 0.5153 | 0.46417 | 0.49548 | 0.5158 | 0.65424 | 0.654 | 0.63846
5859 | 2004-09-01 | 03:00 | 0.50217 | 0.46417 | 0.50217 | 0.51304 | 0.56878 | 0.54599 | 0.49664 | 0.45317 | 0.48286 | 0.49548 | 0.67502 | 0.6943 | 0.6882
5860 | 2004-09-01 | 04:00 | 0.50475 | 0.45317 | 0.50475 | 0.50217 | 0.54599 | 0.53276 | 0.48727 | 0.45116 | 0.48108 | 0.48286 | 0.69746 | 0.73838 | 0.73537
5861 | 2004-09-01 | 05:00 | 0.53598 | 0.45116 | 0.53598 | 0.50475 | 0.53276 | 0.53248 | 0.49183 | 0.47604 | 0.50151 | 0.48108 | 0.71308 | 0.77885 | 0.78035
5862 | 2004-09-01 | 06:00 | 0.59073 | 0.47604 | 0.59073 | 0.53598 | 0.53248 | 0.55538 | 0.52865 | 0.52897 | 0.54883 | 0.50151 | 0.72695 | 0.81422 | 0.81655
5863 | 2004-09-01 | 07:00 | 0.6309 | 0.52897 | 0.6309 | 0.59073 | 0.55538 | 0.60349 | 0.59778 | 0.5458 | 0.57622 | 0.54883 | 0.734 | 0.8454 | 0.84694
5864 | 2004-09-01 | 08:00 | 0.6709 | 0.5458 | 0.6709 | 0.6309 | 0.60349 | 0.66623 | 0.66358 | 0.56072 | 0.60051 | 0.57622 | 0.73951 | 0.87778 | 0.88021
5865 | 2004-09-01 | 09:00 | 0.70825 | 0.56072 | 0.70825 | 0.6709 | 0.66623 | 0.72286 | 0.71036 | 0.59573 | 0.63142 | 0.60051 | 0.74212 | 0.90339 | 0.90606
5866 | 2004-09-01 | 10:00 | 0.74379 | 0.59573 | 0.74379 | 0.70825 | 0.72286 | 0.76921 | 0.75108 | 0.63819 | 0.66708 | 0.63142 | 0.74068 | 0.92072 | 0.92218
5867 | 2004-09-01 | 11:00 | 0.76813 | 0.63819 | 0.76813 | 0.74379 | 0.76921 | 0.80009 | 0.78205 | 0.66811 | 0.70186 | 0.66708 | 0.73754 | 0.92406 | 0.92329
5868 | 2004-09-01 | 12:00 | 0.78864 | 0.66811 | 0.78864 | 0.76813 | 0.80009 | 0.82148 | 0.79922 | 0.7011 | 0.73597 | 0.70186 | 0.72602 | 0.90822 | 0.89911
5869 | 2004-09-01 | 13:00 | 0.80857 | 0.7011 | 0.80857 | 0.78864 | 0.82148 | 0.83452 | 0.8054 | 0.73203 | 0.76946 | 0.73597 | 0.71018 | 0.87885 | 0.85389
5870 | 2004-09-01 | 14:00 | 0.82298 | 0.73203 | 0.82298 | 0.80857 | 0.83452 | 0.84518 | 0.81813 | 0.75652 | 0.79486 | 0.76946 | 0.70837 | 0.87024 | 0.83243
5871 | 2004-09-01 | 15:00 | 0.83477 | 0.75652 | 0.83477 | 0.82298 | 0.84518 | 0.8513 | 0.82107 | 0.77395 | 0.8123 | 0.79486 | 0.71111 | 0.83517 | 0.82505
5872 | 2004-09-01 | 16:00 | 0.8406 | 0.77395 | 0.8406 | 0.83477 | 0.8513 | 0.8525 | 0.82223 | 0.78274 | 0.82363 | 0.8123 | 0.67223 | 0.77295 | 0.77034
5873 | 2004-09-01 | 17:00 | 0.83537 | 0.78274 | 0.83537 | 0.8406 | 0.8525 | 0.85155 | 0.81987 | 0.77817 | 0.81704 | 0.82363 | 0.60968 | 0.69636 | 0.68649
5874 | 2004-09-01 | 18:00 | 0.80915 | 0.77817 | 0.80915 | 0.83537 | 0.85155 | 0.83839 | 0.80652 | 0.75337 | 0.79409 | 0.81704 | 0.55722 | 0.63626 | 0.61116
5875 | 2004-09-01 | 19:00 | 0.78752 | 0.75337 | 0.78752 | 0.80915 | 0.83839 | 0.80628 | 0.78309 | 0.72425 | 0.76242 | 0.79409 | 0.52185 | 0.59601 | 0.55903
5876 | 2004-09-01 | 20:00 | 0.79098 | 0.72425 | 0.79098 | 0.78752 | 0.80628 | 0.79211 | 0.78446 | 0.72111 | 0.75044 | 0.76242 | 0.50514 | 0.56944 | 0.52819
5877 | 2004-09-01 | 21:00 | 0.7488 | 0.72111 | 0.7488 | 0.79098 | 0.79211 | 0.80069 | 0.78508 | 0.68757 | 0.71373 | 0.75044 | 0.49593 | 0.55248 | 0.5085
5878 | 2004-09-01 | 22:00 | 0.68157 | 0.68757 | 0.68157 | 0.7488 | 0.80069 | 0.76429 | 0.72877 | 0.6286 | 0.65196 | 0.71373 | 0.49212 | 0.547 | 0.49877
5879 | 2004-09-01 | 23:00 | 0.61363 | 0.6286 | 0.61363 | 0.68157 | 0.76429 | 0.70661 | 0.64721 | 0.56465 | 0.58729 | 0.65196 | 0.50495 | 0.55719 | 0.50557
5880 | 2004-09-02 | 00:00 | 0.56299 | 0.56465 | 0.56299 | 0.61363 | 0.70661 | 0.64464 | 0.57257 | 0.52059 | 0.54231 | 0.58729 | 0.54948 | 0.58819 | 0.53612
5881 | 2004-09-02 | 01:00 | 0.52822 | 0.52059 | 0.52822 | 0.56299 | 0.64464 | 0.5909 | 0.52231 | 0.49117 | 0.51362 | 0.54231 | 0.60561 | 0.62339 | 0.58631
5882 | 2004-09-02 | 02:00 | 0.50732 | 0.49117 | 0.50732 | 0.52822 | 0.5909 | 0.55654 | 0.49183 | 0.47306 | 0.49445 | 0.51362 | 0.63978 | 0.66259 | 0.62898
5883 | 2004-09-02 | 03:00 | 0.49933 | 0.47306 | 0.49933 | 0.50732 | 0.55654 | 0.5354 | 0.47558 | 0.46312 | 0.48268 | 0.49445 | 0.65836 | 0.70396 | 0.67845
5884 | 2004-09-02 | 04:00 | 0.50272 | 0.46312 | 0.50272 | 0.49933 | 0.5354 | 0.52309 | 0.4677 | 0.46589 | 0.48082 | 0.48268 | 0.67266 | 0.7471 | 0.72769
5885 | 2004-09-02 | 05:00 | 0.5343 | 0.46589 | 0.5343 | 0.50272 | 0.52309 | 0.52277 | 0.47305 | 0.48984 | 0.50205 | 0.48082 | 0.68389 | 0.79049 | 0.77399
5886 | 2004-09-02 | 06:00 | 0.59128 | 0.48984 | 0.59128 | 0.5343 | 0.52277 | 0.54722 | 0.50887 | 0.54389 | 0.54904 | 0.50205 | 0.68623 | 0.82685 | 0.81331
5887 | 2004-09-02 | 07:00 | 0.63339 | 0.54389 | 0.63339 | 0.59128 | 0.54722 | 0.59266 | 0.57995 | 0.5578 | 0.57513 | 0.54904 | 0.68716 | 0.85601 | 0.84183
5888 | 2004-09-02 | 08:00 | 0.67144 | 0.5578 | 0.67144 | 0.63339 | 0.59266 | 0.65417 | 0.64463 | 0.57115 | 0.59987 | 0.57513 | 0.68881 | 0.88222 | 0.87405
5889 | 2004-09-02 | 09:00 | 0.70613 | 0.57115 | 0.70613 | 0.67144 | 0.65417 | 0.70798 | 0.68793 | 0.59914 | 0.6333 | 0.59987 | 0.68658 | 0.90122 | 0.8979
5890 | 2004-09-02 | 10:00 | 0.73767 | 0.59914 | 0.73767 | 0.70613 | 0.70798 | 0.74885 | 0.71724 | 0.63063 | 0.67004 | 0.6333 | 0.67907 | 0.91484 | 0.9091
5891 | 2004-09-02 | 11:00 | 0.76011 | 0.63063 | 0.76011 | 0.73767 | 0.74885 | 0.77452 | 0.74142 | 0.66186 | 0.70515 | 0.67004 | 0.67372 | 0.90785 | 0.90529
5892 | 2004-09-02 | 12:00 | 0.78062 | 0.66186 | 0.78062 | 0.76011 | 0.77452 | 0.79299 | 0.75415 | 0.68987 | 0.73787 | 0.70515 | 0.66507 | 0.88406 | 0.87353
5893 | 2004-09-02 | 13:00 | 0.79662 | 0.68987 | 0.79662 | 0.78062 | 0.79299 | 0.80378 | 0.75825 | 0.71959 | 0.76711 | 0.73787 | 0.6578 | 0.85903 | 0.81975
5894 | 2004-09-02 | 14:00 | 0.80874 | 0.71959 | 0.80874 | 0.79662 | 0.80378 | 0.81022 | 0.76364 | 0.7405 | 0.7887 | 0.76711 | 0.66584 | 0.8531 | 0.79928
5895 | 2004-09-02 | 15:00 | 0.81776 | 0.7405 | 0.81776 | 0.80874 | 0.81022 | 0.81543 | 0.76762 | 0.75323 | 0.80315 | 0.7887 | 0.68194 | 0.82804 | 0.79493
5896 | 2004-09-02 | 16:00 | 0.8203 | 0.75323 | 0.8203 | 0.81776 | 0.81543 | 0.81599 | 0.76684 | 0.76231 | 0.80771 | 0.80315 | 0.65059 | 0.77704 | 0.74596
5897 | 2004-09-02 | 17:00 | 0.80942 | 0.76231 | 0.80942 | 0.8203 | 0.81599 | 0.81374 | 0.76406 | 0.75328 | 0.79584 | 0.80771 | 0.59238 | 0.70882 | 0.66761
5898 | 2004-09-02 | 18:00 | 0.77998 | 0.75328 | 0.77998 | 0.80942 | 0.81374 | 0.8021 | 0.75145 | 0.73355 | 0.77278 | 0.79584 | 0.54666 | 0.65111 | 0.59911
5899 | 2004-09-02 | 19:00 | 0.76362 | 0.73355 | 0.76362 | 0.77998 | 0.8021 | 0.77245 | 0.73511 | 0.71276 | 0.74563 | 0.77278 | 0.51605 | 0.61532 | 0.54699
5900 | 2004-09-02 | 20:00 | 0.77087 | 0.71276 | 0.77087 | 0.76362 | 0.77245 | 0.76278 | 0.73951 | 0.71245 | 0.74055 | 0.74563 | 0.49774 | 0.59006 | 0.51844
5901 | 2004-09-02 | 21:00 | 0.73513 | 0.71245 | 0.73513 | 0.77087 | 0.76278 | 0.76999 | 0.74038 | 0.67989 | 0.70755 | 0.74055 | 0.49023 | 0.57026 | 0.50094
5902 | 2004-09-02 | 22:00 | 0.67184 | 0.67989 | 0.67184 | 0.73513 | 0.76999 | 0.7345 | 0.68954 | 0.62324 | 0.65327 | 0.70755 | 0.48675 | 0.56306 | 0.49197
5903 | 2004-09-02 | 23:00 | 0.60617 | 0.62324 | 0.60617 | 0.67184 | 0.7345 | 0.6765 | 0.61507 | 0.56395 | 0.59059 | 0.65327 | 0.49659 | 0.57081 | 0.49717
5904 | 2004-09-03 | 00:00 | 0.55809 | 0.56395 | 0.55809 | 0.60617 | 0.6765 | 0.62044 | 0.54876 | 0.51819 | 0.54785 | 0.59059 | 0.53806 | 0.59838 | 0.52864
5905 | 2004-09-03 | 01:00 | 0.52503 | 0.51819 | 0.52503 | 0.55809 | 0.62044 | 0.57099 | 0.50046 | 0.49025 | 0.52052 | 0.54785 | 0.59411 | 0.63514 | 0.58439
5906 | 2004-09-03 | 02:00 | 0.50629 | 0.49025 | 0.50629 | 0.52503 | 0.57099 | 0.53818 | 0.4733 | 0.47144 | 0.5012 | 0.52052 | 0.62991 | 0.67238 | 0.63179
5907 | 2004-09-03 | 03:00 | 0.49641 | 0.47144 | 0.49641 | 0.50629 | 0.53818 | 0.51964 | 0.45969 | 0.46169 | 0.48955 | 0.5012 | 0.64812 | 0.71427 | 0.67967
5908 | 2004-09-03 | 04:00 | 0.49821 | 0.46169 | 0.49821 | 0.49641 | 0.51964 | 0.5087 | 0.45451 | 0.46154 | 0.48857 | 0.48955 | 0.66158 | 0.74889 | 0.71811
5909 | 2004-09-03 | 05:00 | 0.52747 | 0.46154 | 0.52747 | 0.49821 | 0.5087 | 0.51071 | 0.46023 | 0.48059 | 0.50759 | 0.48857 | 0.66547 | 0.77998 | 0.75233
5910 | 2004-09-03 | 06:00 | 0.58228 | 0.48059 | 0.58228 | 0.52747 | 0.51071 | 0.53477 | 0.49457 | 0.52867 | 0.55319 | 0.50759 | 0.66454 | 0.80523 | 0.77178
5911 | 2004-09-03 | 07:00 | 0.62528 | 0.52867 | 0.62528 | 0.58228 | 0.53477 | 0.58182 | 0.56091 | 0.55917 | 0.57939 | 0.55319 | 0.66132 | 0.82244 | 0.78234
5912 | 2004-09-03 | 08:00 | 0.66863 | 0.55917 | 0.66863 | 0.62528 | 0.58182 | 0.64439 | 0.62958 | 0.57243 | 0.60479 | 0.57939 | 0.65868 | 0.83763 | 0.79781
5913 | 2004-09-03 | 09:00 | 0.70474 | 0.57243 | 0.70474 | 0.66863 | 0.64439 | 0.70594 | 0.67926 | 0.60173 | 0.63738 | 0.60479 | 0.65416 | 0.84339 | 0.80702
5914 | 2004-09-03 | 10:00 | 0.7368 | 0.60173 | 0.7368 | 0.70474 | 0.70594 | 0.75029 | 0.71873 | 0.63831 | 0.67326 | 0.63738 | 0.64929 | 0.84286 | 0.82012
5915 | 2004-09-03 | 11:00 | 0.76076 | 0.63831 | 0.76076 | 0.7368 | 0.75029 | 0.78592 | 0.74602 | 0.67088 | 0.70732 | 0.67326 | 0.64301 | 0.82999 | 0.79803
5916 | 2004-09-03 | 12:00 | 0.77863 | 0.67088 | 0.77863 | 0.76076 | 0.78592 | 0.80758 | 0.76373 | 0.69858 | 0.73741 | 0.70732 | 0.63885 | 0.79793 | 0.77162
5917 | 2004-09-03 | 13:00 | 0.79337 | 0.69858 | 0.79337 | 0.77863 | 0.80758 | 0.82046 | 0.77028 | 0.72483 | 0.7657 | 0.73741 | 0.63265 | 0.76981 | 0.73139
5918 | 2004-09-03 | 14:00 | 0.80375 | 0.72483 | 0.80375 | 0.79337 | 0.82046 | 0.82985 | 0.78019 | 0.74657 | 0.78672 | 0.7657 | 0.63249 | 0.76824 | 0.72662
5919 | 2004-09-03 | 15:00 | 0.80934 | 0.74657 | 0.80934 | 0.80375 | 0.82985 | 0.83364 | 0.78284 | 0.76504 | 0.79931 | 0.78672 | 0.64048 | 0.74894 | 0.72842
5920 | 2004-09-03 | 16:00 | 0.81061 | 0.76504 | 0.81061 | 0.80934 | 0.83364 | 0.8335 | 0.78118 | 0.77441 | 0.80243 | 0.79931 | 0.61706 | 0.70745 | 0.68803
5921 | 2004-09-03 | 17:00 | 0.79932 | 0.77441 | 0.79932 | 0.81061 | 0.8335 | 0.83192 | 0.77758 | 0.76489 | 0.78855 | 0.80243 | 0.57468 | 0.65333 | 0.62995
5922 | 2004-09-03 | 18:00 | 0.77085 | 0.76489 | 0.77085 | 0.79932 | 0.83192 | 0.81754 | 0.76107 | 0.73816 | 0.75941 | 0.78855 | 0.53814 | 0.60605 | 0.57613
5923 | 2004-09-03 | 19:00 | 0.75188 | 0.73816 | 0.75188 | 0.77085 | 0.81754 | 0.78553 | 0.73744 | 0.70667 | 0.72347 | 0.75941 | 0.50418 | 0.57196 | 0.52773
5924 | 2004-09-03 | 20:00 | 0.75232 | 0.70667 | 0.75232 | 0.75188 | 0.78553 | 0.7753 | 0.74075 | 0.70261 | 0.71183 | 0.72347 | 0.48587 | 0.54849 | 0.49702
5925 | 2004-09-03 | 21:00 | 0.71417 | 0.70261 | 0.71417 | 0.75232 | 0.7753 | 0.77962 | 0.73752 | 0.67359 | 0.68243 | 0.71183 | 0.47519 | 0.53313 | 0.47838
5926 | 2004-09-03 | 22:00 | 0.66228 | 0.67359 | 0.66228 | 0.71417 | 0.77962 | 0.74625 | 0.69452 | 0.62841 | 0.63853 | 0.68243 | 0.47048 | 0.5259 | 0.46793
5927 | 2004-09-03 | 23:00 | 0.60492 | 0.62841 | 0.60492 | 0.66228 | 0.74625 | 0.69718 | 0.63336 | 0.57973 | 0.59136 | 0.63853 | 0.47322 | 0.52787 | 0.46591
5928 | 2004-09-04 | 00:00 | 0.56033 | 0.57973 | 0.56033 | 0.60492 | 0.69718 | 0.6432 | 0.5707 | 0.54025 | 0.5512 | 0.59136 | 0.48581 | 0.53465 | 0.47351
5929 | 2004-09-04 | 01:00 | 0.52397 | 0.54025 | 0.52397 | 0.56033 | 0.6432 | 0.59424 | 0.52065 | 0.51204 | 0.51982 | 0.5512 | 0.50011 | 0.54169 | 0.487
5930 | 2004-09-04 | 02:00 | 0.50309 | 0.51204 | 0.50309 | 0.52397 | 0.59424 | 0.56037 | 0.4932 | 0.49151 | 0.49891 | 0.51982 | 0.52821 | 0.56884 | 0.50647
5931 | 2004-09-04 | 03:00 | 0.48955 | 0.49151 | 0.48955 | 0.50309 | 0.56037 | 0.53804 | 0.47305 | 0.47818 | 0.48541 | 0.49891 | 0.56731 | 0.60523 | 0.55442
5932 | 2004-09-04 | 04:00 | 0.48265 | 0.47818 | 0.48265 | 0.48955 | 0.53804 | 0.52295 | 0.46293 | 0.47232 | 0.47727 | 0.48541 | 0.59276 | 0.63803 | 0.60218
5933 | 2004-09-04 | 05:00 | 0.48882 | 0.47232 | 0.48882 | 0.48265 | 0.52295 | 0.51686 | 0.4621 | 0.47741 | 0.47897 | 0.47727 | 0.60356 | 0.65783 | 0.64149
5934 | 2004-09-04 | 06:00 | 0.50105 | 0.47741 | 0.50105 | 0.48882 | 0.51686 | 0.52091 | 0.4716 | 0.49134 | 0.48973 | 0.47897 | 0.6063 | 0.66468 | 0.671
5935 | 2004-09-04 | 07:00 | 0.5212 | 0.49134 | 0.5212 | 0.50105 | 0.52091 | 0.53171 | 0.48864 | 0.5032 | 0.49633 | 0.48973 | 0.60228 | 0.67328 | 0.69434
5936 | 2004-09-04 | 08:00 | 0.56894 | 0.5032 | 0.56894 | 0.5212 | 0.53171 | 0.56209 | 0.53413 | 0.53167 | 0.53325 | 0.49633 | 0.59558 | 0.67923 | 0.71417
5937 | 2004-09-04 | 09:00 | 0.61497 | 0.53167 | 0.61497 | 0.56894 | 0.56209 | 0.61073 | 0.59968 | 0.57246 | 0.58152 | 0.53325 | 0.59268 | 0.67935 | 0.73475
5938 | 2004-09-04 | 10:00 | 0.65258 | 0.57246 | 0.65258 | 0.61497 | 0.61073 | 0.66599 | 0.65326 | 0.61512 | 0.62838 | 0.58152 | 0.58863 | 0.68035 | 0.7505
5939 | 2004-09-04 | 11:00 | 0.68491 | 0.61512 | 0.68491 | 0.65258 | 0.66599 | 0.70383 | 0.68929 | 0.65596 | 0.67385 | 0.62838 | 0.59683 | 0.67853 | 0.75835
5940 | 2004-09-04 | 12:00 | 0.71161 | 0.65596 | 0.71161 | 0.68491 | 0.70383 | 0.73418 | 0.71164 | 0.68994 | 0.70868 | 0.67385 | 0.59502 | 0.6679 | 0.7541
5941 | 2004-09-04 | 13:00 | 0.72836 | 0.68994 | 0.72836 | 0.71161 | 0.73418 | 0.75462 | 0.72404 | 0.71039 | 0.73537 | 0.70868 | 0.5893 | 0.66174 | 0.73228
5942 | 2004-09-04 | 14:00 | 0.73904 | 0.71039 | 0.73904 | 0.72836 | 0.75462 | 0.76446 | 0.72533 | 0.73259 | 0.75575 | 0.73537 | 0.5996 | 0.66857 | 0.72685
5943 | 2004-09-04 | 15:00 | 0.74717 | 0.73259 | 0.74717 | 0.73904 | 0.76446 | 0.77044 | 0.72765 | 0.76333 | 0.77198 | 0.75575 | 0.61322 | 0.65988 | 0.72721
5944 | 2004-09-04 | 16:00 | 0.75151 | 0.76333 | 0.75151 | 0.74717 | 0.77044 | 0.7747 | 0.72761 | 0.77081 | 0.77909 | 0.77198 | 0.58884 | 0.62501 | 0.68918
5945 | 2004-09-04 | 17:00 | 0.75121 | 0.77081 | 0.75121 | 0.75151 | 0.7747 | 0.7772 | 0.72321 | 0.7631 | 0.77435 | 0.77909 | 0.55336 | 0.58095 | 0.63193
5946 | 2004-09-04 | 18:00 | 0.73351 | 0.7631 | 0.73351 | 0.75121 | 0.7772 | 0.77326 | 0.71227 | 0.73922 | 0.75397 | 0.77435 | 0.51384 | 0.54242 | 0.57846
5947 | 2004-09-04 | 19:00 | 0.72 | 0.73922 | 0.72 | 0.73351 | 0.77326 | 0.75648 | 0.69651 | 0.71087 | 0.72546 | 0.75397 | 0.48483 | 0.51534 | 0.53419
5948 | 2004-09-04 | 20:00 | 0.7238 | 0.71087 | 0.7238 | 0.72 | 0.75648 | 0.75395 | 0.70041 | 0.70539 | 0.71634 | 0.72546 | 0.47022 | 0.49547 | 0.50364
5949 | 2004-09-04 | 21:00 | 0.69401 | 0.70539 | 0.69401 | 0.7238 | 0.75395 | 0.76664 | 0.69431 | 0.67692 | 0.68547 | 0.71634 | 0.45787 | 0.48105 | 0.48265
5950 | 2004-09-04 | 22:00 | 0.64805 | 0.67692 | 0.64805 | 0.69401 | 0.76664 | 0.74072 | 0.65513 | 0.638 | 0.64552 | 0.68547 | 0.45537 | 0.47377 | 0.47007
5951 | 2004-09-04 | 23:00 | 0.59716 | 0.638 | 0.59716 | 0.64805 | 0.74072 | 0.7007 | 0.60188 | 0.59003 | 0.59842 | 0.64552 | 0.45664 | 0.47253 | 0.4642
5952 | 2004-09-05 | 00:00 | 0.54883 | 0.59003 | 0.54883 | 0.59716 | 0.7007 | 0.65273 | 0.54441 | 0.54928 | 0.56189 | 0.59842 | 0.465 | 0.47798 | 0.46857
5953 | 2004-09-05 | 01:00 | 0.5181 | 0.54928 | 0.5181 | 0.54883 | 0.65273 | 0.60947 | 0.49938 | 0.52006 | 0.53206 | 0.56189 | 0.47559 | 0.47465 | 0.4681
5954 | 2004-09-05 | 02:00 | 0.4953 | 0.52006 | 0.4953 | 0.5181 | 0.60947 | 0.57694 | 0.47189 | 0.50069 | 0.51078 | 0.53206 | 0.50263 | 0.50232 | 0.48119
5955 | 2004-09-05 | 03:00 | 0.47949 | 0.50069 | 0.47949 | 0.4953 | 0.57694 | 0.55123 | 0.45364 | 0.48675 | 0.49522 | 0.51078 | 0.54024 | 0.53813 | 0.52703
5956 | 2004-09-05 | 04:00 | 0.47252 | 0.48675 | 0.47252 | 0.47949 | 0.55123 | 0.53234 | 0.44191 | 0.47823 | 0.48631 | 0.49522 | 0.5675 | 0.57659 | 0.57797
5957 | 2004-09-05 | 05:00 | 0.4719 | 0.47823 | 0.4719 | 0.47252 | 0.53234 | 0.52105 | 0.43689 | 0.47797 | 0.48407 | 0.48631 | 0.57657 | 0.60827 | 0.62887
5958 | 2004-09-05 | 06:00 | 0.47867 | 0.47797 | 0.47867 | 0.4719 | 0.52105 | 0.51831 | 0.44174 | 0.48458 | 0.48991 | 0.48407 | 0.57631 | 0.63191 | 0.67526
5959 | 2004-09-05 | 07:00 | 0.49254 | 0.48458 | 0.49254 | 0.47867 | 0.51831 | 0.5195 | 0.44962 | 0.48804 | 0.49605 | 0.48991 | 0.5799 | 0.64979 | 0.71755
5960 | 2004-09-05 | 08:00 | 0.53236 | 0.48804 | 0.53236 | 0.49254 | 0.5195 | 0.52914 | 0.47703 | 0.52558 | 0.53417 | 0.49605 | 0.58033 | 0.66249 | 0.75597
5961 | 2004-09-05 | 09:00 | 0.57675 | 0.52558 | 0.57675 | 0.53236 | 0.52914 | 0.56185 | 0.52247 | 0.57958 | 0.58127 | 0.53417 | 0.58088 | 0.67474 | 0.78775
5962 | 2004-09-05 | 10:00 | 0.60686 | 0.57958 | 0.60686 | 0.57675 | 0.56185 | 0.59744 | 0.55979 | 0.63473 | 0.6222 | 0.58127 | 0.58568 | 0.68436 | 0.80964
5963 | 2004-09-05 | 11:00 | 0.62339 | 0.63473 | 0.62339 | 0.60686 | 0.59744 | 0.62364 | 0.58111 | 0.68521 | 0.66267 | 0.6222 | 0.59174 | 0.68971 | 0.82073
5964 | 2004-09-05 | 12:00 | 0.63218 | 0.68521 | 0.63218 | 0.62339 | 0.62364 | 0.63922 | 0.59259 | 0.73118 | 0.69511 | 0.66267 | 0.59371 | 0.68159 | 0.8147
5965 | 2004-09-05 | 13:00 | 0.63329 | 0.73118 | 0.63329 | 0.63218 | 0.63922 | 0.64801 | 0.59168 | 0.76436 | 0.72092 | 0.69511 | 0.59446 | 0.66618 | 0.7901
5966 | 2004-09-05 | 14:00 | 0.63003 | 0.76436 | 0.63003 | 0.63329 | 0.64801 | 0.6477 | 0.58459 | 0.79384 | 0.73975 | 0.72092 | 0.59576 | 0.67014 | 0.77704
5967 | 2004-09-05 | 15:00 | 0.62475 | 0.79384 | 0.62475 | 0.63003 | 0.6477 | 0.64232 | 0.57592 | 0.81116 | 0.75016 | 0.73975 | 0.61003 | 0.65733 | 0.76914
5968 | 2004-09-05 | 16:00 | 0.62137 | 0.81116 | 0.62137 | 0.62475 | 0.64232 | 0.63767 | 0.56958 | 0.81782 | 0.75789 | 0.75016 | 0.58642 | 0.62055 | 0.7248
5969 | 2004-09-05 | 17:00 | 0.6147 | 0.81782 | 0.6147 | 0.62137 | 0.63767 | 0.63644 | 0.57111 | 0.81427 | 0.75598 | 0.75789 | 0.54352 | 0.57773 | 0.66486
5970 | 2004-09-05 | 18:00 | 0.60492 | 0.81427 | 0.60492 | 0.6147 | 0.63644 | 0.63525 | 0.57435 | 0.79228 | 0.73512 | 0.75598 | 0.50311 | 0.53639 | 0.60275
5971 | 2004-09-05 | 19:00 | 0.60728 | 0.79228 | 0.60728 | 0.60492 | 0.63525 | 0.62906 | 0.57688 | 0.75956 | 0.71013 | 0.73512 | 0.4766 | 0.50623 | 0.55183
5972 | 2004-09-05 | 20:00 | 0.61428 | 0.75956 | 0.61428 | 0.60728 | 0.62906 | 0.63789 | 0.59521 | 0.74975 | 0.70052 | 0.71013 | 0.46098 | 0.47908 | 0.51694
5973 | 2004-09-05 | 21:00 | 0.59509 | 0.74975 | 0.59509 | 0.61428 | 0.63789 | 0.64728 | 0.59579 | 0.71643 | 0.66922 | 0.70052 | 0.45438 | 0.46914 | 0.49685
5974 | 2004-09-05 | 22:00 | 0.55993 | 0.71643 | 0.55993 | 0.59509 | 0.64728 | 0.62642 | 0.56655 | 0.6705 | 0.62784 | 0.66922 | 0.45196 | 0.46371 | 0.48352
5975 | 2004-09-05 | 23:00 | 0.51909 | 0.6705 | 0.51909 | 0.55993 | 0.62642 | 0.59695 | 0.52529 | 0.62032 | 0.57702 | 0.62784 | 0.45702 | 0.4665 | 0.48117
5976 | 2004-09-06 | 00:00 | 0.48054 | 0.62032 | 0.48054 | 0.51909 | 0.59695 | 0.55685 | 0.48088 | 0.58002 | 0.53817 | 0.57702 | 0.46968 | 0.47198 | 0.48895
5977 | 2004-09-06 | 01:00 | 0.45627 | 0.58002 | 0.45627 | 0.48054 | 0.55685 | 0.51894 | 0.44423 | 0.54841 | 0.50457 | 0.53817 | 0.48374 | 0.4741 | 0.49939
5978 | 2004-09-06 | 02:00 | 0.43776 | 0.54841 | 0.43776 | 0.45627 | 0.51894 | 0.49344 | 0.42092 | 0.52636 | 0.48252 | 0.50457 | 0.51198 | 0.49918 | 0.51943
5979 | 2004-09-06 | 03:00 | 0.42878 | 0.52636 | 0.42878 | 0.43776 | 0.49344 | 0.47417 | 0.40782 | 0.51617 | 0.46647 | 0.48252 | 0.5544 | 0.54204 | 0.5665
5980 | 2004-09-06 | 04:00 | 0.42736 | 0.51617 | 0.42736 | 0.42878 | 0.47417 | 0.46277 | 0.40193 | 0.50969 | 0.45699 | 0.46647 | 0.58767 | 0.58824 | 0.62435
5981 | 2004-09-06 | 05:00 | 0.4331 | 0.50969 | 0.4331 | 0.42736 | 0.46277 | 0.45904 | 0.40276 | 0.51139 | 0.45624 | 0.45699 | 0.60715 | 0.62692 | 0.67802
5982 | 2004-09-06 | 06:00 | 0.44436 | 0.51139 | 0.44436 | 0.4331 | 0.45904 | 0.4658 | 0.41334 | 0.51904 | 0.45944 | 0.45624 | 0.61546 | 0.65893 | 0.72693
5983 | 2004-09-06 | 07:00 | 0.45817 | 0.51904 | 0.45817 | 0.44436 | 0.4658 | 0.47688 | 0.42536 | 0.51762 | 0.45678 | 0.45944 | 0.61666 | 0.6864 | 0.76706
5984 | 2004-09-06 | 08:00 | 0.49751 | 0.51762 | 0.49751 | 0.45817 | 0.47688 | 0.49425 | 0.45725 | 0.54452 | 0.48541 | 0.45678 | 0.61583 | 0.70702 | 0.80504
5985 | 2004-09-06 | 09:00 | 0.54064 | 0.54452 | 0.54064 | 0.49751 | 0.49425 | 0.53617 | 0.51149 | 0.58767 | 0.52889 | 0.48541 | 0.62174 | 0.72936 | 0.83618
5986 | 2004-09-06 | 10:00 | 0.5717 | 0.58767 | 0.5717 | 0.54064 | 0.53617 | 0.58049 | 0.56257 | 0.63519 | 0.56516 | 0.52889 | 0.62847 | 0.748 | 0.85706
5987 | 2004-09-06 | 11:00 | 0.59302 | 0.63519 | 0.59302 | 0.5717 | 0.58049 | 0.61453 | 0.59359 | 0.67287 | 0.59698 | 0.56516 | 0.63915 | 0.76202 | 0.86442
5988 | 2004-09-06 | 12:00 | 0.60595 | 0.67287 | 0.60595 | 0.59302 | 0.61453 | 0.63514 | 0.60383 | 0.6952 | 0.62035 | 0.59698 | 0.64617 | 0.75913 | 0.853
5989 | 2004-09-06 | 13:00 | 0.60868 | 0.6952 | 0.60868 | 0.60595 | 0.63514 | 0.6458 | 0.6057 | 0.71145 | 0.64206 | 0.62035 | 0.64346 | 0.74379 | 0.8172
5990 | 2004-09-06 | 14:00 | 0.61194 | 0.71145 | 0.61194 | 0.60868 | 0.6458 | 0.65055 | 0.60126 | 0.72718 | 0.662 | 0.64206 | 0.65573 | 0.74573 | 0.8042
5991 | 2004-09-06 | 15:00 | 0.61487 | 0.72718 | 0.61487 | 0.61194 | 0.65055 | 0.65375 | 0.59765 | 0.74342 | 0.6805 | 0.662 | 0.66637 | 0.7254 | 0.8015
5992 | 2004-09-06 | 16:00 | 0.62016 | 0.74342 | 0.62016 | 0.61487 | 0.65375 | 0.65878 | 0.59828 | 0.75642 | 0.694 | 0.6805 | 0.62222 | 0.66869 | 0.74693
5993 | 2004-09-06 | 17:00 | 0.62456 | 0.75642 | 0.62456 | 0.62016 | 0.65878 | 0.66627 | 0.60868 | 0.744 | 0.69838 | 0.694 | 0.56555 | 0.60403 | 0.67113
5994 | 2004-09-06 | 18:00 | 0.62364 | 0.744 | 0.62364 | 0.62456 | 0.66627 | 0.66964 | 0.62 | 0.7287 | 0.68323 | 0.69838 | 0.51413 | 0.55457 | 0.60175
5995 | 2004-09-06 | 19:00 | 0.64048 | 0.7287 | 0.64048 | 0.62364 | 0.66964 | 0.66384 | 0.6222 | 0.70547 | 0.66229 | 0.68323 | 0.48597 | 0.51973 | 0.54839
5996 | 2004-09-06 | 20:00 | 0.66309 | 0.70547 | 0.66309 | 0.64048 | 0.66384 | 0.68034 | 0.65459 | 0.70964 | 0.66419 | 0.66229 | 0.47208 | 0.49915 | 0.51639
5997 | 2004-09-06 | 21:00 | 0.63927 | 0.70964 | 0.63927 | 0.66309 | 0.68034 | 0.70235 | 0.6594 | 0.67607 | 0.63248 | 0.66419 | 0.46521 | 0.48585 | 0.49815
5998 | 2004-09-06 | 22:00 | 0.59054 | 0.67607 | 0.59054 | 0.63927 | 0.70235 | 0.67601 | 0.61366 | 0.61766 | 0.57915 | 0.63248 | 0.46599 | 0.48152 | 0.49263
5999 | 2004-09-06 | 23:00 | 0.54318 | 0.61766 | 0.54318 | 0.59054 | 0.67601 | 0.63205 | 0.54781 | 0.55789 | 0.52276 | 0.57915 | 0.48315 | 0.49524 | 0.49989
6000 | 2004-09-07 | 00:00 | 0.50629 | 0.55789 | 0.50629 | 0.54318 | 0.63205 | 0.58267 | 0.49117 | 0.51697 | 0.487 | 0.52276 | 0.53292 | 0.53328 | 0.53468
6001 | 2004-09-07 | 01:00 | 0.4838 | 0.51697 | 0.4838 | 0.50629 | 0.58267 | 0.54472 | 0.45509 | 0.48996 | 0.46495 | 0.487 | 0.60236 | 0.57153 | 0.59463
6002 | 2004-09-07 | 02:00 | 0.47128 | 0.48996 | 0.47128 | 0.4838 | 0.54472 | 0.52246 | 0.43477 | 0.4714 | 0.45184 | 0.46495 | 0.638 | 0.61255 | 0.6433
6003 | 2004-09-07 | 03:00 | 0.46529 | 0.4714 | 0.46529 | 0.47128 | 0.52246 | 0.50976 | 0.42573 | 0.4605 | 0.4429 | 0.45184 | 0.65426 | 0.64598 | 0.70433
6004 | 2004-09-07 | 04:00 | 0.47417 | 0.4605 | 0.47417 | 0.46529 | 0.50976 | 0.50318 | 0.42387 | 0.46137 | 0.44524 | 0.4429 | 0.66491 | 0.68747 | 0.7647
6005 | 2004-09-07 | 05:00 | 0.51209 | 0.46137 | 0.51209 | 0.47417 | 0.50318 | 0.50955 | 0.43502 | 0.48567 | 0.46773 | 0.44524 | 0.67678 | 0.72506 | 0.81721
6006 | 2004-09-07 | 06:00 | 0.5879 | 0.48567 | 0.5879 | 0.51209 | 0.50955 | 0.54089 | 0.47989 | 0.53693 | 0.51547 | 0.46773 | 0.68439 | 0.75918 | 0.86048
6007 | 2004-09-07 | 07:00 | 0.63488 | 0.53693 | 0.63488 | 0.5879 | 0.54089 | 0.60592 | 0.56983 | 0.55456 | 0.54193 | 0.51547 | 0.69419 | 0.79166 | 0.89905
6008 | 2004-09-07 | 08:00 | 0.66642 | 0.55456 | 0.66642 | 0.63488 | 0.60592 | 0.66862 | 0.63904 | 0.56657 | 0.56625 | 0.54193 | 0.70494 | 0.81851 | 0.93654
6009 | 2004-09-07 | 09:00 | 0.69467 | 0.56657 | 0.69467 | 0.66642 | 0.66862 | 0.723 | 0.67934 | 0.59388 | 0.59306 | 0.56625 | 0.71189 | 0.83878 | 0.96701
6010 | 2004-09-07 | 10:00 | 0.72436 | 0.59388 | 0.72436 | 0.69467 | 0.723 | 0.76608 | 0.7143 | 0.62433 | 0.61666 | 0.59306 | 0.71484 | 0.85288 | 0.98553
6011 | 2004-09-07 | 11:00 | 0.74882 | 0.62433 | 0.74882 | 0.72436 | 0.76608 | 0.79942 | 0.74374 | 0.65222 | 0.63897 | 0.61666 | 0.72008 | 0.85621 | 0.98842
6012 | 2004-09-07 | 12:00 | 0.76875 | 0.65222 | 0.76875 | 0.74882 | 0.79942 | 0.82538 | 0.76352 | 0.68136 | 0.65832 | 0.63897 | 0.71745 | 0.84366 | 0.96571
6013 | 2004-09-07 | 13:00 | 0.78939 | 0.68136 | 0.78939 | 0.76875 | 0.82538 | 0.83969 | 0.77488 | 0.71341 | 0.6823 | 0.65832 | 0.70696 | 0.82359 | 0.91274
6014 | 2004-09-07 | 14:00 | 0.80643 | 0.71341 | 0.80643 | 0.78939 | 0.83969 | 0.85861 | 0.79026 | 0.74069 | 0.70126 | 0.6823 | 0.70994 | 0.82247 | 0.89239
6015 | 2004-09-07 | 15:00 | 0.81756 | 0.74069 | 0.81756 | 0.80643 | 0.85861 | 0.86966 | 0.79926 | 0.75806 | 0.71739 | 0.70126 | 0.71713 | 0.79614 | 0.87792
6016 | 2004-09-07 | 16:00 | 0.82601 | 0.75806 | 0.82601 | 0.81756 | 0.86966 | 0.87363 | 0.80673 | 0.76784 | 0.72571 | 0.71739 | 0.66824 | 0.73888 | 0.81059
6017 | 2004-09-07 | 17:00 | 0.82201 | 0.76784 | 0.82201 | 0.82601 | 0.87363 | 0.87609 | 0.81373 | 0.75623 | 0.71816 | 0.72571 | 0.60125 | 0.66682 | 0.71878
6018 | 2004-09-07 | 18:00 | 0.80581 | 0.75623 | 0.80581 | 0.82201 | 0.87609 | 0.86375 | 0.81021 | 0.72724 | 0.69905 | 0.71816 | 0.5342 | 0.61001 | 0.63971
6019 | 2004-09-07 | 19:00 | 0.81078 | 0.72724 | 0.81078 | 0.80581 | 0.86375 | 0.83751 | 0.79677 | 0.69831 | 0.67398 | 0.69905 | 0.50961 | 0.57664 | 0.58009
6020 | 2004-09-07 | 20:00 | 0.81817 | 0.69831 | 0.81817 | 0.81078 | 0.83751 | 0.84082 | 0.81668 | 0.69627 | 0.67295 | 0.67398 | 0.49194 | 0.55278 | 0.54536
6021 | 2004-09-07 | 21:00 | 0.77656 | 0.69627 | 0.77656 | 0.81817 | 0.84082 | 0.83924 | 0.81013 | 0.66002 | 0.64018 | 0.67295 | 0.48459 | 0.53766 | 0.52663
6022 | 2004-09-07 | 22:00 | 0.70912 | 0.66002 | 0.70912 | 0.77656 | 0.83924 | 0.79805 | 0.7551 | 0.59842 | 0.58624 | 0.64018 | 0.48254 | 0.52956 | 0.51746
6023 | 2004-09-07 | 23:00 | 0.64461 | 0.59842 | 0.64461 | 0.70912 | 0.79805 | 0.73545 | 0.67412 | 0.53595 | 0.52936 | 0.58624 | 0.49548 | 0.5402 | 0.52181
6024 | 2004-09-08 | 00:00 | 0.59195 | 0.53595 | 0.59195 | 0.64461 | 0.73545 | 0.66877 | 0.60205 | 0.49298 | 0.49149 | 0.52936 | 0.54341 | 0.5742 | 0.55418
6025 | 2004-09-08 | 01:00 | 0.56164 | 0.49298 | 0.56164 | 0.59195 | 0.66877 | 0.61664 | 0.55482 | 0.46696 | 0.46693 | 0.49149 | 0.61014 | 0.60959 | 0.615
6026 | 2004-09-08 | 02:00 | 0.54542 | 0.46696 | 0.54542 | 0.56164 | 0.61664 | 0.58566 | 0.52563 | 0.44759 | 0.45331 | 0.46693 | 0.64242 | 0.64451 | 0.66253
6027 | 2004-09-08 | 03:00 | 0.5374 | 0.44759 | 0.5374 | 0.54542 | 0.58566 | 0.56575 | 0.51095 | 0.43822 | 0.44475 | 0.45331 | 0.65405 | 0.68376 | 0.72652
6028 | 2004-09-08 | 04:00 | 0.54228 | 0.43822 | 0.54228 | 0.5374 | 0.56575 | 0.55471 | 0.5044 | 0.43733 | 0.44633 | 0.44475 | 0.66794 | 0.71813 | 0.78937
6029 | 2004-09-08 | 05:00 | 0.57834 | 0.43733 | 0.57834 | 0.54228 | 0.55471 | 0.55682 | 0.5129 | 0.46292 | 0.46639 | 0.44633 | 0.67989 | 0.75487 | 0.84347
6030 | 2004-09-08 | 06:00 | 0.65688 | 0.46292 | 0.65688 | 0.57834 | 0.55682 | 0.58932 | 0.55598 | 0.51723 | 0.50993 | 0.46639 | 0.68886 | 0.79004 | 0.88834
6031 | 2004-09-08 | 07:00 | 0.7029 | 0.51723 | 0.7029 | 0.65688 | 0.58932 | 0.66001 | 0.64932 | 0.53109 | 0.53201 | 0.50993 | 0.69991 | 0.82194 | 0.92464
6032 | 2004-09-08 | 08:00 | 0.72689 | 0.53109 | 0.72689 | 0.7029 | 0.66001 | 0.71547 | 0.71956 | 0.53879 | 0.54981 | 0.53201 | 0.71146 | 0.85029 | 0.96078
6033 | 2004-09-08 | 09:00 | 0.74513 | 0.53879 | 0.74513 | 0.72689 | 0.71547 | 0.75286 | 0.75539 | 0.56181 | 0.57168 | 0.54981 | 0.71833 | 0.87111 | 0.98591
6034 | 2004-09-08 | 10:00 | 0.76838 | 0.56181 | 0.76838 | 0.74513 | 0.75286 | 0.78564 | 0.78052 | 0.5912 | 0.59407 | 0.57168 | 0.72477 | 0.88491 | 1
6035 | 2004-09-08 | 11:00 | 0.78284 | 0.5912 | 0.78284 | 0.76838 | 0.78564 | 0.8156 | 0.80109 | 0.61896 | 0.61362 | 0.59407 | 0.7281 | 0.886 | 0.99616
6036 | 2004-09-08 | 12:00 | 0.79628 | 0.61896 | 0.79628 | 0.78284 | 0.8156 | 0.83009 | 0.81125 | 0.64633 | 0.63488 | 0.61362 | 0.72719 | 0.86548 | 0.96723
6037 | 2004-09-08 | 13:00 | 0.80504 | 0.64633 | 0.80504 | 0.79628 | 0.83009 | 0.83174 | 0.81261 | 0.6754 | 0.65773 | 0.63488 | 0.71122 | 0.84189 | 0.9117
6038 | 2004-09-08 | 14:00 | 0.79857 | 0.6754 | 0.79857 | 0.80504 | 0.83174 | 0.83621 | 0.81502 | 0.70167 | 0.67986 | 0.65773 | 0.71923 | 0.83636 | 0.89662
6039 | 2004-09-08 | 15:00 | 0.79503 | 0.70167 | 0.79503 | 0.79857 | 0.83621 | 0.829 | 0.811 | 0.72662 | 0.69944 | 0.67986 | 0.71287 | 0.80735 | 0.87851
6040 | 2004-09-08 | 16:00 | 0.79708 | 0.72662 | 0.79708 | 0.79503 | 0.829 | 0.81655 | 0.80913 | 0.74889 | 0.71497 | 0.69944 | 0.6688 | 0.74857 | 0.81145
6041 | 2004-09-08 | 17:00 | 0.7972 | 0.74889 | 0.7972 | 0.79708 | 0.81655 | 0.8149 | 0.8061 | 0.75077 | 0.71417 | 0.71497 | 0.60292 | 0.68035 | 0.71835
6042 | 2004-09-08 | 18:00 | 0.79033 | 0.75077 | 0.79033 | 0.7972 | 0.8149 | 0.81504 | 0.80449 | 0.72717 | 0.69902 | 0.71417 | 0.54658 | 0.6263 | 0.63904
6043 | 2004-09-08 | 19:00 | 0.80386 | 0.72717 | 0.80386 | 0.79033 | 0.81504 | 0.80582 | 0.80266 | 0.6958 | 0.67272 | 0.69902 | 0.51794 | 0.58999 | 0.58276
6044 | 2004-09-08 | 20:00 | 0.80355 | 0.6958 | 0.80355 | 0.80386 | 0.80582 | 0.81652 | 0.81626 | 0.69033 | 0.66958 | 0.67272 | 0.49944 | 0.56376 | 0.54994
6045 | 2004-09-08 | 21:00 | 0.76952 | 0.69033 | 0.76952 | 0.80355 | 0.81652 | 0.80494 | 0.79491 | 0.64995 | 0.6348 | 0.66958 | 0.48951 | 0.54511 | 0.53067
6046 | 2004-09-08 | 22:00 | 0.70954 | 0.64995 | 0.70954 | 0.76952 | 0.80494 | 0.76724 | 0.7393 | 0.58852 | 0.57967 | 0.6348 | 0.4873 | 0.5389 | 0.52161
6047 | 2004-09-08 | 23:00 | 0.6481 | 0.58852 | 0.6481 | 0.70954 | 0.76724 | 0.70485 | 0.6647 | 0.52506 | 0.52395 | 0.57967 | 0.50075 | 0.54867 | 0.5266
6048 | 2004-09-09 | 00:00 | 0.60368 | 0.52506 | 0.60368 | 0.6481 | 0.70485 | 0.63732 | 0.59923 | 0.4784 | 0.48494 | 0.52395 | 0.54857 | 0.58212 | 0.56081
6049 | 2004-09-09 | 01:00 | 0.57747 | 0.4784 | 0.57747 | 0.60368 | 0.63732 | 0.59076 | 0.54503 | 0.45165 | 0.46343 | 0.48494 | 0.61405 | 0.61661 | 0.62561
6050 | 2004-09-09 | 02:00 | 0.56229 | 0.45165 | 0.56229 | 0.57747 | 0.59076 | 0.56417 | 0.51576 | 0.43517 | 0.44805 | 0.46343 | 0.64859 | 0.65138 | 0.67618
6051 | 2004-09-09 | 03:00 | 0.55652 | 0.43517 | 0.55652 | 0.56229 | 0.56417 | 0.55147 | 0.49888 | 0.42576 | 0.44068 | 0.44805 | 0.6602 | 0.69111 | 0.72773
6052 | 2004-09-09 | 04:00 | 0.56536 | 0.42576 | 0.56536 | 0.55652 | 0.55147 | 0.54591 | 0.49283 | 0.42573 | 0.4422 | 0.44068 | 0.67316 | 0.7265 | 0.77645
6053 | 2004-09-09 | 05:00 | 0.60285 | 0.42573 | 0.60285 | 0.56536 | 0.54591 | 0.5495 | 0.50079 | 0.45162 | 0.46338 | 0.4422 | 0.68426 | 0.76316 | 0.81992
6054 | 2004-09-09 | 06:00 | 0.67856 | 0.45162 | 0.67856 | 0.60285 | 0.5495 | 0.58464 | 0.54748 | 0.50436 | 0.51251 | 0.46338 | 0.69049 | 0.79701 | 0.85878
6055 | 2004-09-09 | 07:00 | 0.72744 | 0.50436 | 0.72744 | 0.67856 | 0.58464 | 0.66177 | 0.64584 | 0.52192 | 0.53507 | 0.51251 | 0.69805 | 0.82593 | 0.89206
6056 | 2004-09-09 | 08:00 | 0.75619 | 0.52192 | 0.75619 | 0.72744 | 0.66177 | 0.72771 | 0.71567 | 0.53059 | 0.55411 | 0.53507 | 0.70579 | 0.84428 | 0.92912
6057 | 2004-09-09 | 09:00 | 0.78251 | 0.53059 | 0.78251 | 0.75619 | 0.72771 | 0.77663 | 0.75141 | 0.56074 | 0.57802 | 0.55411 | 0.70875 | 0.85076 | 0.9571
6058 | 2004-09-09 | 10:00 | 0.80305 | 0.56074 | 0.80305 | 0.78251 | 0.77663 | 0.81623 | 0.78147 | 0.59692 | 0.60443 | 0.57802 | 0.71364 | 0.85733 | 0.97465
6059 | 2004-09-09 | 11:00 | 0.82127 | 0.59692 | 0.82127 | 0.80305 | 0.81623 | 0.8436 | 0.81033 | 0.62834 | 0.63037 | 0.60443 | 0.71375 | 0.85594 | 0.97603
6060 | 2004-09-09 | 12:00 | 0.8351 | 0.62834 | 0.8351 | 0.82127 | 0.8436 | 0.85981 | 0.82796 | 0.6634 | 0.65595 | 0.63037 | 0.70675 | 0.83619 | 0.94529
6061 | 2004-09-09 | 13:00 | 0.84306 | 0.6634 | 0.84306 | 0.8351 | 0.85981 | 0.87184 | 0.83716 | 0.70358 | 0.68491 | 0.65595 | 0.69621 | 0.81719 | 0.88871
6062 | 2004-09-09 | 14:00 | 0.84174 | 0.70358 | 0.84174 | 0.84306 | 0.87184 | 0.8769 | 0.84703 | 0.7371 | 0.71051 | 0.68491 | 0.70576 | 0.81228 | 0.87112
6063 | 2004-09-09 | 15:00 | 0.83428 | 0.7371 | 0.83428 | 0.84174 | 0.8769 | 0.88126 | 0.84558 | 0.76711 | 0.73419 | 0.71051 | 0.70821 | 0.78242 | 0.85155
6064 | 2004-09-09 | 16:00 | 0.83244 | 0.76711 | 0.83244 | 0.83428 | 0.88126 | 0.88397 | 0.84811 | 0.7886 | 0.75044 | 0.73419 | 0.66321 | 0.72555 | 0.78988
6065 | 2004-09-09 | 17:00 | 0.81877 | 0.7886 | 0.81877 | 0.83244 | 0.88397 | 0.8889 | 0.85362 | 0.78679 | 0.7455 | 0.75044 | 0.60236 | 0.65808 | 0.7061
6066 | 2004-09-09 | 18:00 | 0.79755 | 0.78679 | 0.79755 | 0.81877 | 0.8889 | 0.87662 | 0.85072 | 0.76409 | 0.72687 | 0.7455 | 0.54817 | 0.59756 | 0.62803
6067 | 2004-09-09 | 19:00 | 0.79618 | 0.76409 | 0.79618 | 0.79755 | 0.87662 | 0.8519 | 0.84475 | 0.72927 | 0.70577 | 0.72687 | 0.51749 | 0.56408 | 0.57028
6068 | 2004-09-09 | 20:00 | 0.78873 | 0.72927 | 0.78873 | 0.79618 | 0.8519 | 0.8565 | 0.8637 | 0.72259 | 0.69737 | 0.70577 | 0.49995 | 0.53955 | 0.53805
6069 | 2004-09-09 | 21:00 | 0.74463 | 0.72259 | 0.74463 | 0.78873 | 0.8565 | 0.84616 | 0.84865 | 0.67994 | 0.65984 | 0.69737 | 0.48954 | 0.52488 | 0.51893
6070 | 2004-09-09 | 22:00 | 0.67752 | 0.67994 | 0.67752 | 0.74463 | 0.84616 | 0.79816 | 0.79698 | 0.61291 | 0.60327 | 0.65984 | 0.4889 | 0.5196 | 0.50859
6071 | 2004-09-09 | 23:00 | 0.61038 | 0.61291 | 0.61038 | 0.67752 | 0.79816 | 0.72799 | 0.72002 | 0.54795 | 0.54481 | 0.60327 | 0.50285 | 0.53009 | 0.5143
6072 | 2004-09-10 | 00:00 | 0.55717 | 0.54795 | 0.55717 | 0.61038 | 0.72799 | 0.65273 | 0.64716 | 0.49929 | 0.50316 | 0.54481 | 0.54937 | 0.56369 | 0.54654
6073 | 2004-09-10 | 01:00 | 0.52658 | 0.49929 | 0.52658 | 0.55717 | 0.65273 | 0.59449 | 0.59371 | 0.46971 | 0.4786 | 0.50316 | 0.61735 | 0.5999 | 0.60814
6074 | 2004-09-10 | 02:00 | 0.50687 | 0.46971 | 0.50687 | 0.52658 | 0.59449 | 0.5578 | 0.55702 | 0.45106 | 0.46042 | 0.4786 | 0.65155 | 0.63442 | 0.65911
6075 | 2004-09-10 | 03:00 | 0.49632 | 0.45106 | 0.49632 | 0.50687 | 0.5578 | 0.53353 | 0.53375 | 0.44191 | 0.45194 | 0.46042 | 0.6643 | 0.66658 | 0.71662
6076 | 2004-09-10 | 04:00 | 0.50022 | 0.44191 | 0.50022 | 0.49632 | 0.53353 | 0.52098 | 0.51953 | 0.44314 | 0.45364 | 0.45194 | 0.67588 | 0.70177 | 0.77407
6077 | 2004-09-10 | 05:00 | 0.53405 | 0.44314 | 0.53405 | 0.50022 | 0.52098 | 0.51757 | 0.5163 | 0.46676 | 0.4749 | 0.45364 | 0.68261 | 0.7335 | 0.8275
6078 | 2004-09-10 | 06:00 | 0.59848 | 0.46676 | 0.59848 | 0.53405 | 0.51757 | 0.54535 | 0.54835 | 0.52099 | 0.52191 | 0.4749 | 0.68918 | 0.76242 | 0.86849
6079 | 2004-09-10 | 07:00 | 0.63638 | 0.52099 | 0.63638 | 0.59848 | 0.54535 | 0.61084 | 0.62477 | 0.53764 | 0.54566 | 0.52191 | 0.70151 | 0.79093 | 0.89792
6080 | 2004-09-10 | 08:00 | 0.67226 | 0.53764 | 0.67226 | 0.63638 | 0.61084 | 0.66803 | 0.68436 | 0.55326 | 0.56715 | 0.54566 | 0.71165 | 0.81674 | 0.9308
6081 | 2004-09-10 | 09:00 | 0.702 | 0.55326 | 0.702 | 0.67226 | 0.66803 | 0.71354 | 0.71878 | 0.58516 | 0.59543 | 0.56715 | 0.7171 | 0.83933 | 0.95132
6082 | 2004-09-10 | 10:00 | 0.72906 | 0.58516 | 0.72906 | 0.702 | 0.71354 | 0.74765 | 0.74167 | 0.63546 | 0.62457 | 0.59543 | 0.71851 | 0.85228 | 0.96184
6083 | 2004-09-10 | 11:00 | 0.75136 | 0.63546 | 0.75136 | 0.72906 | 0.74765 | 0.77153 | 0.75892 | 0.6802 | 0.65739 | 0.62457 | 0.71268 | 0.85198 | 0.95581
6084 | 2004-09-10 | 12:00 | 0.76597 | 0.6802 | 0.76597 | 0.75136 | 0.77153 | 0.78933 | 0.76812 | 0.72107 | 0.68586 | 0.65739 | 0.70406 | 0.83064 | 0.9251
6085 | 2004-09-10 | 13:00 | 0.78321 | 0.72107 | 0.78321 | 0.76597 | 0.78933 | 0.79921 | 0.76858 | 0.76351 | 0.71677 | 0.68586 | 0.69216 | 0.80675 | 0.8686
6086 | 2004-09-10 | 14:00 | 0.79504 | 0.76351 | 0.79504 | 0.78321 | 0.79921 | 0.81068 | 0.77509 | 0.79735 | 0.74212 | 0.71677 | 0.6952 | 0.79377 | 0.8479
6087 | 2004-09-10 | 15:00 | 0.80279 | 0.79735 | 0.80279 | 0.79504 | 0.81068 | 0.81796 | 0.77256 | 0.8187 | 0.76281 | 0.74212 | 0.68583 | 0.76379 | 0.82719
6088 | 2004-09-10 | 16:00 | 0.8025 | 0.8187 | 0.8025 | 0.80279 | 0.81796 | 0.82102 | 0.76758 | 0.82806 | 0.77154 | 0.76281 | 0.65001 | 0.71903 | 0.77929
6089 | 2004-09-10 | 17:00 | 0.78873 | 0.82806 | 0.78873 | 0.8025 | 0.82102 | 0.81817 | 0.75518 | 0.81935 | 0.76482 | 0.77154 | 0.60417 | 0.66573 | 0.7121
6090 | 2004-09-10 | 18:00 | 0.75593 | 0.81935 | 0.75593 | 0.78873 | 0.81817 | 0.79759 | 0.73205 | 0.79039 | 0.73617 | 0.76482 | 0.55744 | 0.61163 | 0.63973
6091 | 2004-09-10 | 19:00 | 0.74058 | 0.79039 | 0.74058 | 0.75593 | 0.79759 | 0.76545 | 0.70799 | 0.7534 | 0.69887 | 0.73617 | 0.52513 | 0.57347 | 0.58148
6092 | 2004-09-10 | 20:00 | 0.73506 | 0.7534 | 0.73506 | 0.74058 | 0.76545 | 0.76045 | 0.71591 | 0.73836 | 0.68475 | 0.69887 | 0.50623 | 0.54785 | 0.54507
6093 | 2004-09-10 | 21:00 | 0.69633 | 0.73836 | 0.69633 | 0.73506 | 0.76045 | 0.75841 | 0.70468 | 0.69965 | 0.64974 | 0.68475 | 0.49518 | 0.52785 | 0.52266
6094 | 2004-09-10 | 22:00 | 0.64482 | 0.69965 | 0.64482 | 0.69633 | 0.75841 | 0.72191 | 0.65898 | 0.65034 | 0.60644 | 0.64974 | 0.4893 | 0.51731 | 0.50934
6095 | 2004-09-10 | 23:00 | 0.58599 | 0.65034 | 0.58599 | 0.64482 | 0.72191 | 0.67302 | 0.60089 | 0.598 | 0.55738 | 0.60644 | 0.49151 | 0.51572 | 0.50483
6096 | 2004-09-11 | 00:00 | 0.53562 | 0.598 | 0.53562 | 0.58599 | 0.67302 | 0.61608 | 0.53865 | 0.55126 | 0.51686 | 0.55738 | 0.50431 | 0.52309 | 0.5135
6097 | 2004-09-11 | 01:00 | 0.50194 | 0.55126 | 0.50194 | 0.53562 | 0.61608 | 0.56589 | 0.48951 | 0.51895 | 0.48914 | 0.51686 | 0.52435 | 0.53103 | 0.5301
6098 | 2004-09-11 | 02:00 | 0.4827 | 0.51895 | 0.4827 | 0.50194 | 0.56589 | 0.52938 | 0.46198 | 0.49642 | 0.47013 | 0.48914 | 0.55328 | 0.56244 | 0.5551
6099 | 2004-09-11 | 03:00 | 0.47091 | 0.49642 | 0.47091 | 0.4827 | 0.52938 | 0.50603 | 0.44439 | 0.48077 | 0.45733 | 0.47013 | 0.59563 | 0.61479 | 0.60972
6100 | 2004-09-11 | 04:00 | 0.46483 | 0.48077 | 0.46483 | 0.47091 | 0.50603 | 0.49358 | 0.43556 | 0.47343 | 0.4522 | 0.45733 | 0.62515 | 0.66648 | 0.67794
6101 | 2004-09-11 | 05:00 | 0.47205 | 0.47343 | 0.47205 | 0.46483 | 0.49358 | 0.48792 | 0.43452 | 0.4769 | 0.45614 | 0.4522 | 0.64261 | 0.70441 | 0.72877
6102 | 2004-09-11 | 06:00 | 0.49002 | 0.4769 | 0.49002 | 0.47205 | 0.48792 | 0.49453 | 0.44609 | 0.49084 | 0.46843 | 0.45614 | 0.65304 | 0.73831 | 0.77303
6103 | 2004-09-11 | 07:00 | 0.51197 | 0.49084 | 0.51197 | 0.49002 | 0.49453 | 0.50979 | 0.47242 | 0.49846 | 0.47621 | 0.46843 | 0.65661 | 0.76687 | 0.8099
6104 | 2004-09-11 | 08:00 | 0.55328 | 0.49846 | 0.55328 | 0.51197 | 0.50979 | 0.53804 | 0.51584 | 0.53474 | 0.50864 | 0.47621 | 0.65517 | 0.79738 | 0.83464
6105 | 2004-09-11 | 09:00 | 0.59338 | 0.53474 | 0.59338 | 0.55328 | 0.53804 | 0.58826 | 0.57186 | 0.58535 | 0.5468 | 0.50864 | 0.65639 | 0.82062 | 0.85413
6106 | 2004-09-11 | 10:00 | 0.62117 | 0.58535 | 0.62117 | 0.59338 | 0.58826 | 0.63004 | 0.6103 | 0.64254 | 0.58861 | 0.5468 | 0.65578 | 0.83856 | 0.86311
6107 | 2004-09-11 | 11:00 | 0.63874 | 0.64254 | 0.63874 | 0.62117 | 0.63004 | 0.65508 | 0.63124 | 0.69643 | 0.62813 | 0.58861 | 0.65804 | 0.84092 | 0.86046
6108 | 2004-09-11 | 12:00 | 0.64735 | 0.69643 | 0.64735 | 0.63874 | 0.65508 | 0.67102 | 0.63779 | 0.74273 | 0.66293 | 0.62813 | 0.65243 | 0.82214 | 0.84205
6109 | 2004-09-11 | 13:00 | 0.65199 | 0.74273 | 0.65199 | 0.64735 | 0.67102 | 0.67488 | 0.63634 | 0.77953 | 0.695 | 0.66293 | 0.64652 | 0.7994 | 0.80572
6110 | 2004-09-11 | 14:00 | 0.65251 | 0.77953 | 0.65251 | 0.65199 | 0.67488 | 0.672 | 0.62875 | 0.80351 | 0.72316 | 0.695 | 0.65623 | 0.78842 | 0.79719
6111 | 2004-09-11 | 15:00 | 0.65089 | 0.80351 | 0.65089 | 0.65251 | 0.672 | 0.66813 | 0.62174 | 0.8166 | 0.74565 | 0.72316 | 0.65126 | 0.75831 | 0.78392
6112 | 2004-09-11 | 16:00 | 0.6495 | 0.8166 | 0.6495 | 0.65089 | 0.66813 | 0.66352 | 0.61561 | 0.81737 | 0.76065 | 0.74565 | 0.61839 | 0.71263 | 0.74128
6113 | 2004-09-11 | 17:00 | 0.64511 | 0.81737 | 0.64511 | 0.6495 | 0.66352 | 0.66377 | 0.61283 | 0.80822 | 0.76026 | 0.76065 | 0.57508 | 0.66037 | 0.67755
6114 | 2004-09-11 | 18:00 | 0.63397 | 0.80822 | 0.63397 | 0.64511 | 0.66377 | 0.66075 | 0.61246 | 0.78288 | 0.73738 | 0.76026 | 0.53641 | 0.61066 | 0.6129
6115 | 2004-09-11 | 19:00 | 0.63892 | 0.78288 | 0.63892 | 0.63397 | 0.66075 | 0.65512 | 0.61333 | 0.75205 | 0.70889 | 0.73738 | 0.50479 | 0.57514 | 0.56205
6116 | 2004-09-11 | 20:00 | 0.64517 | 0.75205 | 0.64517 | 0.63892 | 0.65512 | 0.67154 | 0.63626 | 0.73597 | 0.69457 | 0.70889 | 0.48696 | 0.54852 | 0.52883
6117 | 2004-09-11 | 21:00 | 0.61888 | 0.73597 | 0.61888 | 0.64517 | 0.67154 | 0.67791 | 0.63137 | 0.69841 | 0.65914 | 0.69457 | 0.47448 | 0.52936 | 0.50574
6118 | 2004-09-11 | 22:00 | 0.57824 | 0.69841 | 0.57824 | 0.61888 | 0.67791 | 0.65227 | 0.59674 | 0.6501 | 0.61393 | 0.65914 | 0.46945 | 0.51604 | 0.49295
6119 | 2004-09-11 | 23:00 | 0.53439 | 0.6501 | 0.53439 | 0.57824 | 0.65227 | 0.61457 | 0.55125 | 0.59829 | 0.56194 | 0.61393 | 0.46931 | 0.50956 | 0.48741
6120 | 2004-09-12 | 00:00 | 0.49239 | 0.59829 | 0.49239 | 0.53439 | 0.61457 | 0.57085 | 0.50265 | 0.55154 | 0.52111 | 0.56194 | 0.47586 | 0.50912 | 0.49206
6121 | 2004-09-12 | 01:00 | 0.46473 | 0.55154 | 0.46473 | 0.49239 | 0.57085 | 0.53019 | 0.4594 | 0.52189 | 0.49113 | 0.52111 | 0.49207 | 0.51001 | 0.49832
6122 | 2004-09-12 | 02:00 | 0.44726 | 0.52189 | 0.44726 | 0.46473 | 0.53019 | 0.50153 | 0.43473 | 0.49533 | 0.47234 | 0.49113 | 0.52063 | 0.54154 | 0.51124
6123 | 2004-09-12 | 03:00 | 0.43662 | 0.49533 | 0.43662 | 0.44726 | 0.50153 | 0.48201 | 0.42014 | 0.47804 | 0.45861 | 0.47234 | 0.56167 | 0.59442 | 0.55675
6124 | 2004-09-12 | 04:00 | 0.43253 | 0.47804 | 0.43253 | 0.43662 | 0.48201 | 0.46882 | 0.41122 | 0.46603 | 0.45202 | 0.45861 | 0.58972 | 0.64501 | 0.60682
6125 | 2004-09-12 | 05:00 | 0.43616 | 0.46603 | 0.43616 | 0.43253 | 0.46882 | 0.46372 | 0.40894 | 0.46244 | 0.45065 | 0.45202 | 0.60678 | 0.69435 | 0.65424
6126 | 2004-09-12 | 06:00 | 0.444 | 0.46244 | 0.444 | 0.43616 | 0.46372 | 0.46597 | 0.41512 | 0.46708 | 0.45619 | 0.45065 | 0.61487 | 0.73885 | 0.69356
6127 | 2004-09-12 | 07:00 | 0.45929 | 0.46708 | 0.45929 | 0.444 | 0.46597 | 0.47181 | 0.42665 | 0.46889 | 0.46098 | 0.45619 | 0.61777 | 0.77811 | 0.72411
6128 | 2004-09-12 | 08:00 | 0.49972 | 0.46889 | 0.49972 | 0.45929 | 0.47181 | 0.48961 | 0.45613 | 0.50342 | 0.49388 | 0.46098 | 0.61594 | 0.80732 | 0.74668
6129 | 2004-09-12 | 09:00 | 0.53997 | 0.50342 | 0.53997 | 0.49972 | 0.48961 | 0.53515 | 0.5102 | 0.5586 | 0.5394 | 0.49388 | 0.61258 | 0.83203 | 0.76013
6130 | 2004-09-12 | 10:00 | 0.57005 | 0.5586 | 0.57005 | 0.53997 | 0.53515 | 0.57873 | 0.55362 | 0.61861 | 0.58343 | 0.5394 | 0.61285 | 0.84481 | 0.76834
6131 | 2004-09-12 | 11:00 | 0.59601 | 0.61861 | 0.59601 | 0.57005 | 0.57873 | 0.61028 | 0.58123 | 0.68054 | 0.63153 | 0.58343 | 0.61386 | 0.8474 | 0.76879
6132 | 2004-09-12 | 12:00 | 0.61903 | 0.68054 | 0.61903 | 0.59601 | 0.61028 | 0.63412 | 0.60031 | 0.73447 | 0.67692 | 0.63153 | 0.61924 | 0.83328 | 0.75714
6133 | 2004-09-12 | 13:00 | 0.63483 | 0.73447 | 0.63483 | 0.61903 | 0.63412 | 0.64777 | 0.60926 | 0.77359 | 0.71664 | 0.67692 | 0.62248 | 0.81659 | 0.73066
6134 | 2004-09-12 | 14:00 | 0.64409 | 0.77359 | 0.64409 | 0.63483 | 0.64777 | 0.65881 | 0.61121 | 0.80578 | 0.7473 | 0.71664 | 0.64077 | 0.814 | 0.73793
6135 | 2004-09-12 | 15:00 | 0.65851 | 0.80578 | 0.65851 | 0.64409 | 0.65881 | 0.66476 | 0.61221 | 0.82488 | 0.76758 | 0.7473 | 0.64391 | 0.78227 | 0.73291
6136 | 2004-09-12 | 16:00 | 0.66963 | 0.82488 | 0.66963 | 0.65851 | 0.66476 | 0.67158 | 0.61797 | 0.8314 | 0.7811 | 0.76758 | 0.61029 | 0.72712 | 0.6867
6137 | 2004-09-12 | 17:00 | 0.67537 | 0.8314 | 0.67537 | 0.66963 | 0.67158 | 0.67935 | 0.62996 | 0.82836 | 0.78159 | 0.7811 | 0.55073 | 0.66481 | 0.62364
6138 | 2004-09-12 | 18:00 | 0.66659 | 0.82836 | 0.66659 | 0.67537 | 0.67935 | 0.68283 | 0.63991 | 0.80484 | 0.76152 | 0.78159 | 0.50945 | 0.60849 | 0.56446
6139 | 2004-09-12 | 19:00 | 0.67832 | 0.80484 | 0.67832 | 0.66659 | 0.68283 | 0.67879 | 0.64285 | 0.77726 | 0.73725 | 0.76152 | 0.48124 | 0.57582 | 0.52168
6140 | 2004-09-12 | 20:00 | 0.68937 | 0.77726 | 0.68937 | 0.67832 | 0.67879 | 0.7033 | 0.67478 | 0.76917 | 0.72824 | 0.73725 | 0.46798 | 0.55031 | 0.49769
6141 | 2004-09-12 | 21:00 | 0.65572 | 0.76917 | 0.65572 | 0.68937 | 0.7033 | 0.71403 | 0.66806 | 0.72592 | 0.68921 | 0.72824 | 0.46186 | 0.53357 | 0.48463
6142 | 2004-09-12 | 22:00 | 0.60661 | 0.72592 | 0.60661 | 0.65572 | 0.71403 | 0.6829 | 0.6215 | 0.66347 | 0.63367 | 0.68921 | 0.46327 | 0.52929 | 0.48
6143 | 2004-09-12 | 23:00 | 0.55139 | 0.66347 | 0.55139 | 0.60661 | 0.6829 | 0.63753 | 0.55971 | 0.5987 | 0.57794 | 0.63367 | 0.48134 | 0.53953 | 0.49099
6144 | 2004-09-13 | 00:00 | 0.51264 | 0.5987 | 0.51264 | 0.55139 | 0.63753 | 0.58386 | 0.50742 | 0.55174 | 0.53541 | 0.57794 | 0.53316 | 0.57592 | 0.52558
6145 | 2004-09-13 | 01:00 | 0.48823 | 0.55174 | 0.48823 | 0.51264 | 0.58386 | 0.54226 | 0.46674 | 0.52049 | 0.50792 | 0.53541 | 0.60633 | 0.6129 | 0.58982
6146 | 2004-09-13 | 02:00 | 0.47574 | 0.52049 | 0.47574 | 0.48823 | 0.54226 | 0.51901 | 0.44842 | 0.4998 | 0.48973 | 0.50792 | 0.64553 | 0.65064 | 0.64035
6147 | 2004-09-13 | 03:00 | 0.47039 | 0.4998 | 0.47039 | 0.47574 | 0.51901 | 0.50455 | 0.43913 | 0.48914 | 0.48028 | 0.48973 | 0.65621 | 0.68847 | 0.68565
6148 | 2004-09-13 | 04:00 | 0.47521 | 0.48914 | 0.47521 | 0.47039 | 0.50455 | 0.49787 | 0.43739 | 0.48985 | 0.47994 | 0.48028 | 0.66228 | 0.73011 | 0.72922
6149 | 2004-09-13 | 05:00 | 0.51247 | 0.48985 | 0.51247 | 0.47521 | 0.49787 | 0.50332 | 0.44833 | 0.51458 | 0.50066 | 0.47994 | 0.66997 | 0.76705 | 0.76433
6150 | 2004-09-13 | 06:00 | 0.58135 | 0.51458 | 0.58135 | 0.51247 | 0.50332 | 0.53702 | 0.49241 | 0.56709 | 0.55205 | 0.50066 | 0.67069 | 0.80037 | 0.78332
6151 | 2004-09-13 | 07:00 | 0.62122 | 0.56709 | 0.62122 | 0.58135 | 0.53702 | 0.60887 | 0.57779 | 0.58484 | 0.5832 | 0.55205 | 0.67231 | 0.83066 | 0.79785
6152 | 2004-09-13 | 08:00 | 0.65372 | 0.58484 | 0.65372 | 0.62122 | 0.60887 | 0.66922 | 0.6424 | 0.60216 | 0.60891 | 0.5832 | 0.66707 | 0.85664 | 0.81767
6153 | 2004-09-13 | 09:00 | 0.69151 | 0.60216 | 0.69151 | 0.65372 | 0.66922 | 0.71639 | 0.68407 | 0.64606 | 0.64559 | 0.60891 | 0.66904 | 0.87654 | 0.83226
6154 | 2004-09-13 | 10:00 | 0.72704 | 0.64606 | 0.72704 | 0.69151 | 0.71639 | 0.75486 | 0.71878 | 0.69989 | 0.69163 | 0.64559 | 0.66837 | 0.88635 | 0.83767
6155 | 2004-09-13 | 11:00 | 0.75631 | 0.69989 | 0.75631 | 0.72704 | 0.75486 | 0.78349 | 0.74689 | 0.74432 | 0.73561 | 0.69163 | 0.66701 | 0.88314 | 0.83052
6156 | 2004-09-13 | 12:00 | 0.77727 | 0.74432 | 0.77727 | 0.75631 | 0.78349 | 0.80181 | 0.76082 | 0.7866 | 0.77397 | 0.73561 | 0.66736 | 0.8587 | 0.80391
6157 | 2004-09-13 | 13:00 | 0.80073 | 0.7866 | 0.80073 | 0.77727 | 0.80181 | 0.81557 | 0.76729 | 0.82555 | 0.81217 | 0.77397 | 0.66342 | 0.83539 | 0.76585
6158 | 2004-09-13 | 14:00 | 0.81362 | 0.82555 | 0.81362 | 0.80073 | 0.81557 | 0.8316 | 0.77289 | 0.84683 | 0.8411 | 0.81217 | 0.68181 | 0.82864 | 0.77266
6159 | 2004-09-13 | 15:00 | 0.82825 | 0.84683 | 0.82825 | 0.81362 | 0.8316 | 0.83938 | 0.77011 | 0.86216 | 0.86127 | 0.8411 | 0.67907 | 0.79337 | 0.76285
6160 | 2004-09-13 | 16:00 | 0.83818 | 0.86216 | 0.83818 | 0.82825 | 0.83938 | 0.84553 | 0.76779 | 0.86757 | 0.87258 | 0.86127 | 0.6339 | 0.73208 | 0.71373
6161 | 2004-09-13 | 17:00 | 0.82932 | 0.86757 | 0.82932 | 0.83818 | 0.84553 | 0.84856 | 0.76505 | 0.85535 | 0.86153 | 0.87258 | 0.57354 | 0.6608 | 0.64508
6162 | 2004-09-13 | 18:00 | 0.80285 | 0.85535 | 0.80285 | 0.82932 | 0.84856 | 0.83568 | 0.75381 | 0.825 | 0.83247 | 0.86153 | 0.52603 | 0.60284 | 0.57983
6163 | 2004-09-13 | 19:00 | 0.8024 | 0.825 | 0.8024 | 0.80285 | 0.83568 | 0.80642 | 0.7386 | 0.79911 | 0.80627 | 0.83247 | 0.502 | 0.57096 | 0.53165
6164 | 2004-09-13 | 20:00 | 0.79837 | 0.79911 | 0.79837 | 0.8024 | 0.80642 | 0.8092 | 0.75614 | 0.79399 | 0.79501 | 0.80627 | 0.48323 | 0.54468 | 0.50491
6165 | 2004-09-13 | 21:00 | 0.74969 | 0.79399 | 0.74969 | 0.79837 | 0.8092 | 0.80414 | 0.73789 | 0.74968 | 0.75091 | 0.79501 | 0.47527 | 0.52804 | 0.49024
6166 | 2004-09-13 | 22:00 | 0.67786 | 0.74968 | 0.67786 | 0.74969 | 0.80414 | 0.75655 | 0.67698 | 0.6874 | 0.68511 | 0.75091 | 0.47472 | 0.52187 | 0.48524
6167 | 2004-09-13 | 23:00 | 0.6098 | 0.6874 | 0.6098 | 0.67786 | 0.75655 | 0.68839 | 0.59657 | 0.62133 | 0.62364 | 0.68511 | 0.49074 | 0.53171 | 0.4937
6168 | 2004-09-14 | 00:00 | 0.55615 | 0.62133 | 0.55615 | 0.6098 | 0.68839 | 0.61721 | 0.52704 | 0.57518 | 0.57823 | 0.62364 | 0.53966 | 0.56568 | 0.53016
6169 | 2004-09-14 | 01:00 | 0.52665 | 0.57518 | 0.52665 | 0.55615 | 0.61721 | 0.56688 | 0.48321 | 0.54647 | 0.55115 | 0.57823 | 0.61205 | 0.60207 | 0.59769
6170 | 2004-09-14 | 02:00 | 0.50756 | 0.54647 | 0.50756 | 0.52665 | 0.56688 | 0.53526 | 0.45667 | 0.52663 | 0.53077 | 0.55115 | 0.64346 | 0.63342 | 0.64268
6171 | 2004-09-14 | 03:00 | 0.49679 | 0.52663 | 0.49679 | 0.50756 | 0.53526 | 0.51539 | 0.44497 | 0.51573 | 0.51877 | 0.53077 | 0.6467 | 0.66907 | 0.68217
6172 | 2004-09-14 | 04:00 | 0.50142 | 0.51573 | 0.50142 | 0.49679 | 0.51539 | 0.50652 | 0.43979 | 0.51602 | 0.51792 | 0.51877 | 0.64729 | 0.70413 | 0.72039
6173 | 2004-09-14 | 05:00 | 0.53616 | 0.51602 | 0.53616 | 0.50142 | 0.50652 | 0.50994 | 0.44775 | 0.54293 | 0.53884 | 0.51792 | 0.65062 | 0.72887 | 0.75276
6174 | 2004-09-14 | 06:00 | 0.60697 | 0.54293 | 0.60697 | 0.53616 | 0.50994 | 0.54261 | 0.48818 | 0.59837 | 0.59098 | 0.53884 | 0.65102 | 0.76371 | 0.77003
6175 | 2004-09-14 | 07:00 | 0.64487 | 0.59837 | 0.64487 | 0.60697 | 0.54261 | 0.61411 | 0.57194 | 0.61704 | 0.6221 | 0.59098 | 0.6511 | 0.79151 | 0.78604
6176 | 2004-09-14 | 08:00 | 0.66737 | 0.61704 | 0.66737 | 0.64487 | 0.61411 | 0.66912 | 0.63062 | 0.63171 | 0.64946 | 0.6221 | 0.65184 | 0.81342 | 0.80721
6177 | 2004-09-14 | 09:00 | 0.68907 | 0.63171 | 0.68907 | 0.66737 | 0.66912 | 0.70671 | 0.65882 | 0.66396 | 0.68797 | 0.64946 | 0.64822 | 0.83098 | 0.82422
6178 | 2004-09-14 | 10:00 | 0.70683 | 0.66396 | 0.70683 | 0.68907 | 0.70671 | 0.73823 | 0.67963 | 0.7038 | 0.73432 | 0.68797 | 0.64702 | 0.84105 | 0.83246
6179 | 2004-09-14 | 11:00 | 0.71736 | 0.7038 | 0.71736 | 0.70683 | 0.73823 | 0.75704 | 0.69871 | 0.7449 | 0.77443 | 0.73432 | 0.65051 | 0.83868 | 0.82933
6180 | 2004-09-14 | 12:00 | 0.72383 | 0.7449 | 0.72383 | 0.71736 | 0.75704 | 0.76661 | 0.707 | 0.77765 | 0.8072 | 0.77443 | 0.65152 | 0.81993 | 0.80602
6181 | 2004-09-14 | 13:00 | 0.7307 | 0.77765 | 0.7307 | 0.72383 | 0.76661 | 0.76928 | 0.70824 | 0.80641 | 0.83927 | 0.8072 | 0.65594 | 0.80132 | 0.76647
6182 | 2004-09-14 | 14:00 | 0.72824 | 0.80641 | 0.72824 | 0.7307 | 0.76928 | 0.7697 | 0.71289 | 0.81971 | 0.85633 | 0.83927 | 0.67723 | 0.7996 | 0.77403
6183 | 2004-09-14 | 15:00 | 0.72492 | 0.81971 | 0.72492 | 0.72824 | 0.7697 | 0.77076 | 0.71185 | 0.82084 | 0.86962 | 0.85633 | 0.67271 | 0.76585 | 0.7628
6184 | 2004-09-14 | 16:00 | 0.72378 | 0.82084 | 0.72378 | 0.72492 | 0.77076 | 0.77234 | 0.71011 | 0.81 | 0.87572 | 0.86962 | 0.63007 | 0.70842 | 0.71068
6185 | 2004-09-14 | 17:00 | 0.71519 | 0.81 | 0.71519 | 0.72378 | 0.77234 | 0.774 | 0.70783 | 0.79143 | 0.86367 | 0.87572 | 0.57144 | 0.64254 | 0.6377
6186 | 2004-09-14 | 18:00 | 0.7036 | 0.79143 | 0.7036 | 0.71519 | 0.774 | 0.76154 | 0.69978 | 0.76458 | 0.83749 | 0.86367 | 0.52869 | 0.58521 | 0.57523
6187 | 2004-09-14 | 19:00 | 0.71823 | 0.76458 | 0.71823 | 0.7036 | 0.76154 | 0.73925 | 0.69269 | 0.75002 | 0.81475 | 0.83749 | 0.49973 | 0.55235 | 0.52985
6188 | 2004-09-14 | 20:00 | 0.71865 | 0.75002 | 0.71865 | 0.71823 | 0.73925 | 0.75388 | 0.71898 | 0.74814 | 0.81209 | 0.81475 | 0.48856 | 0.52914 | 0.50317
6189 | 2004-09-14 | 21:00 | 0.68063 | 0.74814 | 0.68063 | 0.71865 | 0.75388 | 0.74632 | 0.70099 | 0.71467 | 0.76858 | 0.81209 | 0.47623 | 0.5125 | 0.48985
6190 | 2004-09-14 | 22:00 | 0.62006 | 0.71467 | 0.62006 | 0.68063 | 0.74632 | 0.70299 | 0.64571 | 0.65761 | 0.71085 | 0.76858 | 0.47533 | 0.50645 | 0.48334
6191 | 2004-09-14 | 23:00 | 0.56073 | 0.65761 | 0.56073 | 0.62006 | 0.70299 | 0.64066 | 0.57049 | 0.59817 | 0.64688 | 0.71085 | 0.49071 | 0.51753 | 0.49185
6192 | 2004-09-15 | 00:00 | 0.51827 | 0.59817 | 0.51827 | 0.56073 | 0.64066 | 0.5795 | 0.50746 | 0.55724 | 0.6054 | 0.64688 | 0.54125 | 0.55263 | 0.52656
6193 | 2004-09-15 | 01:00 | 0.49355 | 0.55724 | 0.49355 | 0.51827 | 0.5795 | 0.53266 | 0.46683 | 0.53025 | 0.57758 | 0.6054 | 0.61213 | 0.58595 | 0.5926
6194 | 2004-09-15 | 02:00 | 0.47765 | 0.53025 | 0.47765 | 0.49355 | 0.53266 | 0.506 | 0.4441 | 0.51438 | 0.55684 | 0.57758 | 0.64492 | 0.61853 | 0.63976
6195 | 2004-09-15 | 03:00 | 0.4719 | 0.51438 | 0.4719 | 0.47765 | 0.506 | 0.49182 | 0.43266 | 0.50663 | 0.54324 | 0.55684 | 0.65168 | 0.64648 | 0.68027
6196 | 2004-09-15 | 04:00 | 0.4793 | 0.50663 | 0.4793 | 0.4719 | 0.49182 | 0.48437 | 0.42988 | 0.50817 | 0.54198 | 0.54324 | 0.6544 | 0.67641 | 0.71861
6197 | 2004-09-15 | 05:00 | 0.51454 | 0.50817 | 0.51454 | 0.4793 | 0.48437 | 0.48764 | 0.43913 | 0.53747 | 0.56316 | 0.54198 | 0.6574 | 0.70346 | 0.75734
6198 | 2004-09-15 | 06:00 | 0.58897 | 0.53747 | 0.58897 | 0.51454 | 0.48764 | 0.52028 | 0.47894 | 0.59632 | 0.61388 | 0.56316 | 0.65775 | 0.73004 | 0.78251
6199 | 2004-09-15 | 07:00 | 0.6305 | 0.59632 | 0.6305 | 0.58897 | 0.52028 | 0.59477 | 0.56465 | 0.61974 | 0.64281 | 0.61388 | 0.65826 | 0.75006 | 0.80336
6200 | 2004-09-15 | 08:00 | 0.64835 | 0.61974 | 0.64835 | 0.6305 | 0.59477 | 0.65709 | 0.62523 | 0.63082 | 0.65515 | 0.64281 | 0.65844 | 0.77686 | 0.83053
6201 | 2004-09-15 | 09:00 | 0.66617 | 0.63082 | 0.66617 | 0.64835 | 0.65709 | 0.69483 | 0.6521 | 0.66342 | 0.67483 | 0.65515 | 0.65663 | 0.79492 | 0.85226
6202 | 2004-09-15 | 10:00 | 0.68209 | 0.66342 | 0.68209 | 0.66617 | 0.69483 | 0.72289 | 0.67242 | 0.7064 | 0.69604 | 0.67483 | 0.65642 | 0.81011 | 0.86489
6203 | 2004-09-15 | 11:00 | 0.6921 | 0.7064 | 0.6921 | 0.68209 | 0.72289 | 0.7448 | 0.69008 | 0.74838 | 0.71899 | 0.69604 | 0.65724 | 0.81382 | 0.86436
6204 | 2004-09-15 | 12:00 | 0.69737 | 0.74838 | 0.69737 | 0.6921 | 0.7448 | 0.76028 | 0.69842 | 0.79092 | 0.74581 | 0.71899 | 0.65788 | 0.79861 | 0.83588
6205 | 2004-09-15 | 13:00 | 0.70181 | 0.79092 | 0.70181 | 0.69737 | 0.76028 | 0.76577 | 0.70236 | 0.83149 | 0.77082 | 0.74581 | 0.66023 | 0.78182 | 0.79447
6206 | 2004-09-15 | 14:00 | 0.70149 | 0.83149 | 0.70149 | 0.70181 | 0.76577 | 0.77213 | 0.7058 | 0.86651 | 0.79017 | 0.77082 | 0.68168 | 0.77993 | 0.7982
6207 | 2004-09-15 | 15:00 | 0.7017 | 0.86651 | 0.7017 | 0.70149 | 0.77213 | 0.77192 | 0.70468 | 0.89143 | 0.80758 | 0.79017 | 0.67702 | 0.74732 | 0.78401
6208 | 2004-09-15 | 16:00 | 0.70253 | 0.89143 | 0.70253 | 0.7017 | 0.77192 | 0.77357 | 0.7019 | 0.90705 | 0.81889 | 0.80758 | 0.63582 | 0.6925 | 0.73051
6209 | 2004-09-15 | 17:00 | 0.70099 | 0.90705 | 0.70099 | 0.70253 | 0.77357 | 0.77582 | 0.7019 | 0.90305 | 0.81256 | 0.81889 | 0.5742 | 0.62755 | 0.65699
6210 | 2004-09-15 | 18:00 | 0.69688 | 0.90305 | 0.69688 | 0.70099 | 0.77582 | 0.76696 | 0.70003 | 0.87682 | 0.79475 | 0.81256 | 0.52531 | 0.5726 | 0.5955
6211 | 2004-09-15 | 19:00 | 0.71233 | 0.87682 | 0.71233 | 0.69688 | 0.76696 | 0.7504 | 0.70484 | 0.84221 | 0.77162 | 0.79475 | 0.49654 | 0.53993 | 0.53752
6212 | 2004-09-15 | 20:00 | 0.71042 | 0.84221 | 0.71042 | 0.71233 | 0.7504 | 0.76081 | 0.72902 | 0.82674 | 0.76183 | 0.77162 | 0.47977 | 0.51781 | 0.5235
6213 | 2004-09-15 | 21:00 | 0.67797 | 0.82674 | 0.67797 | 0.71042 | 0.76081 | 0.75124 | 0.71007 | 0.77672 | 0.72224 | 0.76183 | 0.47035 | 0.50341 | 0.5011
6214 | 2004-09-15 | 22:00 | 0.62341 | 0.77672 | 0.62341 | 0.67797 | 0.75124 | 0.71104 | 0.65687 | 0.70754 | 0.66391 | 0.72224 | 0.4691 | 0.49801 | 0.49519
6215 | 2004-09-15 | 23:00 | 0.56518 | 0.70754 | 0.56518 | 0.62341 | 0.71104 | 0.65565 | 0.58724 | 0.63756 | 0.60365 | 0.66391 | 0.48432 | 0.51061 | 0.50199
6216 | 2004-09-16 | 00:00 | 0.52626 | 0.63756 | 0.52626 | 0.56518 | 0.65565 | 0.59417 | 0.5272 | 0.58586 | 0.5629 | 0.60365 | 0.53471 | 0.54687 | 0.53968
6217 | 2004-09-16 | 01:00 | 0.50199 | 0.58586 | 0.50199 | 0.52626 | 0.59417 | 0.54792 | 0.48246 | 0.55258 | 0.53422 | 0.5629 | 0.60747 | 0.58257 | 0.60773
6218 | 2004-09-16 | 02:00 | 0.48908 | 0.55258 | 0.48908 | 0.50199 | 0.54792 | 0.52397 | 0.45911 | 0.52986 | 0.5156 | 0.53422 | 0.64024 | 0.61143 | 0.65438
6219 | 2004-09-16 | 03:00 | 0.48387 | 0.52986 | 0.48387 | 0.48908 | 0.52397 | 0.50867 | 0.44784 | 0.51585 | 0.50318 | 0.5156 | 0.64665 | 0.64451 | 0.69381
6220 | 2004-09-16 | 04:00 | 0.4906 | 0.51585 | 0.4906 | 0.48387 | 0.50867 | 0.50128 | 0.44477 | 0.51144 | 0.50264 | 0.50318 | 0.64846 | 0.67851 | 0.73176
6221 | 2004-09-16 | 05:00 | 0.52526 | 0.51144 | 0.52526 | 0.4906 | 0.50128 | 0.50554 | 0.45381 | 0.53481 | 0.52145 | 0.50264 | 0.65272 | 0.71357 | 0.76741
6222 | 2004-09-16 | 06:00 | 0.59604 | 0.53481 | 0.59604 | 0.52526 | 0.50554 | 0.5354 | 0.49735 | 0.59127 | 0.56596 | 0.52145 | 0.6491 | 0.74667 | 0.79605
6223 | 2004-09-16 | 07:00 | 0.63785 | 0.59127 | 0.63785 | 0.59604 | 0.5354 | 0.60159 | 0.5872 | 0.60771 | 0.59229 | 0.56596 | 0.65496 | 0.78105 | 0.81727
6224 | 2004-09-16 | 08:00 | 0.666 | 0.60771 | 0.666 | 0.63785 | 0.60159 | 0.66022 | 0.6511 | 0.62524 | 0.60976 | 0.59229 | 0.659 | 0.80775 | 0.84541
6225 | 2004-09-16 | 09:00 | 0.68996 | 0.62524 | 0.68996 | 0.666 | 0.66022 | 0.70707 | 0.68436 | 0.67265 | 0.63598 | 0.60976 | 0.65889 | 0.82889 | 0.86608
6226 | 2004-09-16 | 10:00 | 0.71356 | 0.67265 | 0.71356 | 0.68996 | 0.70707 | 0.74438 | 0.70936 | 0.72824 | 0.66824 | 0.63598 | 0.6607 | 0.84369 | 0.87842
6227 | 2004-09-16 | 11:00 | 0.72701 | 0.72824 | 0.72701 | 0.71356 | 0.74438 | 0.77213 | 0.72885 | 0.78214 | 0.6999 | 0.66824 | 0.66307 | 0.84727 | 0.87439
6228 | 2004-09-16 | 12:00 | 0.7371 | 0.78214 | 0.7371 | 0.72701 | 0.77213 | 0.78989 | 0.7422 | 0.83089 | 0.73166 | 0.6999 | 0.6635 | 0.82924 | 0.84448
6229 | 2004-09-16 | 13:00 | 0.75006 | 0.83089 | 0.75006 | 0.7371 | 0.78989 | 0.79985 | 0.74793 | 0.87225 | 0.76528 | 0.73166 | 0.66683 | 0.81066 | 0.79787
6230 | 2004-09-16 | 14:00 | 0.75863 | 0.87225 | 0.75863 | 0.75006 | 0.79985 | 0.81423 | 0.75232 | 0.9045 | 0.7912 | 0.76528 | 0.68647 | 0.80423 | 0.79589
6231 | 2004-09-16 | 15:00 | 0.7645 | 0.9045 | 0.7645 | 0.75863 | 0.81423 | 0.82049 | 0.75274 | 0.92744 | 0.81292 | 0.7912 | 0.6759 | 0.76872 | 0.78161
6232 | 2004-09-16 | 16:00 | 0.76858 | 0.92744 | 0.76858 | 0.7645 | 0.82049 | 0.82541 | 0.75315 | 0.93823 | 0.82433 | 0.81292 | 0.63337 | 0.712 | 0.72896
6233 | 2004-09-16 | 17:00 | 0.76245 | 0.93823 | 0.76245 | 0.76858 | 0.82541 | 0.83182 | 0.7546 | 0.93016 | 0.81446 | 0.82433 | 0.57836 | 0.64478 | 0.65341
6234 | 2004-09-16 | 18:00 | 0.74575 | 0.93016 | 0.74575 | 0.76245 | 0.83182 | 0.82 | 0.74755 | 0.89906 | 0.78803 | 0.81446 | 0.52635 | 0.58882 | 0.58274
6235 | 2004-09-16 | 19:00 | 0.76104 | 0.89906 | 0.76104 | 0.74575 | 0.82 | 0.79464 | 0.74117 | 0.86439 | 0.76384 | 0.78803 | 0.49734 | 0.55121 | 0.53507
6236 | 2004-09-16 | 20:00 | 0.7577 | 0.86439 | 0.7577 | 0.76104 | 0.79464 | 0.80917 | 0.76663 | 0.85062 | 0.75591 | 0.76384 | 0.48164 | 0.52725 | 0.50745
6237 | 2004-09-16 | 21:00 | 0.72079 | 0.85062 | 0.72079 | 0.7577 | 0.80917 | 0.7997 | 0.74531 | 0.79848 | 0.7125 | 0.75591 | 0.47317 | 0.50966 | 0.49283
6238 | 2004-09-16 | 22:00 | 0.65958 | 0.79848 | 0.65958 | 0.72079 | 0.7997 | 0.75908 | 0.69323 | 0.72765 | 0.65428 | 0.7125 | 0.47498 | 0.50466 | 0.48704
6239 | 2004-09-16 | 23:00 | 0.59887 | 0.72765 | 0.59887 | 0.65958 | 0.75908 | 0.70038 | 0.61884 | 0.65633 | 0.5908 | 0.65428 | 0.49082 | 0.51641 | 0.49215
6240 | 2004-09-17 | 00:00 | 0.55355 | 0.65633 | 0.55355 | 0.59887 | 0.70038 | 0.63845 | 0.55117 | 0.60069 | 0.54922 | 0.5908 | 0.53769 | 0.55113 | 0.52388
6241 | 2004-09-17 | 01:00 | 0.52651 | 0.60069 | 0.52651 | 0.55355 | 0.63845 | 0.58759 | 0.50742 | 0.56697 | 0.52129 | 0.54922 | 0.60822 | 0.58588 | 0.58986
6242 | 2004-09-17 | 02:00 | 0.51075 | 0.56697 | 0.51075 | 0.52651 | 0.58759 | 0.55647 | 0.48416 | 0.54418 | 0.50195 | 0.52129 | 0.6479 | 0.61786 | 0.63604
6243 | 2004-09-17 | 03:00 | 0.50358 | 0.54418 | 0.50358 | 0.51075 | 0.55647 | 0.53705 | 0.47114 | 0.52805 | 0.48899 | 0.50195 | 0.65557 | 0.65248 | 0.67704
6244 | 2004-09-17 | 04:00 | 0.50913 | 0.52805 | 0.50913 | 0.50358 | 0.53705 | 0.52552 | 0.4665 | 0.52407 | 0.4879 | 0.48899 | 0.66249 | 0.69385 | 0.71647
6245 | 2004-09-17 | 05:00 | 0.54306 | 0.52407 | 0.54306 | 0.50913 | 0.52552 | 0.52745 | 0.47359 | 0.54756 | 0.50643 | 0.4879 | 0.66558 | 0.72819 | 0.74954
6246 | 2004-09-17 | 06:00 | 0.61568 | 0.54756 | 0.61568 | 0.54306 | 0.52745 | 0.55615 | 0.51862 | 0.59936 | 0.55447 | 0.50643 | 0.66158 | 0.75783 | 0.77376
6247 | 2004-09-17 | 07:00 | 0.66293 | 0.59936 | 0.66293 | 0.61568 | 0.55615 | 0.62143 | 0.6074 | 0.61739 | 0.58199 | 0.55447 | 0.66486 | 0.78904 | 0.7948
6248 | 2004-09-17 | 08:00 | 0.69031 | 0.61739 | 0.69031 | 0.66293 | 0.62143 | 0.67942 | 0.67238 | 0.63898 | 0.60615 | 0.58199 | 0.66539 | 0.81719 | 0.81796
6249 | 2004-09-17 | 09:00 | 0.71244 | 0.63898 | 0.71244 | 0.69031 | 0.67942 | 0.72718 | 0.71098 | 0.69105 | 0.6398 | 0.60615 | 0.66249 | 0.83706 | 0.83194
6250 | 2004-09-17 | 10:00 | 0.73075 | 0.69105 | 0.73075 | 0.71244 | 0.72718 | 0.76197 | 0.74283 | 0.75057 | 0.68145 | 0.6398 | 0.66116 | 0.84971 | 0.83742
6251 | 2004-09-17 | 11:00 | 0.74312 | 0.75057 | 0.74312 | 0.73075 | 0.76197 | 0.78026 | 0.76754 | 0.80781 | 0.72357 | 0.68145 | 0.66113 | 0.84667 | 0.82691
6252 | 2004-09-17 | 12:00 | 0.75148 | 0.80781 | 0.75148 | 0.74312 | 0.78026 | 0.79028 | 0.77898 | 0.85721 | 0.75877 | 0.72357 | 0.65591 | 0.82112 | 0.79385
6253 | 2004-09-17 | 13:00 | 0.76221 | 0.85721 | 0.76221 | 0.75148 | 0.79028 | 0.79492 | 0.78338 | 0.89913 | 0.79929 | 0.75877 | 0.65357 | 0.79572 | 0.74688
6254 | 2004-09-17 | 14:00 | 0.76666 | 0.89913 | 0.76666 | 0.76221 | 0.79492 | 0.79717 | 0.79225 | 0.93205 | 0.82549 | 0.79929 | 0.66576 | 0.78152 | 0.74843
6255 | 2004-09-17 | 15:00 | 0.76843 | 0.93205 | 0.76843 | 0.76666 | 0.79717 | 0.79404 | 0.79337 | 0.94642 | 0.8429 | 0.82549 | 0.65291 | 0.74946 | 0.72919
6256 | 2004-09-17 | 16:00 | 0.76773 | 0.94642 | 0.76773 | 0.76843 | 0.79404 | 0.79633 | 0.78873 | 0.94847 | 0.85099 | 0.8429 | 0.61982 | 0.70508 | 0.6848
6257 | 2004-09-17 | 17:00 | 0.76062 | 0.94847 | 0.76062 | 0.76773 | 0.79633 | 0.7907 | 0.78342 | 0.93355 | 0.83785 | 0.85099 | 0.57836 | 0.6523 | 0.62717
6258 | 2004-09-17 | 18:00 | 0.7531 | 0.93355 | 0.7531 | 0.76062 | 0.7907 | 0.77892 | 0.77422 | 0.8938 | 0.81011 | 0.83785 | 0.5322 | 0.60107 | 0.56965
6259 | 2004-09-17 | 19:00 | 0.76103 | 0.8938 | 0.76103 | 0.7531 | 0.77892 | 0.7646 | 0.77181 | 0.85234 | 0.78298 | 0.81011 | 0.50349 | 0.56379 | 0.52469
6260 | 2004-09-17 | 20:00 | 0.74917 | 0.85234 | 0.74917 | 0.76103 | 0.7646 | 0.77403 | 0.78234 | 0.82734 | 0.76773 | 0.78298 | 0.48808 | 0.53853 | 0.49571
6261 | 2004-09-17 | 21:00 | 0.71927 | 0.82734 | 0.71927 | 0.74917 | 0.77403 | 0.75806 | 0.75767 | 0.77834 | 0.72857 | 0.76773 | 0.47682 | 0.521 | 0.47827
6262 | 2004-09-17 | 22:00 | 0.67665 | 0.77834 | 0.67665 | 0.71927 | 0.75806 | 0.72356 | 0.71181 | 0.72034 | 0.68266 | 0.72857 | 0.4737 | 0.51273 | 0.46962
6263 | 2004-09-17 | 23:00 | 0.6262 | 0.72034 | 0.6262 | 0.67665 | 0.72356 | 0.68178 | 0.65143 | 0.66166 | 0.62841 | 0.68266 | 0.47722 | 0.5127 | 0.46876
6264 | 2004-09-18 | 00:00 | 0.57899 | 0.66166 | 0.57899 | 0.6262 | 0.68178 | 0.635 | 0.58824 | 0.60791 | 0.58196 | 0.62841 | 0.49585 | 0.52324 | 0.48007
6265 | 2004-09-18 | 01:00 | 0.54943 | 0.60791 | 0.54943 | 0.57899 | 0.635 | 0.58991 | 0.5369 | 0.56917 | 0.54948 | 0.58196 | 0.52563 | 0.53191 | 0.49567
6266 | 2004-09-18 | 02:00 | 0.5275 | 0.56917 | 0.5275 | 0.54943 | 0.58991 | 0.559 | 0.50543 | 0.54077 | 0.52472 | 0.54948 | 0.561 | 0.56055 | 0.5153
6267 | 2004-09-18 | 03:00 | 0.51548 | 0.54077 | 0.51548 | 0.5275 | 0.559 | 0.54032 | 0.48868 | 0.52218 | 0.50787 | 0.52472 | 0.59757 | 0.61046 | 0.55768
6268 | 2004-09-18 | 04:00 | 0.5116 | 0.52218 | 0.5116 | 0.51548 | 0.54032 | 0.52865 | 0.47541 | 0.51015 | 0.49937 | 0.50787 | 0.62342 | 0.65666 | 0.59391
6269 | 2004-09-18 | 05:00 | 0.5161 | 0.51015 | 0.5161 | 0.5116 | 0.52865 | 0.52573 | 0.47238 | 0.51201 | 0.50024 | 0.49937 | 0.63566 | 0.69557 | 0.62352
6270 | 2004-09-18 | 06:00 | 0.53019 | 0.51201 | 0.53019 | 0.5161 | 0.52573 | 0.53417 | 0.48287 | 0.52612 | 0.5131 | 0.50024 | 0.62853 | 0.72817 | 0.64027
6271 | 2004-09-18 | 07:00 | 0.55089 | 0.52612 | 0.55089 | 0.53019 | 0.53417 | 0.55196 | 0.50755 | 0.53652 | 0.52328 | 0.5131 | 0.62698 | 0.75103 | 0.64736
6272 | 2004-09-18 | 08:00 | 0.58491 | 0.53652 | 0.58491 | 0.55089 | 0.55196 | 0.58063 | 0.54483 | 0.57475 | 0.55599 | 0.52328 | 0.61666 | 0.76717 | 0.648
6273 | 2004-09-18 | 09:00 | 0.61334 | 0.57475 | 0.61334 | 0.58491 | 0.58063 | 0.6254 | 0.59753 | 0.63625 | 0.60056 | 0.55599 | 0.6132 | 0.77156 | 0.64918
6274 | 2004-09-18 | 10:00 | 0.62809 | 0.63625 | 0.62809 | 0.61334 | 0.6254 | 0.65315 | 0.63895 | 0.69993 | 0.64266 | 0.60056 | 0.61242 | 0.77355 | 0.64859
6275 | 2004-09-18 | 11:00 | 0.62536 | 0.69993 | 0.62536 | 0.62809 | 0.65315 | 0.66521 | 0.66259 | 0.75779 | 0.68114 | 0.64266 | 0.61383 | 0.76192 | 0.64345
6276 | 2004-09-18 | 12:00 | 0.62133 | 0.75779 | 0.62133 | 0.62536 | 0.66521 | 0.6636 | 0.66421 | 0.80554 | 0.71925 | 0.68114 | 0.61655 | 0.73006 | 0.63021
6277 | 2004-09-18 | 13:00 | 0.60955 | 0.80554 | 0.60955 | 0.62133 | 0.6636 | 0.65642 | 0.65699 | 0.83784 | 0.75526 | 0.71925 | 0.61974 | 0.71781 | 0.61828
6278 | 2004-09-18 | 14:00 | 0.598 | 0.83784 | 0.598 | 0.60955 | 0.65642 | 0.64619 | 0.64269 | 0.85745 | 0.78198 | 0.75526 | 0.63931 | 0.70929 | 0.64555
6279 | 2004-09-18 | 15:00 | 0.58743 | 0.85745 | 0.58743 | 0.598 | 0.64619 | 0.63827 | 0.62585 | 0.86494 | 0.79944 | 0.78198 | 0.63239 | 0.68458 | 0.64058
6280 | 2004-09-18 | 16:00 | 0.58275 | 0.86494 | 0.58275 | 0.58743 | 0.63827 | 0.62677 | 0.61208 | 0.85956 | 0.80836 | 0.79944 | 0.60231 | 0.65158 | 0.61332
6281 | 2004-09-18 | 17:00 | 0.57551 | 0.85956 | 0.57551 | 0.58275 | 0.62677 | 0.61893 | 0.61076 | 0.84439 | 0.8013 | 0.80836 | 0.56502 | 0.60804 | 0.57374
6282 | 2004-09-18 | 18:00 | 0.57469 | 0.84439 | 0.57469 | 0.57551 | 0.61893 | 0.61541 | 0.61432 | 0.81083 | 0.77631 | 0.8013 | 0.52478 | 0.5672 | 0.52496
6283 | 2004-09-18 | 19:00 | 0.58987 | 0.81083 | 0.58987 | 0.57469 | 0.61541 | 0.61661 | 0.62029 | 0.78487 | 0.75008 | 0.77631 | 0.49638 | 0.53808 | 0.48893
6284 | 2004-09-18 | 20:00 | 0.5891 | 0.78487 | 0.5891 | 0.58987 | 0.61661 | 0.63331 | 0.62863 | 0.76999 | 0.73416 | 0.75008 | 0.47929 | 0.51634 | 0.46874
6285 | 2004-09-18 | 21:00 | 0.56475 | 0.76999 | 0.56475 | 0.5891 | 0.63331 | 0.63096 | 0.61175 | 0.73077 | 0.69385 | 0.73416 | 0.4711 | 0.50197 | 0.4493
6286 | 2004-09-18 | 22:00 | 0.53023 | 0.73077 | 0.53023 | 0.56475 | 0.63096 | 0.60451 | 0.57821 | 0.68073 | 0.64588 | 0.69385 | 0.46718 | 0.4945 | 0.44162
6287 | 2004-09-18 | 23:00 | 0.48937 | 0.68073 | 0.48937 | 0.53023 | 0.60451 | 0.56997 | 0.53301 | 0.63111 | 0.59415 | 0.64588 | 0.47088 | 0.49233 | 0.44045
6288 | 2004-09-19 | 00:00 | 0.45095 | 0.63111 | 0.45095 | 0.48937 | 0.56997 | 0.52893 | 0.48308 | 0.58757 | 0.54888 | 0.59415 | 0.48512 | 0.50087 | 0.44625
6289 | 2004-09-19 | 01:00 | 0.42917 | 0.58757 | 0.42917 | 0.45095 | 0.52893 | 0.49013 | 0.44356 | 0.55283 | 0.51562 | 0.54888 | 0.50916 | 0.508 | 0.4585
6290 | 2004-09-19 | 02:00 | 0.41412 | 0.55283 | 0.41412 | 0.42917 | 0.49013 | 0.46365 | 0.41761 | 0.52762 | 0.49154 | 0.51562 | 0.54272 | 0.52929 | 0.47188
6291 | 2004-09-19 | 03:00 | 0.40515 | 0.52762 | 0.40515 | 0.41412 | 0.46365 | 0.44487 | 0.40483 | 0.51025 | 0.47448 | 0.49154 | 0.57987 | 0.56319 | 0.50735
6292 | 2004-09-19 | 04:00 | 0.4012 | 0.51025 | 0.4012 | 0.40515 | 0.44487 | 0.43527 | 0.39721 | 0.49805 | 0.46364 | 0.47448 | 0.60079 | 0.5923 | 0.54168
6293 | 2004-09-19 | 05:00 | 0.40494 | 0.49805 | 0.40494 | 0.4012 | 0.43527 | 0.43049 | 0.39613 | 0.49368 | 0.46078 | 0.46364 | 0.60545 | 0.61993 | 0.56789
6294 | 2004-09-19 | 06:00 | 0.41528 | 0.49368 | 0.41528 | 0.40494 | 0.43049 | 0.43376 | 0.40396 | 0.49902 | 0.46559 | 0.46078 | 0.60207 | 0.63539 | 0.58432
6295 | 2004-09-19 | 07:00 | 0.4293 | 0.49902 | 0.4293 | 0.41528 | 0.43376 | 0.44234 | 0.41748 | 0.50127 | 0.47015 | 0.46559 | 0.59539 | 0.65006 | 0.58951
6296 | 2004-09-19 | 08:00 | 0.46638 | 0.50127 | 0.46638 | 0.4293 | 0.44234 | 0.45841 | 0.44987 | 0.53244 | 0.50452 | 0.47015 | 0.58283 | 0.65811 | 0.58964
6297 | 2004-09-19 | 09:00 | 0.49656 | 0.53244 | 0.49656 | 0.46638 | 0.45841 | 0.49523 | 0.49635 | 0.58258 | 0.5469 | 0.50452 | 0.58006 | 0.66182 | 0.58569
6298 | 2004-09-19 | 10:00 | 0.51438 | 0.58258 | 0.51438 | 0.49656 | 0.49523 | 0.52868 | 0.53433 | 0.63652 | 0.58382 | 0.5469 | 0.58011 | 0.66022 | 0.58266
6299 | 2004-09-19 | 11:00 | 0.52396 | 0.63652 | 0.52396 | 0.51438 | 0.52868 | 0.54862 | 0.55192 | 0.68556 | 0.62233 | 0.58382 | 0.58315 | 0.65928 | 0.58059
6300 | 2004-09-19 | 12:00 | 0.52819 | 0.68556 | 0.52819 | 0.52396 | 0.54862 | 0.5603 | 0.56348 | 0.73379 | 0.66254 | 0.62233 | 0.59595 | 0.65427 | 0.58358
6301 | 2004-09-19 | 13:00 | 0.52745 | 0.73379 | 0.52745 | 0.52819 | 0.5603 | 0.56477 | 0.56191 | 0.77388 | 0.69609 | 0.66254 | 0.60862 | 0.66284 | 0.59038
6302 | 2004-09-19 | 14:00 | 0.52548 | 0.77388 | 0.52548 | 0.52745 | 0.56477 | 0.56368 | 0.55594 | 0.80252 | 0.72427 | 0.69609 | 0.64058 | 0.67235 | 0.62841
6303 | 2004-09-19 | 15:00 | 0.52777 | 0.80252 | 0.52777 | 0.52548 | 0.56368 | 0.56076 | 0.54905 | 0.82131 | 0.74514 | 0.72427 | 0.63454 | 0.6526 | 0.62533
6304 | 2004-09-19 | 16:00 | 0.53379 | 0.82131 | 0.53379 | 0.52777 | 0.56076 | 0.56058 | 0.54802 | 0.82935 | 0.75846 | 0.74514 | 0.59997 | 0.61367 | 0.59077
6305 | 2004-09-19 | 17:00 | 0.54102 | 0.82935 | 0.54102 | 0.53379 | 0.56058 | 0.56652 | 0.5571 | 0.82171 | 0.75763 | 0.75846 | 0.54722 | 0.56234 | 0.54311
6306 | 2004-09-19 | 18:00 | 0.54512 | 0.82171 | 0.54512 | 0.54102 | 0.56652 | 0.57377 | 0.57232 | 0.79213 | 0.73501 | 0.75763 | 0.50447 | 0.52184 | 0.49708
6307 | 2004-09-19 | 19:00 | 0.57481 | 0.79213 | 0.57481 | 0.54512 | 0.57377 | 0.58094 | 0.58928 | 0.76275 | 0.71394 | 0.73501 | 0.4901 | 0.4944 | 0.46444
6308 | 2004-09-19 | 20:00 | 0.5833 | 0.76275 | 0.5833 | 0.57481 | 0.58094 | 0.61777 | 0.62672 | 0.75198 | 0.70333 | 0.71394 | 0.47235 | 0.47875 | 0.44913
6309 | 2004-09-19 | 21:00 | 0.55707 | 0.75198 | 0.55707 | 0.5833 | 0.61777 | 0.62023 | 0.6154 | 0.70491 | 0.66386 | 0.70333 | 0.46795 | 0.46974 | 0.44014
6310 | 2004-09-19 | 22:00 | 0.51627 | 0.70491 | 0.51627 | 0.55707 | 0.62023 | 0.5903 | 0.57033 | 0.64118 | 0.60886 | 0.66386 | 0.4695 | 0.46914 | 0.43803
6311 | 2004-09-19 | 23:00 | 0.47317 | 0.64118 | 0.47317 | 0.51627 | 0.5903 | 0.54841 | 0.51136 | 0.57705 | 0.55174 | 0.60886 | 0.48927 | 0.48501 | 0.44958
6312 | 2004-09-20 | 00:00 | 0.44082 | 0.57705 | 0.44082 | 0.47317 | 0.54841 | 0.50206 | 0.4609 | 0.52962 | 0.51225 | 0.55174 | 0.55033 | 0.52488 | 0.48323
6313 | 2004-09-20 | 01:00 | 0.42338 | 0.52962 | 0.42338 | 0.44082 | 0.50206 | 0.46822 | 0.42652 | 0.49916 | 0.486 | 0.51225 | 0.63406 | 0.56553 | 0.54248
6314 | 2004-09-20 | 02:00 | 0.41643 | 0.49916 | 0.41643 | 0.42338 | 0.46822 | 0.44842 | 0.4096 | 0.48033 | 0.46992 | 0.486 | 0.67409 | 0.59519 | 0.58777
6315 | 2004-09-20 | 03:00 | 0.41615 | 0.48033 | 0.41615 | 0.41643 | 0.44842 | 0.43833 | 0.4016 | 0.46903 | 0.46037 | 0.46992 | 0.67572 | 0.62436 | 0.61753
6316 | 2004-09-20 | 04:00 | 0.42559 | 0.46903 | 0.42559 | 0.41615 | 0.43833 | 0.43453 | 0.40114 | 0.46966 | 0.4614 | 0.46037 | 0.66619 | 0.646 | 0.66155
6317 | 2004-09-20 | 05:00 | 0.46237 | 0.46966 | 0.46237 | 0.42559 | 0.43453 | 0.44076 | 0.41396 | 0.49257 | 0.48208 | 0.4614 | 0.6652 | 0.66553 | 0.68632
6318 | 2004-09-20 | 06:00 | 0.53305 | 0.49257 | 0.53305 | 0.46237 | 0.44076 | 0.47353 | 0.45887 | 0.54406 | 0.53113 | 0.48208 | 0.65453 | 0.68075 | 0.69898
6319 | 2004-09-20 | 07:00 | 0.56921 | 0.54406 | 0.56921 | 0.53305 | 0.47353 | 0.54433 | 0.5481 | 0.56231 | 0.55849 | 0.53113 | 0.64854 | 0.69492 | 0.70549
6320 | 2004-09-20 | 08:00 | 0.58887 | 0.56231 | 0.58887 | 0.56921 | 0.54433 | 0.59987 | 0.60951 | 0.5789 | 0.5782 | 0.55849 | 0.64234 | 0.70697 | 0.71423
6321 | 2004-09-20 | 09:00 | 0.60457 | 0.5789 | 0.60457 | 0.58887 | 0.59987 | 0.63454 | 0.63394 | 0.61669 | 0.60615 | 0.5782 | 0.63515 | 0.71597 | 0.71686
6322 | 2004-09-20 | 10:00 | 0.61702 | 0.61669 | 0.61702 | 0.60457 | 0.63454 | 0.65617 | 0.65048 | 0.66091 | 0.63823 | 0.60615 | 0.62972 | 0.72092 | 0.7132
6323 | 2004-09-20 | 11:00 | 0.62595 | 0.66091 | 0.62595 | 0.61702 | 0.65617 | 0.67119 | 0.6652 | 0.70329 | 0.66878 | 0.63823 | 0.62767 | 0.71616 | 0.70448
6324 | 2004-09-20 | 12:00 | 0.63016 | 0.70329 | 0.63016 | 0.62595 | 0.67119 | 0.67896 | 0.67092 | 0.74579 | 0.69859 | 0.66878 | 0.63284 | 0.69619 | 0.68762
6325 | 2004-09-20 | 13:00 | 0.63581 | 0.74579 | 0.63581 | 0.63016 | 0.67896 | 0.68269 | 0.67142 | 0.79039 | 0.73063 | 0.69859 | 0.64213 | 0.69096 | 0.66857
6326 | 2004-09-20 | 14:00 | 0.6367 | 0.79039 | 0.6367 | 0.63581 | 0.68269 | 0.68765 | 0.6737 | 0.82379 | 0.75529 | 0.73063 | 0.6726 | 0.69497 | 0.70051
6327 | 2004-09-20 | 15:00 | 0.64036 | 0.82379 | 0.64036 | 0.6367 | 0.68765 | 0.68913 | 0.6708 | 0.84914 | 0.77399 | 0.75529 | 0.66723 | 0.66802 | 0.69252
6328 | 2004-09-20 | 16:00 | 0.64384 | 0.84914 | 0.64384 | 0.64036 | 0.68913 | 0.69004 | 0.66848 | 0.86086 | 0.78576 | 0.77399 | 0.62491 | 0.6188 | 0.64766
6329 | 2004-09-20 | 17:00 | 0.64158 | 0.86086 | 0.64158 | 0.64384 | 0.69004 | 0.69381 | 0.67026 | 0.8498 | 0.77497 | 0.78576 | 0.56901 | 0.55786 | 0.58053
6330 | 2004-09-20 | 18:00 | 0.63304 | 0.8498 | 0.63304 | 0.64158 | 0.69381 | 0.69018 | 0.67213 | 0.81549 | 0.75044 | 0.77497 | 0.51972 | 0.51071 | 0.52318
6331 | 2004-09-20 | 19:00 | 0.65433 | 0.81549 | 0.65433 | 0.63304 | 0.69018 | 0.67963 | 0.67847 | 0.78887 | 0.73123 | 0.75044 | 0.49587 | 0.48535 | 0.48612
6332 | 2004-09-20 | 20:00 | 0.65318 | 0.78887 | 0.65318 | 0.65433 | 0.67963 | 0.70344 | 0.70787 | 0.77733 | 0.72108 | 0.73123 | 0.47844 | 0.468 | 0.46621
6333 | 2004-09-20 | 21:00 | 0.61461 | 0.77733 | 0.61461 | 0.65318 | 0.70344 | 0.69254 | 0.68133 | 0.72633 | 0.67705 | 0.72108 | 0.4733 | 0.45768 | 0.45373
6334 | 2004-09-20 | 22:00 | 0.55864 | 0.72633 | 0.55864 | 0.61461 | 0.69254 | 0.64998 | 0.62581 | 0.65985 | 0.61813 | 0.67705 | 0.47676 | 0.45619 | 0.44875
6335 | 2004-09-20 | 23:00 | 0.50811 | 0.65985 | 0.50811 | 0.55864 | 0.64998 | 0.59192 | 0.55498 | 0.59137 | 0.5597 | 0.61813 | 0.49694 | 0.47183 | 0.45647
6336 | 2004-09-21 | 00:00 | 0.46847 | 0.59137 | 0.46847 | 0.50811 | 0.59192 | 0.53382 | 0.49154 | 0.54476 | 0.51921 | 0.5597 | 0.55496 | 0.51196 | 0.49205
6337 | 2004-09-21 | 01:00 | 0.44774 | 0.54476 | 0.44774 | 0.46847 | 0.53382 | 0.49066 | 0.45032 | 0.51522 | 0.49453 | 0.51921 | 0.63976 | 0.55223 | 0.54585
6338 | 2004-09-21 | 02:00 | 0.43581 | 0.51522 | 0.43581 | 0.44774 | 0.49066 | 0.46608 | 0.42984 | 0.49646 | 0.47788 | 0.49453 | 0.67242 | 0.57285 | 0.57583
6339 | 2004-09-21 | 03:00 | 0.43199 | 0.49646 | 0.43199 | 0.43581 | 0.46608 | 0.45268 | 0.4196 | 0.48507 | 0.46894 | 0.47788 | 0.66723 | 0.59034 | 0.63168
6340 | 2004-09-21 | 04:00 | 0.43853 | 0.48507 | 0.43853 | 0.43199 | 0.45268 | 0.44768 | 0.41715 | 0.48485 | 0.47018 | 0.46894 | 0.65895 | 0.6061 | 0.67148
6341 | 2004-09-21 | 05:00 | 0.47487 | 0.48485 | 0.47487 | 0.43853 | 0.44768 | 0.45088 | 0.42884 | 0.50909 | 0.48976 | 0.47018 | 0.65107 | 0.61721 | 0.70288
6342 | 2004-09-21 | 06:00 | 0.54761 | 0.50909 | 0.54761 | 0.47487 | 0.45088 | 0.48289 | 0.47155 | 0.56432 | 0.53866 | 0.48976 | 0.64399 | 0.6263 | 0.72118
6343 | 2004-09-21 | 07:00 | 0.58362 | 0.56432 | 0.58362 | 0.54761 | 0.48289 | 0.55626 | 0.56162 | 0.58294 | 0.56707 | 0.53866 | 0.63909 | 0.63342 | 0.7322
6344 | 2004-09-21 | 08:00 | 0.60234 | 0.58294 | 0.60234 | 0.58362 | 0.55626 | 0.61495 | 0.6227 | 0.59335 | 0.58467 | 0.56707 | 0.63553 | 0.64301 | 0.74857
6345 | 2004-09-21 | 09:00 | 0.61818 | 0.59335 | 0.61818 | 0.60234 | 0.61495 | 0.64903 | 0.65011 | 0.62829 | 0.61208 | 0.58467 | 0.63055 | 0.64852 | 0.76205
6346 | 2004-09-21 | 10:00 | 0.63772 | 0.62829 | 0.63772 | 0.61818 | 0.64903 | 0.67372 | 0.66479 | 0.66859 | 0.64175 | 0.61208 | 0.62765 | 0.65552 | 0.76839
6347 | 2004-09-21 | 11:00 | 0.64984 | 0.66859 | 0.64984 | 0.63772 | 0.67372 | 0.69518 | 0.67922 | 0.7058 | 0.67306 | 0.64175 | 0.62475 | 0.65833 | 0.76374
6348 | 2004-09-21 | 12:00 | 0.65796 | 0.7058 | 0.65796 | 0.64984 | 0.69518 | 0.70668 | 0.68838 | 0.73951 | 0.70464 | 0.67306 | 0.62709 | 0.65086 | 0.74484
6349 | 2004-09-21 | 13:00 | 0.6697 | 0.73951 | 0.6697 | 0.65796 | 0.70668 | 0.7134 | 0.68942 | 0.77322 | 0.7371 | 0.70464 | 0.63481 | 0.6537 | 0.71496
6350 | 2004-09-21 | 14:00 | 0.67717 | 0.77322 | 0.67717 | 0.6697 | 0.7134 | 0.71892 | 0.69274 | 0.79933 | 0.75987 | 0.7371 | 0.66523 | 0.66199 | 0.73696
6351 | 2004-09-21 | 15:00 | 0.68285 | 0.79933 | 0.68285 | 0.67717 | 0.71892 | 0.72578 | 0.69215 | 0.82048 | 0.77711 | 0.75987 | 0.66326 | 0.63918 | 0.72141
6352 | 2004-09-21 | 16:00 | 0.68919 | 0.82048 | 0.68919 | 0.68285 | 0.72578 | 0.73172 | 0.6895 | 0.82987 | 0.78445 | 0.77711 | 0.6194 | 0.59848 | 0.67173
6353 | 2004-09-21 | 17:00 | 0.68438 | 0.82987 | 0.68438 | 0.68919 | 0.73172 | 0.73742 | 0.68938 | 0.81338 | 0.77131 | 0.78445 | 0.5635 | 0.54446 | 0.60283
6354 | 2004-09-21 | 18:00 | 0.67037 | 0.81338 | 0.67037 | 0.68438 | 0.73742 | 0.72975 | 0.6873 | 0.7776 | 0.74388 | 0.77131 | 0.5189 | 0.50077 | 0.54011
6355 | 2004-09-21 | 19:00 | 0.69479 | 0.7776 | 0.69479 | 0.67037 | 0.72975 | 0.71565 | 0.69402 | 0.75383 | 0.72502 | 0.74388 | 0.49135 | 0.47856 | 0.49893
6356 | 2004-09-21 | 20:00 | 0.68739 | 0.75383 | 0.68739 | 0.69479 | 0.71565 | 0.73735 | 0.72131 | 0.74526 | 0.71582 | 0.72502 | 0.47796 | 0.46438 | 0.47353
6357 | 2004-09-21 | 21:00 | 0.64843 | 0.74526 | 0.64843 | 0.68739 | 0.73735 | 0.72328 | 0.69609 | 0.70114 | 0.67478 | 0.71582 | 0.47237 | 0.45651 | 0.45888
6358 | 2004-09-21 | 22:00 | 0.58568 | 0.70114 | 0.58568 | 0.64843 | 0.72328 | 0.68048 | 0.64053 | 0.64314 | 0.61713 | 0.67478 | 0.47394 | 0.45606 | 0.45263
6359 | 2004-09-21 | 23:00 | 0.5286 | 0.64314 | 0.5286 | 0.58568 | 0.68048 | 0.6203 | 0.56859 | 0.57813 | 0.55857 | 0.61713 | 0.49196 | 0.47323 | 0.45934
6360 | 2004-09-22 | 00:00 | 0.488 | 0.57813 | 0.488 | 0.5286 | 0.6203 | 0.5596 | 0.50713 | 0.53372 | 0.51676 | 0.55857 | 0.54759 | 0.51412 | 0.48673
6361 | 2004-09-22 | 01:00 | 0.46361 | 0.53372 | 0.46361 | 0.488 | 0.5596 | 0.51377 | 0.46347 | 0.50503 | 0.49092 | 0.51676 | 0.62701 | 0.55024 | 0.53575
6362 | 2004-09-22 | 02:00 | 0.45067 | 0.50503 | 0.45067 | 0.46361 | 0.51377 | 0.48855 | 0.43784 | 0.48695 | 0.47299 | 0.49092 | 0.66217 | 0.56966 | 0.58003
6363 | 2004-09-22 | 03:00 | 0.44321 | 0.48695 | 0.44321 | 0.45067 | 0.48855 | 0.47227 | 0.4276 | 0.47562 | 0.46104 | 0.47299 | 0.66073 | 0.58199 | 0.6234
6364 | 2004-09-22 | 04:00 | 0.4493 | 0.47562 | 0.4493 | 0.44321 | 0.47227 | 0.46509 | 0.42669 | 0.47565 | 0.46052 | 0.46104 | 0.65437 | 0.59669 | 0.66926
6365 | 2004-09-22 | 05:00 | 0.48377 | 0.47565 | 0.48377 | 0.4493 | 0.46509 | 0.4684 | 0.43759 | 0.50139 | 0.47927 | 0.46052 | 0.65168 | 0.6071 | 0.70798
6366 | 2004-09-22 | 06:00 | 0.55403 | 0.50139 | 0.55403 | 0.48377 | 0.4684 | 0.49949 | 0.48084 | 0.55818 | 0.52755 | 0.47927 | 0.64873 | 0.61522 | 0.735
6367 | 2004-09-22 | 07:00 | 0.58932 | 0.55818 | 0.58932 | 0.55403 | 0.49949 | 0.57124 | 0.56825 | 0.57724 | 0.55563 | 0.52755 | 0.64748 | 0.62458 | 0.75366
6368 | 2004-09-22 | 08:00 | 0.61283 | 0.57724 | 0.61283 | 0.58932 | 0.57124 | 0.62705 | 0.62751 | 0.58467 | 0.5723 | 0.55563 | 0.6446 | 0.63492 | 0.77903
6369 | 2004-09-22 | 09:00 | 0.63845 | 0.58467 | 0.63845 | 0.61283 | 0.62705 | 0.66827 | 0.65861 | 0.61699 | 0.59863 | 0.5723 | 0.64439 | 0.64364 | 0.79548
6370 | 2004-09-22 | 10:00 | 0.66288 | 0.61699 | 0.66288 | 0.63845 | 0.66827 | 0.69986 | 0.68498 | 0.65857 | 0.6314 | 0.59863 | 0.64215 | 0.65273 | 0.80668
6371 | 2004-09-22 | 11:00 | 0.68112 | 0.65857 | 0.68112 | 0.66288 | 0.69986 | 0.72187 | 0.7077 | 0.69607 | 0.66169 | 0.6314 | 0.64356 | 0.65592 | 0.80922
6372 | 2004-09-22 | 12:00 | 0.69502 | 0.69607 | 0.69502 | 0.68112 | 0.72187 | 0.74048 | 0.72147 | 0.7284 | 0.68967 | 0.66169 | 0.64484 | 0.64929 | 0.78465
6373 | 2004-09-22 | 13:00 | 0.71144 | 0.7284 | 0.71144 | 0.69502 | 0.74048 | 0.75205 | 0.72894 | 0.76035 | 0.71644 | 0.68967 | 0.65541 | 0.65686 | 0.74835
6374 | 2004-09-22 | 14:00 | 0.72507 | 0.76035 | 0.72507 | 0.71144 | 0.75205 | 0.76689 | 0.742 | 0.78504 | 0.73316 | 0.71644 | 0.6824 | 0.66677 | 0.76301
6375 | 2004-09-22 | 15:00 | 0.7361 | 0.78504 | 0.7361 | 0.72507 | 0.76689 | 0.7748 | 0.74606 | 0.80515 | 0.74357 | 0.73316 | 0.67164 | 0.64209 | 0.74209
6376 | 2004-09-22 | 16:00 | 0.74546 | 0.80515 | 0.74546 | 0.7361 | 0.7748 | 0.78131 | 0.74701 | 0.8165 | 0.74777 | 0.74357 | 0.62648 | 0.60207 | 0.68943
6377 | 2004-09-22 | 17:00 | 0.74083 | 0.8165 | 0.74083 | 0.74546 | 0.78131 | 0.78863 | 0.74776 | 0.8051 | 0.73782 | 0.74777 | 0.57114 | 0.54839 | 0.61317
6378 | 2004-09-22 | 18:00 | 0.72197 | 0.8051 | 0.72197 | 0.74083 | 0.78863 | 0.77779 | 0.73814 | 0.77306 | 0.71456 | 0.73782 | 0.52284 | 0.50162 | 0.54945
6379 | 2004-09-22 | 19:00 | 0.73329 | 0.77306 | 0.73329 | 0.72197 | 0.77779 | 0.75423 | 0.73387 | 0.74886 | 0.70152 | 0.71456 | 0.493 | 0.4788 | 0.50582
6380 | 2004-09-22 | 20:00 | 0.72348 | 0.74886 | 0.72348 | 0.73329 | 0.75423 | 0.77262 | 0.75995 | 0.73768 | 0.69238 | 0.70152 | 0.47642 | 0.46244 | 0.4802
6381 | 2004-09-22 | 21:00 | 0.68217 | 0.73768 | 0.68217 | 0.72348 | 0.77262 | 0.75887 | 0.73607 | 0.69552 | 0.65489 | 0.69238 | 0.46955 | 0.45554 | 0.46571
6382 | 2004-09-22 | 22:00 | 0.61859 | 0.69552 | 0.61859 | 0.68217 | 0.75887 | 0.71635 | 0.68175 | 0.6366 | 0.60249 | 0.65489 | 0.46921 | 0.45452 | 0.45944
6383 | 2004-09-22 | 23:00 | 0.55859 | 0.6366 | 0.55859 | 0.61859 | 0.71635 | 0.656 | 0.60694 | 0.57349 | 0.54716 | 0.60249 | 0.48499 | 0.47265 | 0.466
6384 | 2004-09-23 | 00:00 | 0.51291 | 0.57349 | 0.51291 | 0.55859 | 0.656 | 0.59255 | 0.54151 | 0.52778 | 0.50931 | 0.54716 | 0.53817 | 0.51387 | 0.49967
6385 | 2004-09-23 | 01:00 | 0.48644 | 0.52778 | 0.48644 | 0.51291 | 0.59255 | 0.54275 | 0.49801 | 0.49917 | 0.4843 | 0.50931 | 0.61479 | 0.54904 | 0.56945
6386 | 2004-09-23 | 02:00 | 0.47374 | 0.49917 | 0.47374 | 0.48644 | 0.54275 | 0.51518 | 0.47189 | 0.48137 | 0.46541 | 0.4843 | 0.6495 | 0.56936 | 0.61342
6387 | 2004-09-23 | 03:00 | 0.46633 | 0.48137 | 0.46633 | 0.47374 | 0.51518 | 0.49759 | 0.45667 | 0.47104 | 0.45684 | 0.46541 | 0.64878 | 0.58259 | 0.65638
6388 | 2004-09-23 | 04:00 | 0.4725 | 0.47104 | 0.4725 | 0.46633 | 0.49759 | 0.48862 | 0.45049 | 0.47168 | 0.45632 | 0.45684 | 0.64841 | 0.60095 | 0.70084
6389 | 2004-09-23 | 05:00 | 0.50766 | 0.47168 | 0.50766 | 0.4725 | 0.48862 | 0.49228 | 0.45866 | 0.49699 | 0.47775 | 0.45632 | 0.6499 | 0.6132 | 0.74079
6390 | 2004-09-23 | 06:00 | 0.57927 | 0.49699 | 0.57927 | 0.50766 | 0.49228 | 0.52274 | 0.50158 | 0.5544 | 0.52874 | 0.47775 | 0.64934 | 0.6274 | 0.76968
6391 | 2004-09-23 | 07:00 | 0.61415 | 0.5544 | 0.61415 | 0.57927 | 0.52274 | 0.59635 | 0.58646 | 0.57414 | 0.55937 | 0.52874 | 0.65118 | 0.64446 | 0.78928
6392 | 2004-09-23 | 08:00 | 0.63997 | 0.57414 | 0.63997 | 0.61415 | 0.59635 | 0.65385 | 0.64882 | 0.58289 | 0.57161 | 0.55937 | 0.6536 | 0.65988 | 0.81502
6393 | 2004-09-23 | 09:00 | 0.66732 | 0.58289 | 0.66732 | 0.63997 | 0.65385 | 0.69511 | 0.68444 | 0.61658 | 0.5933 | 0.57161 | 0.65126 | 0.67574 | 0.83262
6394 | 2004-09-23 | 10:00 | 0.69892 | 0.61658 | 0.69892 | 0.66732 | 0.69511 | 0.73225 | 0.71206 | 0.65905 | 0.618 | 0.5933 | 0.65219 | 0.68884 | 0.84183
6395 | 2004-09-23 | 11:00 | 0.72015 | 0.65905 | 0.72015 | 0.69892 | 0.73225 | 0.76119 | 0.73005 | 0.70071 | 0.63714 | 0.618 | 0.64963 | 0.69016 | 0.8338
6396 | 2004-09-23 | 12:00 | 0.74202 | 0.70071 | 0.74202 | 0.72015 | 0.76119 | 0.78289 | 0.73868 | 0.73661 | 0.65013 | 0.63714 | 0.65166 | 0.68085 | 0.80907
6397 | 2004-09-23 | 13:00 | 0.76547 | 0.73661 | 0.76547 | 0.74202 | 0.78289 | 0.79513 | 0.74249 | 0.7768 | 0.66216 | 0.65013 | 0.65426 | 0.68411 | 0.77134
6398 | 2004-09-23 | 14:00 | 0.7799 | 0.7768 | 0.7799 | 0.76547 | 0.79513 | 0.81012 | 0.75311 | 0.80679 | 0.67166 | 0.66216 | 0.68117 | 0.68665 | 0.7864
6399 | 2004-09-23 | 15:00 | 0.79285 | 0.80679 | 0.79285 | 0.7799 | 0.81012 | 0.81842 | 0.7551 | 0.82702 | 0.68022 | 0.67166 | 0.67162 | 0.66002 | 0.76317
6400 | 2004-09-23 | 16:00 | 0.79713 | 0.82702 | 0.79713 | 0.79285 | 0.81842 | 0.82453 | 0.75129 | 0.83374 | 0.68473 | 0.68022 | 0.62967 | 0.61611 | 0.70827
6401 | 2004-09-23 | 17:00 | 0.78929 | 0.83374 | 0.78929 | 0.79713 | 0.82453 | 0.82791 | 0.74983 | 0.81951 | 0.67576 | 0.68473 | 0.57373 | 0.55863 | 0.63776
6402 | 2004-09-23 | 18:00 | 0.76823 | 0.81951 | 0.76823 | 0.78929 | 0.82791 | 0.81416 | 0.73909 | 0.78595 | 0.6609 | 0.67576 | 0.52265 | 0.51355 | 0.56835
6403 | 2004-09-23 | 19:00 | 0.78216 | 0.78595 | 0.78216 | 0.76823 | 0.81416 | 0.78747 | 0.733 | 0.76695 | 0.65907 | 0.6609 | 0.49377 | 0.48697 | 0.51911
6404 | 2004-09-23 | 20:00 | 0.76704 | 0.76695 | 0.76704 | 0.78216 | 0.78747 | 0.8021 | 0.75614 | 0.75219 | 0.65649 | 0.65907 | 0.47772 | 0.46927 | 0.49276
6405 | 2004-09-23 | 21:00 | 0.72077 | 0.75219 | 0.72077 | 0.76704 | 0.8021 | 0.78054 | 0.72761 | 0.70696 | 0.62686 | 0.65649 | 0.46926 | 0.45943 | 0.47871
6406 | 2004-09-23 | 22:00 | 0.65731 | 0.70696 | 0.65731 | 0.72077 | 0.78054 | 0.73369 | 0.67113 | 0.6462 | 0.5807 | 0.62686 | 0.46971 | 0.45863 | 0.47099
6407 | 2004-09-23 | 23:00 | 0.59708 | 0.6462 | 0.59708 | 0.65731 | 0.73369 | 0.67081 | 0.59716 | 0.5824 | 0.52933 | 0.5807 | 0.48813 | 0.47253 | 0.47637
6408 | 2004-09-24 | 00:00 | 0.54646 | 0.5824 | 0.54646 | 0.59708 | 0.67081 | 0.60328 | 0.52919 | 0.53578 | 0.49277 | 0.52933 | 0.53867 | 0.51178 | 0.50846
6409 | 2004-09-24 | 01:00 | 0.51817 | 0.53578 | 0.51817 | 0.54646 | 0.60328 | 0.55418 | 0.48225 | 0.50438 | 0.47198 | 0.49277 | 0.6137 | 0.54481 | 0.57364
6410 | 2004-09-24 | 02:00 | 0.49993 | 0.50438 | 0.49993 | 0.51817 | 0.55418 | 0.52499 | 0.45654 | 0.48489 | 0.45781 | 0.47198 | 0.65256 | 0.56909 | 0.61486
6411 | 2004-09-24 | 03:00 | 0.48923 | 0.48489 | 0.48923 | 0.49993 | 0.52499 | 0.50716 | 0.44257 | 0.47255 | 0.45034 | 0.45781 | 0.65589 | 0.59191 | 0.65676
6412 | 2004-09-24 | 04:00 | 0.4897 | 0.47255 | 0.4897 | 0.48923 | 0.50716 | 0.49713 | 0.43714 | 0.47258 | 0.45372 | 0.45034 | 0.65756 | 0.61671 | 0.70092
6413 | 2004-09-24 | 05:00 | 0.52043 | 0.47258 | 0.52043 | 0.4897 | 0.49713 | 0.49875 | 0.44551 | 0.49682 | 0.47531 | 0.45372 | 0.65818 | 0.63948 | 0.74296
6414 | 2004-09-24 | 06:00 | 0.58708 | 0.49682 | 0.58708 | 0.52043 | 0.49875 | 0.52727 | 0.48656 | 0.55208 | 0.52374 | 0.47531 | 0.65565 | 0.6592 | 0.77469
6415 | 2004-09-24 | 07:00 | 0.62704 | 0.55208 | 0.62704 | 0.58708 | 0.52727 | 0.6005 | 0.57099 | 0.57444 | 0.55422 | 0.52374 | 0.65565 | 0.68192 | 0.79681
6416 | 2004-09-24 | 08:00 | 0.65423 | 0.57444 | 0.65423 | 0.62704 | 0.6005 | 0.65934 | 0.63037 | 0.58491 | 0.56506 | 0.55422 | 0.65836 | 0.70244 | 0.82427
6417 | 2004-09-24 | 09:00 | 0.67717 | 0.58491 | 0.67717 | 0.65423 | 0.65934 | 0.70028 | 0.65902 | 0.61527 | 0.58632 | 0.56506 | 0.65839 | 0.72067 | 0.84389
6418 | 2004-09-24 | 10:00 | 0.70293 | 0.61527 | 0.70293 | 0.67717 | 0.70028 | 0.73197 | 0.67785 | 0.65371 | 0.60978 | 0.58632 | 0.6557 | 0.7261 | 0.85443
6419 | 2004-09-24 | 11:00 | 0.72052 | 0.65371 | 0.72052 | 0.70293 | 0.73197 | 0.75409 | 0.69655 | 0.68714 | 0.63073 | 0.60978 | 0.65397 | 0.72533 | 0.85195
6420 | 2004-09-24 | 12:00 | 0.7358 | 0.68714 | 0.7358 | 0.72052 | 0.75409 | 0.76953 | 0.70799 | 0.71949 | 0.64899 | 0.63073 | 0.65174 | 0.70645 | 0.81627
6421 | 2004-09-24 | 13:00 | 0.74797 | 0.71949 | 0.74797 | 0.7358 | 0.76953 | 0.77927 | 0.71231 | 0.75308 | 0.6694 | 0.64899 | 0.64535 | 0.69788 | 0.77072
6422 | 2004-09-24 | 14:00 | 0.75211 | 0.75308 | 0.75211 | 0.74797 | 0.77927 | 0.78602 | 0.72135 | 0.77726 | 0.68478 | 0.6694 | 0.65969 | 0.69245 | 0.77272
6423 | 2004-09-24 | 15:00 | 0.75569 | 0.77726 | 0.75569 | 0.75211 | 0.78602 | 0.78884 | 0.72068 | 0.79372 | 0.69472 | 0.68478 | 0.64678 | 0.66309 | 0.74421
6424 | 2004-09-24 | 16:00 | 0.7538 | 0.79372 | 0.7538 | 0.75569 | 0.78884 | 0.78915 | 0.71608 | 0.79921 | 0.69794 | 0.69472 | 0.61383 | 0.62473 | 0.69239
6425 | 2004-09-24 | 17:00 | 0.73784 | 0.79921 | 0.73784 | 0.7538 | 0.78915 | 0.78465 | 0.7094 | 0.78218 | 0.68377 | 0.69794 | 0.57285 | 0.57527 | 0.6271
6426 | 2004-09-24 | 18:00 | 0.71087 | 0.78218 | 0.71087 | 0.73784 | 0.78465 | 0.76446 | 0.69261 | 0.74208 | 0.65685 | 0.68377 | 0.52944 | 0.52924 | 0.56783
6427 | 2004-09-24 | 19:00 | 0.71468 | 0.74208 | 0.71468 | 0.71087 | 0.76446 | 0.73798 | 0.68776 | 0.7115 | 0.63951 | 0.65685 | 0.49574 | 0.49831 | 0.52148
6428 | 2004-09-24 | 20:00 | 0.6964 | 0.7115 | 0.6964 | 0.71468 | 0.73798 | 0.74807 | 0.70468 | 0.69508 | 0.62795 | 0.63951 | 0.47889 | 0.47761 | 0.49373
6429 | 2004-09-24 | 21:00 | 0.65811 | 0.69508 | 0.65811 | 0.6964 | 0.74807 | 0.72609 | 0.67789 | 0.65642 | 0.59881 | 0.62795 | 0.46953 | 0.46381 | 0.47647
6430 | 2004-09-24 | 22:00 | 0.60656 | 0.65642 | 0.60656 | 0.65811 | 0.72609 | 0.68705 | 0.63501 | 0.6125 | 0.56321 | 0.59881 | 0.46513 | 0.45873 | 0.46502
6431 | 2004-09-24 | 23:00 | 0.55259 | 0.6125 | 0.55259 | 0.60656 | 0.68705 | 0.63461 | 0.57617 | 0.56256 | 0.52075 | 0.56321 | 0.4711 | 0.46075 | 0.46292
6432 | 2004-09-25 | 00:00 | 0.50756 | 0.56256 | 0.50756 | 0.55259 | 0.63461 | 0.58049 | 0.51696 | 0.52093 | 0.48438 | 0.52075 | 0.48917 | 0.47215 | 0.46817
6433 | 2004-09-25 | 01:00 | 0.47815 | 0.52093 | 0.47815 | 0.50756 | 0.58049 | 0.53515 | 0.47168 | 0.49199 | 0.45975 | 0.48438 | 0.51879 | 0.4866 | 0.46926
6434 | 2004-09-25 | 02:00 | 0.45877 | 0.49199 | 0.45877 | 0.47815 | 0.53515 | 0.5067 | 0.44667 | 0.47128 | 0.44395 | 0.45975 | 0.54828 | 0.50961 | 0.49029
6435 | 2004-09-25 | 03:00 | 0.44871 | 0.47128 | 0.44871 | 0.45877 | 0.5067 | 0.48866 | 0.43025 | 0.45783 | 0.43298 | 0.44395 | 0.59238 | 0.5409 | 0.5355
6436 | 2004-09-25 | 04:00 | 0.44512 | 0.45783 | 0.44512 | 0.44871 | 0.48866 | 0.47842 | 0.42229 | 0.45331 | 0.42896 | 0.43298 | 0.61256 | 0.58047 | 0.58136
6437 | 2004-09-25 | 05:00 | 0.45485 | 0.45331 | 0.45485 | 0.44512 | 0.47842 | 0.47445 | 0.423 | 0.4607 | 0.43473 | 0.42896 | 0.61982 | 0.60792 | 0.61698
6438 | 2004-09-25 | 06:00 | 0.47344 | 0.4607 | 0.47344 | 0.45485 | 0.47445 | 0.48247 | 0.43718 | 0.47907 | 0.45055 | 0.43473 | 0.61908 | 0.62949 | 0.6436
6439 | 2004-09-25 | 07:00 | 0.49676 | 0.47907 | 0.49676 | 0.47344 | 0.48247 | 0.50301 | 0.46193 | 0.49496 | 0.4623 | 0.45055 | 0.61112 | 0.64932 | 0.66428
6440 | 2004-09-25 | 08:00 | 0.5383 | 0.49496 | 0.5383 | 0.49676 | 0.50301 | 0.5297 | 0.50684 | 0.51762 | 0.48788 | 0.4623 | 0.61035 | 0.66635 | 0.6841
6441 | 2004-09-25 | 09:00 | 0.57436 | 0.51762 | 0.57436 | 0.5383 | 0.5297 | 0.57676 | 0.56369 | 0.55056 | 0.51828 | 0.48788 | 0.60803 | 0.68035 | 0.70115
6442 | 2004-09-25 | 10:00 | 0.59935 | 0.55056 | 0.59935 | 0.57436 | 0.57676 | 0.61284 | 0.60354 | 0.58216 | 0.54687 | 0.51828 | 0.61035 | 0.69086 | 0.71167
6443 | 2004-09-25 | 11:00 | 0.61331 | 0.58216 | 0.61331 | 0.59935 | 0.61284 | 0.63585 | 0.62345 | 0.61295 | 0.57158 | 0.54687 | 0.61564 | 0.69295 | 0.7111
6444 | 2004-09-25 | 12:00 | 0.62271 | 0.61295 | 0.62271 | 0.61331 | 0.63585 | 0.64721 | 0.63149 | 0.63742 | 0.5917 | 0.57158 | 0.61636 | 0.68356 | 0.69474
6445 | 2004-09-25 | 13:00 | 0.62983 | 0.63742 | 0.62983 | 0.62271 | 0.64721 | 0.65403 | 0.63054 | 0.65072 | 0.61092 | 0.5917 | 0.62014 | 0.67866 | 0.68963
6446 | 2004-09-25 | 14:00 | 0.63309 | 0.65072 | 0.63309 | 0.62983 | 0.65403 | 0.65639 | 0.62834 | 0.66166 | 0.62614 | 0.61092 | 0.64064 | 0.67432 | 0.71186
6447 | 2004-09-25 | 15:00 | 0.63625 | 0.66166 | 0.63625 | 0.63309 | 0.65639 | 0.65477 | 0.62523 | 0.67286 | 0.64062 | 0.62614 | 0.62501 | 0.64832 | 0.69023
6448 | 2004-09-25 | 16:00 | 0.6374 | 0.67286 | 0.6374 | 0.63625 | 0.65477 | 0.65311 | 0.62506 | 0.68001 | 0.65157 | 0.64062 | 0.59278 | 0.61323 | 0.65144
6449 | 2004-09-25 | 17:00 | 0.63145 | 0.68001 | 0.63145 | 0.6374 | 0.65311 | 0.65452 | 0.62776 | 0.68078 | 0.64977 | 0.65157 | 0.55102 | 0.56994 | 0.59755
6450 | 2004-09-25 | 18:00 | 0.62389 | 0.68078 | 0.62389 | 0.63145 | 0.65452 | 0.65283 | 0.63174 | 0.66275 | 0.63122 | 0.64977 | 0.51496 | 0.52956 | 0.54721
6451 | 2004-09-25 | 19:00 | 0.64248 | 0.66275 | 0.64248 | 0.62389 | 0.65283 | 0.65505 | 0.64584 | 0.65364 | 0.62207 | 0.63122 | 0.48507 | 0.4999 | 0.50729
6452 | 2004-09-25 | 20:00 | 0.63168 | 0.65364 | 0.63168 | 0.64248 | 0.65505 | 0.68269 | 0.66732 | 0.64633 | 0.61058 | 0.62207 | 0.46673 | 0.47988 | 0.48113
6453 | 2004-09-25 | 21:00 | 0.6056 | 0.64633 | 0.6056 | 0.63168 | 0.68269 | 0.67292 | 0.64862 | 0.61508 | 0.58106 | 0.61058 | 0.45837 | 0.46463 | 0.46515
6454 | 2004-09-25 | 22:00 | 0.56761 | 0.61508 | 0.56761 | 0.6056 | 0.67292 | 0.64791 | 0.61453 | 0.57908 | 0.54224 | 0.58106 | 0.45555 | 0.45746 | 0.45146
6455 | 2004-09-25 | 23:00 | 0.52362 | 0.57908 | 0.52362 | 0.56761 | 0.64791 | 0.61073 | 0.56975 | 0.53682 | 0.50475 | 0.54224 | 0.45832 | 0.45654 | 0.44077
6456 | 2004-09-26 | 00:00 | 0.48654 | 0.53682 | 0.48654 | 0.52362 | 0.61073 | 0.56976 | 0.51883 | 0.5023 | 0.46706 | 0.50475 | 0.46827 | 0.46366 | 0.44549
6457 | 2004-09-26 | 01:00 | 0.45978 | 0.5023 | 0.45978 | 0.48654 | 0.56976 | 0.53058 | 0.48005 | 0.47514 | 0.44532 | 0.46706 | 0.48856 | 0.46732 | 0.44775
6458 | 2004-09-26 | 02:00 | 0.44351 | 0.47514 | 0.44351 | 0.45978 | 0.53058 | 0.50459 | 0.45314 | 0.45584 | 0.43048 | 0.44532 | 0.51807 | 0.48974 | 0.45762
6459 | 2004-09-26 | 03:00 | 0.43331 | 0.45584 | 0.43331 | 0.44351 | 0.50459 | 0.48679 | 0.43793 | 0.44503 | 0.42013 | 0.43048 | 0.55754 | 0.52553 | 0.4944
6460 | 2004-09-26 | 04:00 | 0.43032 | 0.44503 | 0.43032 | 0.43331 | 0.48679 | 0.47487 | 0.42959 | 0.43947 | 0.41474 | 0.42013 | 0.58243 | 0.56152 | 0.53685
6461 | 2004-09-26 | 05:00 | 0.43512 | 0.43947 | 0.43512 | 0.43032 | 0.47487 | 0.47002 | 0.42706 | 0.43962 | 0.41621 | 0.41474 | 0.59606 | 0.58986 | 0.57574
6462 | 2004-09-26 | 06:00 | 0.44799 | 0.43962 | 0.44799 | 0.43512 | 0.47002 | 0.47399 | 0.43378 | 0.44711 | 0.42497 | 0.41621 | 0.59861 | 0.61153 | 0.60793
6463 | 2004-09-26 | 07:00 | 0.46314 | 0.44711 | 0.46314 | 0.44799 | 0.47399 | 0.48549 | 0.44912 | 0.45343 | 0.4311 | 0.42497 | 0.60098 | 0.63387 | 0.63805
6464 | 2004-09-26 | 08:00 | 0.49816 | 0.45343 | 0.49816 | 0.46314 | 0.48549 | 0.49889 | 0.47587 | 0.47813 | 0.45903 | 0.4311 | 0.60034 | 0.65039 | 0.66284
6465 | 2004-09-26 | 09:00 | 0.5336 | 0.47813 | 0.5336 | 0.49816 | 0.49889 | 0.53916 | 0.52828 | 0.51969 | 0.49344 | 0.45903 | 0.60005 | 0.66934 | 0.68349
6466 | 2004-09-26 | 10:00 | 0.55781 | 0.51969 | 0.55781 | 0.5336 | 0.53916 | 0.57592 | 0.57058 | 0.56331 | 0.52284 | 0.49344 | 0.60524 | 0.68364 | 0.70168
6467 | 2004-09-26 | 11:00 | 0.57642 | 0.56331 | 0.57642 | 0.55781 | 0.57592 | 0.60289 | 0.59409 | 0.60493 | 0.55496 | 0.52284 | 0.61165 | 0.6927 | 0.70754
6468 | 2004-09-26 | 12:00 | 0.58843 | 0.60493 | 0.58843 | 0.57642 | 0.60289 | 0.62347 | 0.60955 | 0.64845 | 0.58784 | 0.55496 | 0.61953 | 0.68981 | 0.69999
6469 | 2004-09-26 | 13:00 | 0.59444 | 0.64845 | 0.59444 | 0.58843 | 0.62347 | 0.63623 | 0.61776 | 0.68088 | 0.61432 | 0.58784 | 0.62765 | 0.69572 | 0.68971
6470 | 2004-09-26 | 14:00 | 0.59649 | 0.68088 | 0.59649 | 0.59444 | 0.63623 | 0.64228 | 0.6166 | 0.70305 | 0.63485 | 0.61432 | 0.65629 | 0.69631 | 0.71147
6471 | 2004-09-26 | 15:00 | 0.60127 | 0.70305 | 0.60127 | 0.59649 | 0.64228 | 0.6451 | 0.61403 | 0.71587 | 0.65111 | 0.63485 | 0.64604 | 0.6673 | 0.68918
6472 | 2004-09-26 | 16:00 | 0.60833 | 0.71587 | 0.60833 | 0.60127 | 0.6451 | 0.6477 | 0.61565 | 0.72179 | 0.66319 | 0.65111 | 0.60465 | 0.62371 | 0.6409
6473 | 2004-09-26 | 17:00 | 0.61361 | 0.72179 | 0.61361 | 0.60833 | 0.6477 | 0.65336 | 0.62345 | 0.71629 | 0.6652 | 0.66319 | 0.55108 | 0.56628 | 0.58036
6474 | 2004-09-26 | 18:00 | 0.61453 | 0.71629 | 0.61453 | 0.61361 | 0.65336 | 0.65554 | 0.63253 | 0.6939 | 0.64631 | 0.6652 | 0.5066 | 0.52134 | 0.52025
6475 | 2004-09-26 | 19:00 | 0.64322 | 0.6939 | 0.64322 | 0.61453 | 0.65554 | 0.65832 | 0.64708 | 0.68494 | 0.63768 | 0.64631 | 0.47783 | 0.48854 | 0.4811
6476 | 2004-09-26 | 20:00 | 0.63854 | 0.68494 | 0.63854 | 0.64322 | 0.65832 | 0.68927 | 0.6769 | 0.67441 | 0.62864 | 0.63768 | 0.46415 | 0.47328 | 0.45888
6477 | 2004-09-26 | 21:00 | 0.60651 | 0.67441 | 0.60651 | 0.63854 | 0.68927 | 0.6815 | 0.65247 | 0.63799 | 0.59443 | 0.62864 | 0.45861 | 0.46408 | 0.44773
6478 | 2004-09-26 | 22:00 | 0.56289 | 0.63799 | 0.56289 | 0.60651 | 0.6815 | 0.64953 | 0.6025 | 0.58748 | 0.54826 | 0.59443 | 0.46191 | 0.46326 | 0.44627
6479 | 2004-09-26 | 23:00 | 0.51717 | 0.58748 | 0.51717 | 0.56289 | 0.64953 | 0.60451 | 0.54246 | 0.52919 | 0.49741 | 0.54826 | 0.48132 | 0.47801 | 0.46187
6480 | 2004-09-27 | 00:00 | 0.47991 | 0.52919 | 0.47991 | 0.51717 | 0.60451 | 0.55439 | 0.48719 | 0.48745 | 0.46397 | 0.49741 | 0.53537 | 0.51955 | 0.4993
6481 | 2004-09-27 | 01:00 | 0.45956 | 0.48745 | 0.45956 | 0.47991 | 0.55439 | 0.51715 | 0.45066 | 0.46418 | 0.44426 | 0.46397 | 0.61474 | 0.55993 | 0.56891
6482 | 2004-09-27 | 02:00 | 0.45013 | 0.46418 | 0.45013 | 0.45956 | 0.51715 | 0.49509 | 0.43079 | 0.44839 | 0.43177 | 0.44426 | 0.65429 | 0.58498 | 0.61724
6483 | 2004-09-27 | 03:00 | 0.44605 | 0.44839 | 0.44605 | 0.45013 | 0.49509 | 0.48099 | 0.42026 | 0.43995 | 0.42559 | 0.43177 | 0.6615 | 0.61417 | 0.6509
6484 | 2004-09-27 | 04:00 | 0.45354 | 0.43995 | 0.45354 | 0.44605 | 0.48099 | 0.47438 | 0.41744 | 0.44275 | 0.42953 | 0.42559 | 0.66518 | 0.64276 | 0.68214
6485 | 2004-09-27 | 05:00 | 0.49239 | 0.44275 | 0.49239 | 0.45354 | 0.47438 | 0.48011 | 0.42843 | 0.46768 | 0.45256 | 0.42953 | 0.67124 | 0.66792 | 0.71412
6486 | 2004-09-27 | 06:00 | 0.56523 | 0.46768 | 0.56523 | 0.49239 | 0.48011 | 0.51363 | 0.47126 | 0.52196 | 0.50261 | 0.45256 | 0.67263 | 0.68939 | 0.73635
6487 | 2004-09-27 | 07:00 | 0.60524 | 0.52196 | 0.60524 | 0.56523 | 0.51363 | 0.58995 | 0.56008 | 0.54268 | 0.5318 | 0.50261 | 0.67561 | 0.7137 | 0.75454
6488 | 2004-09-27 | 08:00 | 0.62498 | 0.54268 | 0.62498 | 0.60524 | 0.58995 | 0.64643 | 0.61955 | 0.5505 | 0.54548 | 0.5318 | 0.68194 | 0.73457 | 0.77244
6489 | 2004-09-27 | 09:00 | 0.64833 | 0.5505 | 0.64833 | 0.62498 | 0.64643 | 0.6829 | 0.64849 | 0.57885 | 0.5706 | 0.54548 | 0.68429 | 0.74747 | 0.783
6490 | 2004-09-27 | 10:00 | 0.67296 | 0.57885 | 0.67296 | 0.64833 | 0.6829 | 0.7128 | 0.67379 | 0.61191 | 0.59665 | 0.5706 | 0.68618 | 0.75743 | 0.77808
6491 | 2004-09-27 | 11:00 | 0.69043 | 0.61191 | 0.69043 | 0.67296 | 0.7128 | 0.73861 | 0.69808 | 0.64821 | 0.62267 | 0.59665 | 0.68812 | 0.75674 | 0.76801
6492 | 2004-09-27 | 12:00 | 0.69974 | 0.64821 | 0.69974 | 0.69043 | 0.73861 | 0.75448 | 0.70994 | 0.67958 | 0.64611 | 0.62267 | 0.68665 | 0.74496 | 0.74345
6493 | 2004-09-27 | 13:00 | 0.70758 | 0.67958 | 0.70758 | 0.69974 | 0.75448 | 0.76098 | 0.71679 | 0.71206 | 0.673 | 0.64611 | 0.68684 | 0.74212 | 0.72025
6494 | 2004-09-27 | 14:00 | 0.70648 | 0.71206 | 0.70648 | 0.70758 | 0.76098 | 0.76823 | 0.72383 | 0.73574 | 0.68983 | 0.673 | 0.71117 | 0.73592 | 0.73871
6495 | 2004-09-27 | 15:00 | 0.70475 | 0.73574 | 0.70475 | 0.70648 | 0.76823 | 0.76865 | 0.72367 | 0.75135 | 0.70415 | 0.68983 | 0.6915 | 0.6995 | 0.71198
6496 | 2004-09-27 | 16:00 | 0.70049 | 0.75135 | 0.70049 | 0.70475 | 0.76865 | 0.76826 | 0.72251 | 0.75511 | 0.71041 | 0.70415 | 0.64306 | 0.64503 | 0.66104
6497 | 2004-09-27 | 17:00 | 0.69675 | 0.75511 | 0.69675 | 0.70049 | 0.76826 | 0.76619 | 0.72039 | 0.73891 | 0.69774 | 0.71041 | 0.58387 | 0.58264 | 0.59166
6498 | 2004-09-27 | 18:00 | 0.69979 | 0.73891 | 0.69979 | 0.69675 | 0.76619 | 0.75409 | 0.71703 | 0.71288 | 0.67421 | 0.69774 | 0.53404 | 0.52939 | 0.52587
6499 | 2004-09-27 | 19:00 | 0.725 | 0.71288 | 0.725 | 0.69979 | 0.75409 | 0.74572 | 0.72707 | 0.70278 | 0.66834 | 0.67421 | 0.49957 | 0.50431 | 0.48424
6500 | 2004-09-27 | 20:00 | 0.71097 | 0.70278 | 0.71097 | 0.725 | 0.74572 | 0.76633 | 0.7461 | 0.69143 | 0.65773 | 0.66834 | 0.48233 | 0.48386 | 0.46145
6501 | 2004-09-27 | 21:00 | 0.67505 | 0.69143 | 0.67505 | 0.71097 | 0.76633 | 0.74558 | 0.71625 | 0.64891 | 0.61777 | 0.65773 | 0.47461 | 0.47362 | 0.44843
6502 | 2004-09-27 | 22:00 | 0.61732 | 0.64891 | 0.61732 | 0.67505 | 0.74558 | 0.7039 | 0.65786 | 0.59113 | 0.56555 | 0.61777 | 0.47469 | 0.46996 | 0.44246
6503 | 2004-09-27 | 23:00 | 0.56389 | 0.59113 | 0.56389 | 0.61732 | 0.7039 | 0.64545 | 0.58389 | 0.53261 | 0.5123 | 0.56555 | 0.49194 | 0.48568 | 0.45097
6504 | 2004-09-28 | 00:00 | 0.52243 | 0.53261 | 0.52243 | 0.56389 | 0.64545 | 0.58629 | 0.517 | 0.49067 | 0.4767 | 0.5123 | 0.54485 | 0.52384 | 0.48835
6505 | 2004-09-28 | 01:00 | 0.50122 | 0.49067 | 0.50122 | 0.52243 | 0.58629 | 0.54363 | 0.47645 | 0.46425 | 0.45274 | 0.4767 | 0.62294 | 0.56394 | 0.559
6506 | 2004-09-28 | 02:00 | 0.48713 | 0.46425 | 0.48713 | 0.50122 | 0.54363 | 0.51781 | 0.4524 | 0.44626 | 0.4387 | 0.45274 | 0.65786 | 0.58488 | 0.60481
6507 | 2004-09-28 | 03:00 | 0.48307 | 0.44626 | 0.48307 | 0.48713 | 0.51781 | 0.50181 | 0.44203 | 0.43967 | 0.43149 | 0.4387 | 0.66086 | 0.60523 | 0.6357
6508 | 2004-09-28 | 04:00 | 0.49067 | 0.43967 | 0.49067 | 0.48307 | 0.50181 | 0.49594 | 0.43875 | 0.44128 | 0.43512 | 0.43149 | 0.6639 | 0.63083 | 0.66325
6509 | 2004-09-28 | 05:00 | 0.53091 | 0.44128 | 0.53091 | 0.49067 | 0.49594 | 0.50086 | 0.44949 | 0.46816 | 0.45766 | 0.43512 | 0.66906 | 0.65724 | 0.68449
6510 | 2004-09-28 | 06:00 | 0.6084 | 0.46816 | 0.6084 | 0.53091 | 0.50086 | 0.53645 | 0.49104 | 0.52655 | 0.50854 | 0.45766 | 0.66981 | 0.68294 | 0.70004
6511 | 2004-09-28 | 07:00 | 0.66244 | 0.52655 | 0.66244 | 0.6084 | 0.53645 | 0.6197 | 0.58865 | 0.55079 | 0.53696 | 0.50854 | 0.67255 | 0.70396 | 0.70812
6512 | 2004-09-28 | 08:00 | 0.68409 | 0.55079 | 0.68409 | 0.66244 | 0.6197 | 0.68962 | 0.65521 | 0.55043 | 0.54775 | 0.53696 | 0.67779 | 0.71691 | 0.72083
6513 | 2004-09-28 | 09:00 | 0.70526 | 0.55043 | 0.70526 | 0.68409 | 0.68962 | 0.72933 | 0.68423 | 0.56896 | 0.56305 | 0.54775 | 0.67918 | 0.7273 | 0.72567
6514 | 2004-09-28 | 10:00 | 0.71716 | 0.56896 | 0.71716 | 0.70526 | 0.72933 | 0.75915 | 0.70372 | 0.59322 | 0.58106 | 0.56305 | 0.68085 | 0.73592 | 0.7251
6515 | 2004-09-28 | 11:00 | 0.7242 | 0.59322 | 0.7242 | 0.71716 | 0.75915 | 0.77459 | 0.71741 | 0.62768 | 0.59742 | 0.58106 | 0.67795 | 0.7335 | 0.71561
6516 | 2004-09-28 | 12:00 | 0.73001 | 0.62768 | 0.73001 | 0.7242 | 0.77459 | 0.78282 | 0.72168 | 0.65611 | 0.61759 | 0.59742 | 0.67665 | 0.71818 | 0.69247
6517 | 2004-09-28 | 13:00 | 0.73294 | 0.65611 | 0.73294 | 0.73001 | 0.78282 | 0.78367 | 0.71965 | 0.68646 | 0.63475 | 0.61759 | 0.68123 | 0.7209 | 0.67515
6518 | 2004-09-28 | 14:00 | 0.72931 | 0.68646 | 0.72931 | 0.73294 | 0.78367 | 0.78514 | 0.71915 | 0.71198 | 0.64588 | 0.63475 | 0.70435 | 0.72162 | 0.70465
6519 | 2004-09-28 | 15:00 | 0.72853 | 0.71198 | 0.72853 | 0.72931 | 0.78514 | 0.78328 | 0.71538 | 0.73505 | 0.65428 | 0.64588 | 0.68777 | 0.694 | 0.68531
6520 | 2004-09-28 | 16:00 | 0.73142 | 0.73505 | 0.73142 | 0.72853 | 0.78328 | 0.78064 | 0.71513 | 0.74697 | 0.65561 | 0.65428 | 0.63845 | 0.64142 | 0.63949
6521 | 2004-09-28 | 17:00 | 0.73205 | 0.74697 | 0.73205 | 0.73142 | 0.78064 | 0.77892 | 0.72164 | 0.73838 | 0.6434 | 0.65561 | 0.57892 | 0.58017 | 0.57434
6522 | 2004-09-28 | 18:00 | 0.72921 | 0.73838 | 0.72921 | 0.73205 | 0.77892 | 0.77417 | 0.72952 | 0.70957 | 0.62493 | 0.6434 | 0.52874 | 0.53928 | 0.51355
6523 | 2004-09-28 | 19:00 | 0.73304 | 0.70957 | 0.73304 | 0.72921 | 0.77417 | 0.76562 | 0.74283 | 0.69759 | 0.62941 | 0.62493 | 0.49835 | 0.51649 | 0.47155
6524 | 2004-09-28 | 20:00 | 0.71081 | 0.69759 | 0.71081 | 0.73304 | 0.76562 | 0.76605 | 0.7405 | 0.6869 | 0.62779 | 0.62941 | 0.48299 | 0.48872 | 0.45031
6525 | 2004-09-28 | 21:00 | 0.6693 | 0.6869 | 0.6693 | 0.71081 | 0.76605 | 0.7384 | 0.70609 | 0.64133 | 0.59317 | 0.62779 | 0.47527 | 0.47818 | 0.4383
6526 | 2004-09-28 | 22:00 | 0.6106 | 0.64133 | 0.6106 | 0.6693 | 0.7384 | 0.69124 | 0.6499 | 0.58293 | 0.54489 | 0.59317 | 0.47474 | 0.47482 | 0.43364
6527 | 2004-09-28 | 23:00 | 0.55345 | 0.58293 | 0.55345 | 0.6106 | 0.69124 | 0.62927 | 0.577 | 0.52001 | 0.49432 | 0.54489 | 0.49135 | 0.48904 | 0.44317
6528 | 2004-09-29 | 00:00 | 0.51239 | 0.52001 | 0.51239 | 0.55345 | 0.62927 | 0.57029 | 0.51522 | 0.4769 | 0.46168 | 0.49432 | 0.54309 | 0.52687 | 0.47688
6529 | 2004-09-29 | 01:00 | 0.49005 | 0.4769 | 0.49005 | 0.51239 | 0.57029 | 0.52566 | 0.47454 | 0.45036 | 0.4404 | 0.46168 | 0.62115 | 0.56486 | 0.54447
6530 | 2004-09-29 | 02:00 | 0.47354 | 0.45036 | 0.47354 | 0.49005 | 0.52566 | 0.49903 | 0.45393 | 0.43402 | 0.42832 | 0.4404 | 0.6574 | 0.58755 | 0.59129
6531 | 2004-09-29 | 03:00 | 0.4667 | 0.43402 | 0.4667 | 0.47354 | 0.49903 | 0.48405 | 0.44195 | 0.42361 | 0.42247 | 0.42832 | 0.65956 | 0.60707 | 0.62573
6532 | 2004-09-29 | 04:00 | 0.4715 | 0.42361 | 0.4715 | 0.4667 | 0.48405 | 0.47688 | 0.4371 | 0.42561 | 0.42512 | 0.42247 | 0.66297 | 0.62809 | 0.65243
6533 | 2004-09-29 | 05:00 | 0.50858 | 0.42561 | 0.50858 | 0.4715 | 0.47688 | 0.47979 | 0.44518 | 0.45055 | 0.44584 | 0.42512 | 0.66318 | 0.64984 | 0.673
6534 | 2004-09-29 | 06:00 | 0.58452 | 0.45055 | 0.58452 | 0.50858 | 0.47979 | 0.51148 | 0.48652 | 0.50699 | 0.49844 | 0.44584 | 0.66182 | 0.66727 | 0.67216
6535 | 2004-09-29 | 07:00 | 0.62727 | 0.50699 | 0.62727 | 0.58452 | 0.51148 | 0.58742 | 0.57949 | 0.52443 | 0.52642 | 0.49844 | 0.66353 | 0.68134 | 0.67719
6536 | 2004-09-29 | 08:00 | 0.64113 | 0.52443 | 0.64113 | 0.62727 | 0.58742 | 0.64939 | 0.64484 | 0.52795 | 0.53309 | 0.52642 | 0.66462 | 0.68787 | 0.68823
6537 | 2004-09-29 | 09:00 | 0.65283 | 0.52795 | 0.65283 | 0.64113 | 0.64939 | 0.67925 | 0.66342 | 0.55487 | 0.55069 | 0.53309 | 0.65905 | 0.70075 | 0.69218
6538 | 2004-09-29 | 10:00 | 0.66652 | 0.55487 | 0.66652 | 0.65283 | 0.67925 | 0.69989 | 0.6764 | 0.58982 | 0.568 | 0.55069 | 0.65844 | 0.70792 | 0.69798
6539 | 2004-09-29 | 11:00 | 0.67216 | 0.58982 | 0.67216 | 0.66652 | 0.69989 | 0.70949 | 0.68506 | 0.62469 | 0.5849 | 0.568 | 0.6577 | 0.70553 | 0.6888
6540 | 2004-09-29 | 12:00 | 0.67195 | 0.62469 | 0.67195 | 0.67216 | 0.70949 | 0.71185 | 0.68652 | 0.66072 | 0.60177 | 0.5849 | 0.65858 | 0.69101 | 0.66926
6541 | 2004-09-29 | 13:00 | 0.66908 | 0.66072 | 0.66908 | 0.67195 | 0.71185 | 0.70939 | 0.67926 | 0.69885 | 0.62269 | 0.60177 | 0.66973 | 0.69352 | 0.66423
6542 | 2004-09-29 | 14:00 | 0.66376 | 0.69885 | 0.66376 | 0.66908 | 0.70939 | 0.71048 | 0.6754 | 0.73031 | 0.64003 | 0.62269 | 0.69565 | 0.69479 | 0.69815
6543 | 2004-09-29 | 15:00 | 0.66139 | 0.73031 | 0.66139 | 0.66376 | 0.71048 | 0.70499 | 0.66761 | 0.7583 | 0.65448 | 0.64003 | 0.67814 | 0.6667 | 0.6807
6544 | 2004-09-29 | 16:00 | 0.6608 | 0.7583 | 0.6608 | 0.66139 | 0.70499 | 0.70024 | 0.66188 | 0.77474 | 0.66437 | 0.65448 | 0.63433 | 0.61753 | 0.63845
6545 | 2004-09-29 | 17:00 | 0.6593 | 0.77474 | 0.6593 | 0.6608 | 0.70024 | 0.70095 | 0.66354 | 0.76717 | 0.65513 | 0.66437 | 0.57804 | 0.5603 | 0.57418
6546 | 2004-09-29 | 18:00 | 0.66589 | 0.76717 | 0.66589 | 0.6593 | 0.70095 | 0.69908 | 0.66408 | 0.73452 | 0.63691 | 0.65513 | 0.53087 | 0.51671 | 0.51634
6547 | 2004-09-29 | 19:00 | 0.68976 | 0.73452 | 0.68976 | 0.66589 | 0.69908 | 0.69852 | 0.68112 | 0.71534 | 0.63333 | 0.63691 | 0.50061 | 0.48506 | 0.47268
6548 | 2004-09-29 | 20:00 | 0.6766 | 0.71534 | 0.6766 | 0.68976 | 0.69852 | 0.72173 | 0.70576 | 0.69781 | 0.62663 | 0.63333 | 0.48539 | 0.46971 | 0.45065
6549 | 2004-09-29 | 21:00 | 0.64262 | 0.69781 | 0.64262 | 0.6766 | 0.72173 | 0.70214 | 0.67843 | 0.65183 | 0.59273 | 0.62663 | 0.47783 | 0.45895 | 0.43877
6550 | 2004-09-29 | 22:00 | 0.58579 | 0.65183 | 0.58579 | 0.64262 | 0.70214 | 0.60289 | 0.62859 | 0.59405 | 0.54419 | 0.59273 | 0.4774 | 0.45522 | 0.43429
6551 | 2004-09-29 | 23:00 | 0.53265 | 0.59405 | 0.53265 | 0.58579 | 0.60289 | 0.60289 | 0.55586 | 0.52972 | 0.49234 | 0.54419 | 0.49383 | 0.46909 | 0.44232
6552 | 2004-09-30 | 00:00 | 0.49537 | 0.52972 | 0.49537 | 0.53265 | 0.60289 | 0.5457 | 0.49241 | 0.48492 | 0.46013 | 0.49234 | 0.54897 | 0.51009 | 0.47479
6553 | 2004-09-30 | 01:00 | 0.471 | 0.48492 | 0.471 | 0.49537 | 0.5457 | 0.50167 | 0.45397 | 0.45729 | 0.44035 | 0.46013 | 0.62845 | 0.55051 | 0.54388
6554 | 2004-09-30 | 02:00 | 0.45936 | 0.45729 | 0.45936 | 0.471 | 0.50167 | 0.47684 | 0.43249 | 0.43967 | 0.4285 | 0.44035 | 0.66523 | 0.57076 | 0.59248
6555 | 2004-09-30 | 03:00 | 0.45381 | 0.43967 | 0.45381 | 0.45936 | 0.47684 | 0.46439 | 0.42121 | 0.42986 | 0.42224 | 0.4285 | 0.66494 | 0.58839 | 0.62371
6556 | 2004-09-30 | 04:00 | 0.46073 | 0.42986 | 0.46073 | 0.45381 | 0.46439 | 0.45771 | 0.4179 | 0.43344 | 0.42487 | 0.42224 | 0.66068 | 0.60824 | 0.64602
6557 | 2004-09-30 | 05:00 | 0.49758 | 0.43344 | 0.49758 | 0.46073 | 0.45771 | 0.46231 | 0.42777 | 0.46009 | 0.44764 | 0.42487 | 0.65714 | 0.62336 | 0.66197
6558 | 2004-09-30 | 06:00 | 0.57217 | 0.46009 | 0.57217 | 0.49758 | 0.46231 | 0.49295 | 0.47184 | 0.51581 | 0.49921 | 0.44764 | 0.65709 | 0.63798 | 0.68211
6559 | 2004-09-30 | 07:00 | 0.61695 | 0.51581 | 0.61695 | 0.57217 | 0.49295 | 0.56783 | 0.56489 | 0.53507 | 0.52768 | 0.49921 | 0.65386 | 0.64932 | 0.67824
6560 | 2004-09-30 | 08:00 | 0.63036 | 0.53507 | 0.63036 | 0.61695 | 0.56783 | 0.62628 | 0.62083 | 0.53952 | 0.53536 | 0.52768 | 0.65315 | 0.66182 | 0.68431
6561 | 2004-09-30 | 09:00 | 0.64263 | 0.53952 | 0.64263 | 0.63036 | 0.62628 | 0.65603 | 0.64032 | 0.56705 | 0.55252 | 0.53536 | 0.65128 | 0.67111 | 0.68467
6562 | 2004-09-30 | 10:00 | 0.65703 | 0.56705 | 0.65703 | 0.64263 | 0.65603 | 0.67939 | 0.65322 | 0.60243 | 0.57416 | 0.55252 | 0.65088 | 0.67714 | 0.68131
6563 | 2004-09-30 | 11:00 | 0.66187 | 0.60243 | 0.66187 | 0.65703 | 0.67939 | 0.69539 | 0.66458 | 0.63759 | 0.5942 | 0.57416 | 0.6483 | 0.67634 | 0.6722
6564 | 2004-09-30 | 12:00 | 0.6639 | 0.63759 | 0.6639 | 0.66187 | 0.69539 | 0.70123 | 0.66918 | 0.67006 | 0.61465 | 0.5942 | 0.6487 | 0.66976 | 0.6582
6565 | 2004-09-30 | 13:00 | 0.66732 | 0.67006 | 0.66732 | 0.6639 | 0.70123 | 0.7001 | 0.6686 | 0.70274 | 0.63361 | 0.61465 | 0.65307 | 0.67634 | 0.6543
6566 | 2004-09-30 | 14:00 | 0.6656 | 0.70274 | 0.6656 | 0.66732 | 0.7001 | 0.69979 | 0.67179 | 0.73026 | 0.64825 | 0.63361 | 0.68088 | 0.67811 | 0.68544
6567 | 2004-09-30 | 15:00 | 0.66497 | 0.73026 | 0.66497 | 0.6656 | 0.69979 | 0.69578 | 0.67076 | 0.74797 | 0.65494 | 0.64825 | 0.67154 | 0.65298 | 0.67173
6568 | 2004-09-30 | 16:00 | 0.66259 | 0.74797 | 0.66259 | 0.66497 | 0.69578 | 0.69528 | 0.66744 | 0.75357 | 0.65616 | 0.65494 | 0.6298 | 0.60767 | 0.63024
6569 | 2004-09-30 | 17:00 | 0.65928 | 0.75357 | 0.65928 | 0.66259 | 0.69528 | 0.69866 | 0.66885 | 0.74084 | 0.64325 | 0.65616 | 0.57402 | 0.55624 | 0.56912
6570 | 2004-09-30 | 18:00 | 0.65657 | 0.74084 | 0.65657 | 0.65928 | 0.69866 | 0.69711 | 0.67441 | 0.71409 | 0.62808 | 0.64325 | 0.52544 | 0.51116 | 0.51138
6571 | 2004-09-30 | 19:00 | 0.68035 | 0.71409 | 0.68035 | 0.65657 | 0.69711 | 0.69796 | 0.69771 | 0.70993 | 0.63328 | 0.62808 | 0.49907 | 0.47943 | 0.4729
6572 | 2004-09-30 | 20:00 | 0.66858 | 0.70993 | 0.66858 | 0.68035 | 0.69796 | 0.71923 | 0.71276 | 0.69887 | 0.62828 | 0.63328 | 0.48414 | 0.46137 | 0.45103
6573 | 2004-09-30 | 21:00 | 0.63025 | 0.69887 | 0.63025 | 0.66858 | 0.71923 | 0.69986 | 0.6839 | 0.66275 | 0.60066 | 0.62828 | 0.47573 | 0.45417 | 0.43933
6574 | 2004-09-30 | 22:00 | 0.57366 | 0.66275 | 0.57366 | 0.63025 | 0.69986 | 0.65762 | 0.63016 | 0.6095 | 0.55756 | 0.60066 | 0.47495 | 0.45181 | 0.43455
6575 | 2004-09-30 | 23:00 | 0.51145 | 0.6095 | 0.51145 | 0.57366 | 0.65762 | 0.60374 | 0.56639 | 0.54817 | 0.50697 | 0.55756 | 0.49497 | 0.46603 | 0.44238
6576 | 2004-10-01 | 00:00 | 0.479 | 0.54817 | 0.479 | 0.51145 | 0.60374 | 0.54676 | 0.50506 | 0.50388 | 0.47459 | 0.50697 | 0.54873 | 0.50598 | 0.47466
6577 | 2004-10-01 | 01:00 | 0.45747 | 0.50388 | 0.45747 | 0.479 | 0.54676 | 0.50033 | 0.46156 | 0.4756 | 0.45449 | 0.47459 | 0.63433 | 0.5464 | 0.54355
6578 | 2004-10-01 | 02:00 | 0.44416 | 0.4756 | 0.44416 | 0.45747 | 0.50033 | 0.47579 | 0.43826 | 0.4593 | 0.44195 | 0.45449 | 0.67007 | 0.56944 | 0.59042
6579 | 2004-10-01 | 03:00 | 0.43975 | 0.4593 | 0.43975 | 0.44416 | 0.47579 | 0.46193 | 0.42735 | 0.45109 | 0.43623 | 0.44195 | 0.66965 | 0.58737 | 0.62299
6580 | 2004-10-01 | 04:00 | 0.44557 | 0.45109 | 0.44557 | 0.43975 | 0.46193 | 0.45637 | 0.423 | 0.45367 | 0.43821 | 0.43623 | 0.66326 | 0.60653 | 0.65092
6581 | 2004-10-01 | 05:00 | 0.47939 | 0.45367 | 0.47939 | 0.44557 | 0.45637 | 0.45897 | 0.4315 | 0.47896 | 0.45838 | 0.43821 | 0.65791 | 0.6212 | 0.67169
6582 | 2004-10-01 | 06:00 | 0.54912 | 0.47896 | 0.54912 | 0.47939 | 0.45897 | 0.48947 | 0.47247 | 0.5336 | 0.50973 | 0.45838 | 0.65091 | 0.634 | 0.68315
6583 | 2004-10-01 | 07:00 | 0.58599 | 0.5336 | 0.58599 | 0.54912 | 0.48947 | 0.56255 | 0.56224 | 0.55927 | 0.54208 | 0.50973 | 0.64745 | 0.64408 | 0.68568
6584 | 2004-10-01 | 08:00 | 0.60639 | 0.55927 | 0.60639 | 0.58599 | 0.56255 | 0.61766 | 0.61706 | 0.56584 | 0.55272 | 0.54208 | 0.64708 | 0.65796 | 0.69549
6585 | 2004-10-01 | 09:00 | 0.62292 | 0.56584 | 0.62292 | 0.60639 | 0.61766 | 0.65009 | 0.64177 | 0.59719 | 0.5656 | 0.55272 | 0.64463 | 0.66563 | 0.69756
6586 | 2004-10-01 | 10:00 | 0.6378 | 0.59719 | 0.6378 | 0.62292 | 0.65009 | 0.67626 | 0.65952 | 0.63358 | 0.57998 | 0.5656 | 0.64223 | 0.67086 | 0.69366
6587 | 2004-10-01 | 11:00 | 0.64646 | 0.63358 | 0.64646 | 0.6378 | 0.67626 | 0.69163 | 0.67495 | 0.67054 | 0.59216 | 0.57998 | 0.63712 | 0.67021 | 0.6802
6588 | 2004-10-01 | 12:00 | 0.65097 | 0.67054 | 0.65097 | 0.64646 | 0.69163 | 0.69873 | 0.68332 | 0.7037 | 0.6019 | 0.59216 | 0.63521 | 0.65933 | 0.65772
6589 | 2004-10-01 | 13:00 | 0.65875 | 0.7037 | 0.65875 | 0.65097 | 0.69873 | 0.70253 | 0.68336 | 0.74113 | 0.61357 | 0.6019 | 0.63869 | 0.65838 | 0.6447
6590 | 2004-10-01 | 14:00 | 0.65985 | 0.74113 | 0.65985 | 0.65875 | 0.70253 | 0.70615 | 0.68502 | 0.76885 | 0.62243 | 0.61357 | 0.65315 | 0.65347 | 0.67042
6591 | 2004-10-01 | 15:00 | 0.66052 | 0.76885 | 0.66052 | 0.65985 | 0.70615 | 0.70566 | 0.68096 | 0.7882 | 0.62699 | 0.62243 | 0.63845 | 0.63238 | 0.65467
6592 | 2004-10-01 | 16:00 | 0.65855 | 0.7882 | 0.65855 | 0.66052 | 0.70566 | 0.70344 | 0.67254 | 0.79797 | 0.63011 | 0.62699 | 0.60713 | 0.5938 | 0.61743
6593 | 2004-10-01 | 17:00 | 0.6473 | 0.79797 | 0.6473 | 0.65855 | 0.70344 | 0.70176 | 0.66562 | 0.78638 | 0.61834 | 0.63011 | 0.5671 | 0.55131 | 0.56609
6594 | 2004-10-01 | 18:00 | 0.6363 | 0.78638 | 0.6363 | 0.6473 | 0.70176 | 0.69057 | 0.65736 | 0.75495 | 0.59922 | 0.61834 | 0.52619 | 0.50832 | 0.51433
6595 | 2004-10-01 | 19:00 | 0.65395 | 0.75495 | 0.65395 | 0.6363 | 0.69057 | 0.68195 | 0.66736 | 0.73934 | 0.59559 | 0.59922 | 0.49476 | 0.48065 | 0.46886
6596 | 2004-10-01 | 20:00 | 0.63814 | 0.73934 | 0.63814 | 0.65395 | 0.68195 | 0.70084 | 0.67967 | 0.7165 | 0.58595 | 0.59559 | 0.47826 | 0.46456 | 0.4458
6597 | 2004-10-01 | 21:00 | 0.60883 | 0.7165 | 0.60883 | 0.63814 | 0.70084 | 0.6796 | 0.65301 | 0.68004 | 0.55921 | 0.58595 | 0.46875 | 0.45208 | 0.43028
6598 | 2004-10-01 | 22:00 | 0.56408 | 0.68004 | 0.56408 | 0.60883 | 0.6796 | 0.6452 | 0.612 | 0.63592 | 0.52559 | 0.55921 | 0.4662 | 0.44979 | 0.42101
6599 | 2004-10-01 | 23:00 | 0.5167 | 0.63592 | 0.5167 | 0.56408 | 0.6452 | 0.59899 | 0.55623 | 0.58741 | 0.4835 | 0.52559 | 0.47285 | 0.45228 | 0.42094
6600 | 2004-10-02 | 00:00 | 0.47696 | 0.58741 | 0.47696 | 0.5167 | 0.59899 | 0.54897 | 0.49983 | 0.54264 | 0.45284 | 0.4835 | 0.49236 | 0.46573 | 0.43225
6601 | 2004-10-02 | 01:00 | 0.45226 | 0.54264 | 0.45226 | 0.47696 | 0.54897 | 0.506 | 0.45551 | 0.51332 | 0.43252 | 0.45284 | 0.52268 | 0.48045 | 0.45404
6602 | 2004-10-02 | 02:00 | 0.43846 | 0.51332 | 0.43846 | 0.45226 | 0.506 | 0.47965 | 0.43137 | 0.49141 | 0.41976 | 0.43252 | 0.56034 | 0.49786 | 0.47192
6603 | 2004-10-02 | 03:00 | 0.43049 | 0.49141 | 0.43049 | 0.43846 | 0.47965 | 0.46305 | 0.41873 | 0.477 | 0.41222 | 0.41976 | 0.59595 | 0.52807 | 0.51118
6604 | 2004-10-02 | 04:00 | 0.42987 | 0.477 | 0.42987 | 0.43049 | 0.46305 | 0.45387 | 0.41246 | 0.46932 | 0.41098 | 0.41222 | 0.60902 | 0.55589 | 0.54865
6605 | 2004-10-02 | 05:00 | 0.44154 | 0.46932 | 0.44154 | 0.42987 | 0.45387 | 0.45187 | 0.41379 | 0.47292 | 0.41752 | 0.41098 | 0.61117 | 0.57905 | 0.57548
6606 | 2004-10-02 | 06:00 | 0.46573 | 0.47292 | 0.46573 | 0.44154 | 0.45187 | 0.46165 | 0.42938 | 0.48367 | 0.43535 | 0.41752 | 0.60787 | 0.60022 | 0.59043
6607 | 2004-10-02 | 07:00 | 0.49351 | 0.48367 | 0.49351 | 0.46573 | 0.46165 | 0.48634 | 0.46272 | 0.49716 | 0.44839 | 0.43535 | 0.60138 | 0.61477 | 0.59878
6608 | 2004-10-02 | 08:00 | 0.53231 | 0.49716 | 0.53231 | 0.49351 | 0.48634 | 0.51718 | 0.50174 | 0.51484 | 0.46802 | 0.44839 | 0.59425 | 0.63238 | 0.6018
6609 | 2004-10-02 | 09:00 | 0.56548 | 0.51484 | 0.56548 | 0.53231 | 0.51718 | 0.56515 | 0.55449 | 0.53804 | 0.48726 | 0.46802 | 0.59129 | 0.64518 | 0.603
6610 | 2004-10-02 | 10:00 | 0.58253 | 0.53804 | 0.58253 | 0.56548 | 0.56515 | 0.60366 | 0.58828 | 0.55784 | 0.4996 | 0.48726 | 0.59254 | 0.6532 | 0.60415
6611 | 2004-10-02 | 11:00 | 0.5884 | 0.55784 | 0.5884 | 0.58253 | 0.60366 | 0.62392 | 0.6035 | 0.56671 | 0.50627 | 0.4996 | 0.59675 | 0.65624 | 0.60076
6612 | 2004-10-02 | 12:00 | 0.58608 | 0.56671 | 0.58608 | 0.5884 | 0.62392 | 0.63018 | 0.60574 | 0.57093 | 0.50939 | 0.50627 | 0.59771 | 0.65004 | 0.59365
6613 | 2004-10-02 | 13:00 | 0.57979 | 0.57093 | 0.57979 | 0.58608 | 0.63018 | 0.62712 | 0.59956 | 0.57777 | 0.51168 | 0.50939 | 0.60843 | 0.65539 | 0.59926
6614 | 2004-10-02 | 14:00 | 0.57519 | 0.57777 | 0.57519 | 0.57979 | 0.62712 | 0.62016 | 0.59019 | 0.58434 | 0.51614 | 0.51168 | 0.62866 | 0.64946 | 0.6294
6615 | 2004-10-02 | 15:00 | 0.572 | 0.58434 | 0.572 | 0.57519 | 0.62016 | 0.61344 | 0.5814 | 0.59288 | 0.52163 | 0.51614 | 0.61338 | 0.62458 | 0.61239
6616 | 2004-10-02 | 16:00 | 0.57421 | 0.59288 | 0.57421 | 0.572 | 0.61344 | 0.60912 | 0.57775 | 0.60187 | 0.52794 | 0.52163 | 0.58339 | 0.58687 | 0.58477
6617 | 2004-10-02 | 17:00 | 0.57869 | 0.60187 | 0.57869 | 0.57421 | 0.60912 | 0.61284 | 0.58368 | 0.60153 | 0.52889 | 0.52794 | 0.5453 | 0.54408 | 0.53923
6618 | 2004-10-02 | 18:00 | 0.59126 | 0.60153 | 0.59126 | 0.57869 | 0.61284 | 0.62097 | 0.59894 | 0.59216 | 0.52299 | 0.52889 | 0.50825 | 0.50294 | 0.49271
6619 | 2004-10-02 | 19:00 | 0.61197 | 0.59216 | 0.61197 | 0.59126 | 0.62097 | 0.6381 | 0.62714 | 0.59917 | 0.53533 | 0.52299 | 0.48062 | 0.47629 | 0.45687
6620 | 2004-10-02 | 20:00 | 0.60248 | 0.59917 | 0.60248 | 0.61197 | 0.6381 | 0.6542 | 0.63348 | 0.59332 | 0.53368 | 0.53533 | 0.46457 | 0.45903 | 0.43299
6621 | 2004-10-02 | 21:00 | 0.58061 | 0.59332 | 0.58061 | 0.60248 | 0.6542 | 0.63845 | 0.61378 | 0.57297 | 0.51243 | 0.53368 | 0.45728 | 0.44526 | 0.41911
6622 | 2004-10-02 | 22:00 | 0.54485 | 0.57297 | 0.54485 | 0.58061 | 0.63845 | 0.61538 | 0.58044 | 0.54008 | 0.4861 | 0.51243 | 0.45459 | 0.4413 | 0.41101
6623 | 2004-10-02 | 23:00 | 0.50612 | 0.54008 | 0.50612 | 0.54485 | 0.61538 | 0.57954 | 0.53491 | 0.50201 | 0.45277 | 0.4861 | 0.45781 | 0.44082 | 0.40797
6624 | 2004-10-03 | 00:00 | 0.46896 | 0.50201 | 0.46896 | 0.50612 | 0.57954 | 0.5393 | 0.48839 | 0.46799 | 0.42765 | 0.45277 | 0.47118 | 0.44648 | 0.41406
6625 | 2004-10-03 | 01:00 | 0.44512 | 0.46799 | 0.44512 | 0.46896 | 0.5393 | 0.50093 | 0.44995 | 0.44321 | 0.41144 | 0.42765 | 0.49643 | 0.45472 | 0.42773
6626 | 2004-10-03 | 02:00 | 0.42663 | 0.44321 | 0.42663 | 0.44512 | 0.50093 | 0.47455 | 0.42536 | 0.42749 | 0.40178 | 0.41144 | 0.52837 | 0.47395 | 0.43783
6627 | 2004-10-03 | 03:00 | 0.41658 | 0.42749 | 0.41658 | 0.42663 | 0.47455 | 0.45697 | 0.41076 | 0.41687 | 0.39452 | 0.40178 | 0.56675 | 0.5057 | 0.47181
6628 | 2004-10-03 | 04:00 | 0.41267 | 0.41687 | 0.41267 | 0.41658 | 0.45697 | 0.44515 | 0.40392 | 0.41223 | 0.39367 | 0.39452 | 0.58855 | 0.53998 | 0.50685
6629 | 2004-10-03 | 05:00 | 0.41595 | 0.41223 | 0.41595 | 0.41267 | 0.44515 | 0.43808 | 0.40226 | 0.41356 | 0.39771 | 0.39367 | 0.59488 | 0.56658 | 0.53449
6630 | 2004-10-03 | 06:00 | 0.42837 | 0.41356 | 0.42837 | 0.41595 | 0.43808 | 0.44185 | 0.40861 | 0.42399 | 0.40902 | 0.39771 | 0.59542 | 0.59527 | 0.55179
6631 | 2004-10-03 | 07:00 | 0.44196 | 0.42399 | 0.44196 | 0.42837 | 0.44185 | 0.45412 | 0.42553 | 0.43346 | 0.41786 | 0.40902 | 0.59206 | 0.61781 | 0.5612
6632 | 2004-10-03 | 08:00 | 0.47619 | 0.43346 | 0.47619 | 0.44196 | 0.45412 | 0.46798 | 0.45277 | 0.45435 | 0.44017 | 0.41786 | 0.58778 | 0.63853 | 0.57014
6633 | 2004-10-03 | 09:00 | 0.50726 | 0.45435 | 0.50726 | 0.47619 | 0.46798 | 0.50582 | 0.50004 | 0.48651 | 0.46042 | 0.44017 | 0.58384 | 0.65465 | 0.57775
6634 | 2004-10-03 | 10:00 | 0.52252 | 0.48651 | 0.52252 | 0.50726 | 0.50582 | 0.53849 | 0.53624 | 0.52252 | 0.47173 | 0.46042 | 0.58868 | 0.66513 | 0.58625
6635 | 2004-10-03 | 11:00 | 0.53466 | 0.52252 | 0.53466 | 0.52252 | 0.53849 | 0.55868 | 0.55312 | 0.5593 | 0.4845 | 0.47173 | 0.5956 | 0.67011 | 0.58991
6636 | 2004-10-03 | 12:00 | 0.53917 | 0.5593 | 0.53917 | 0.53466 | 0.55868 | 0.56899 | 0.55979 | 0.59731 | 0.50107 | 0.4845 | 0.6042 | 0.66715 | 0.58799
6637 | 2004-10-03 | 13:00 | 0.5385 | 0.59731 | 0.5385 | 0.53917 | 0.56899 | 0.57279 | 0.56079 | 0.62703 | 0.51459 | 0.50107 | 0.62278 | 0.67512 | 0.60211
6638 | 2004-10-03 | 14:00 | 0.5381 | 0.62703 | 0.5381 | 0.5385 | 0.57279 | 0.57187 | 0.55507 | 0.64925 | 0.52686 | 0.51459 | 0.65363 | 0.67243 | 0.64048
6639 | 2004-10-03 | 15:00 | 0.53907 | 0.64925 | 0.53907 | 0.5381 | 0.57187 | 0.56948 | 0.55565 | 0.66048 | 0.54018 | 0.52686 | 0.63499 | 0.64097 | 0.62315
6640 | 2004-10-03 | 16:00 | 0.54693 | 0.66048 | 0.54693 | 0.53907 | 0.56948 | 0.56839 | 0.54893 | 0.66258 | 0.55033 | 0.54018 | 0.59302 | 0.59372 | 0.58485
6641 | 2004-10-03 | 17:00 | 0.55268 | 0.66258 | 0.55268 | 0.54693 | 0.56839 | 0.57342 | 0.55992 | 0.65843 | 0.55754 | 0.55033 | 0.54048 | 0.54122 | 0.5325
6642 | 2004-10-03 | 18:00 | 0.56292 | 0.65843 | 0.56292 | 0.55268 | 0.57342 | 0.58221 | 0.57767 | 0.64415 | 0.55483 | 0.55754 | 0.49768 | 0.49509 | 0.48262
6643 | 2004-10-03 | 19:00 | 0.59783 | 0.64415 | 0.59783 | 0.56292 | 0.58221 | 0.60187 | 0.61088 | 0.64891 | 0.57065 | 0.55483 | 0.47322 | 0.4672 | 0.44825
6644 | 2004-10-03 | 20:00 | 0.5918 | 0.64891 | 0.5918 | 0.59783 | 0.60187 | 0.63933 | 0.63688 | 0.64263 | 0.56993 | 0.57065 | 0.46109 | 0.45178 | 0.43005
6645 | 2004-10-03 | 21:00 | 0.56264 | 0.64263 | 0.56264 | 0.5918 | 0.63933 | 0.62681 | 0.61353 | 0.61262 | 0.54376 | 0.56993 | 0.45739 | 0.44304 | 0.42138
6646 | 2004-10-03 | 22:00 | 0.52264 | 0.61262 | 0.52264 | 0.56264 | 0.62681 | 0.59434 | 0.56742 | 0.56581 | 0.50589 | 0.54376 | 0.46117 | 0.44458 | 0.41965
6647 | 2004-10-03 | 23:00 | 0.47982 | 0.56581 | 0.47982 | 0.52264 | 0.59434 | 0.55084 | 0.50954 | 0.51387 | 0.46423 | 0.50589 | 0.48219 | 0.4595 | 0.43093
6648 | 2004-10-04 | 00:00 | 0.44876 | 0.51387 | 0.44876 | 0.47982 | 0.55084 | 0.50589 | 0.45911 | 0.4764 | 0.43757 | 0.46423 | 0.53854 | 0.50102 | 0.4658
6649 | 2004-10-04 | 01:00 | 0.43193 | 0.4764 | 0.43193 | 0.44876 | 0.50589 | 0.47104 | 0.42723 | 0.45263 | 0.42298 | 0.43757 | 0.62477 | 0.54087 | 0.53437
6650 | 2004-10-04 | 02:00 | 0.42395 | 0.45263 | 0.42395 | 0.43193 | 0.47104 | 0.4525 | 0.4111 | 0.44012 | 0.4133 | 0.42298 | 0.66592 | 0.56341 | 0.5862
6651 | 2004-10-04 | 03:00 | 0.42267 | 0.44012 | 0.42267 | 0.42395 | 0.4525 | 0.44283 | 0.40392 | 0.43399 | 0.41098 | 0.4133 | 0.6684 | 0.58535 | 0.61809
6652 | 2004-10-04 | 04:00 | 0.43255 | 0.43399 | 0.43255 | 0.42267 | 0.44283 | 0.43805 | 0.4038 | 0.43911 | 0.41634 | 0.41098 | 0.66581 | 0.60822 | 0.64878
6653 | 2004-10-04 | 05:00 | 0.47111 | 0.43911 | 0.47111 | 0.43255 | 0.43805 | 0.44441 | 0.4174 | 0.46492 | 0.44025 | 0.41634 | 0.66448 | 0.63178 | 0.67204
6654 | 2004-10-04 | 06:00 | 0.54785 | 0.46492 | 0.54785 | 0.47111 | 0.44441 | 0.47849 | 0.46442 | 0.51982 | 0.49223 | 0.44025 | 0.66286 | 0.65342 | 0.68671
6655 | 2004-10-04 | 07:00 | 0.58959 | 0.51982 | 0.58959 | 0.54785 | 0.47849 | 0.55555 | 0.56033 | 0.54713 | 0.52485 | 0.49223 | 0.66182 | 0.67397 | 0.69287
6656 | 2004-10-04 | 08:00 | 0.60373 | 0.54713 | 0.60373 | 0.58959 | 0.55555 | 0.614 | 0.61789 | 0.55563 | 0.53533 | 0.52485 | 0.66403 | 0.69365 | 0.70434
6657 | 2004-10-04 | 09:00 | 0.61899 | 0.55563 | 0.61899 | 0.60373 | 0.614 | 0.64464 | 0.63899 | 0.58323 | 0.55022 | 0.53533 | 0.66094 | 0.70822 | 0.7083
6658 | 2004-10-04 | 10:00 | 0.63486 | 0.58323 | 0.63486 | 0.61899 | 0.64464 | 0.66665 | 0.65413 | 0.61372 | 0.56486 | 0.55022 | 0.65762 | 0.71629 | 0.70833
6659 | 2004-10-04 | 11:00 | 0.64344 | 0.61372 | 0.64344 | 0.63486 | 0.66665 | 0.68456 | 0.66786 | 0.64159 | 0.57586 | 0.56486 | 0.6578 | 0.71557 | 0.69888
6660 | 2004-10-04 | 12:00 | 0.64695 | 0.64159 | 0.64695 | 0.64344 | 0.68456 | 0.6879 | 0.67233 | 0.66202 | 0.58382 | 0.57586 | 0.65927 | 0.70354 | 0.68043
6661 | 2004-10-04 | 13:00 | 0.65102 | 0.66202 | 0.65102 | 0.64695 | 0.6879 | 0.68839 | 0.67179 | 0.68252 | 0.596 | 0.58382 | 0.67667 | 0.71143 | 0.67595
6662 | 2004-10-04 | 14:00 | 0.65129 | 0.68252 | 0.65129 | 0.65102 | 0.68839 | 0.69535 | 0.67445 | 0.69738 | 0.60149 | 0.596 | 0.70308 | 0.70219 | 0.70066
6663 | 2004-10-04 | 15:00 | 0.65288 | 0.69738 | 0.65288 | 0.65129 | 0.69535 | 0.69718 | 0.67034 | 0.70583 | 0.60322 | 0.60149 | 0.67875 | 0.66897 | 0.68027
6664 | 2004-10-04 | 16:00 | 0.65158 | 0.70583 | 0.65158 | 0.65288 | 0.69718 | 0.69493 | 0.66757 | 0.69655 | 0.602 | 0.60322 | 0.63135 | 0.61579 | 0.63164
6665 | 2004-10-04 | 17:00 | 0.65002 | 0.69655 | 0.65002 | 0.65158 | 0.69493 | 0.6975 | 0.66918 | 0.67368 | 0.59258 | 0.602 | 0.57269 | 0.55664 | 0.56497
6666 | 2004-10-04 | 18:00 | 0.65246 | 0.67368 | 0.65246 | 0.65002 | 0.6975 | 0.69817 | 0.67441 | 0.65075 | 0.58376 | 0.59258 | 0.52662 | 0.50922 | 0.50612
6667 | 2004-10-04 | 19:00 | 0.67834 | 0.65075 | 0.67834 | 0.65246 | 0.69817 | 0.70365 | 0.70281 | 0.64891 | 0.59592 | 0.58376 | 0.49564 | 0.47786 | 0.46487
6668 | 2004-10-04 | 20:00 | 0.66289 | 0.64891 | 0.66289 | 0.67834 | 0.70365 | 0.72279 | 0.72242 | 0.63838 | 0.58928 | 0.59592 | 0.48169 | 0.4611 | 0.44196
6669 | 2004-10-04 | 21:00 | 0.62826 | 0.63838 | 0.62826 | 0.66289 | 0.72279 | 0.69936 | 0.68863 | 0.60182 | 0.56084 | 0.58928 | 0.47724 | 0.45323 | 0.43037
6670 | 2004-10-04 | 22:00 | 0.56777 | 0.60182 | 0.56777 | 0.62826 | 0.69936 | 0.65705 | 0.63389 | 0.54974 | 0.51936 | 0.56084 | 0.47676 | 0.45029 | 0.4259
6671 | 2004-10-04 | 23:00 | 0.51617 | 0.54974 | 0.51617 | 0.56777 | 0.65705 | 0.5973 | 0.56029 | 0.49864 | 0.47412 | 0.51936 | 0.49598 | 0.46274 | 0.43504
6672 | 2004-10-05 | 00:00 | 0.47845 | 0.49864 | 0.47845 | 0.51617 | 0.5973 | 0.53617 | 0.49739 | 0.46154 | 0.4437 | 0.47412 | 0.55009 | 0.50573 | 0.46884
6673 | 2004-10-05 | 01:00 | 0.45378 | 0.46154 | 0.45378 | 0.47845 | 0.53617 | 0.49165 | 0.45447 | 0.44152 | 0.42811 | 0.4437 | 0.63465 | 0.54593 | 0.53929
6674 | 2004-10-05 | 02:00 | 0.44147 | 0.44152 | 0.44147 | 0.45378 | 0.49165 | 0.46872 | 0.43183 | 0.42694 | 0.41732 | 0.42811 | 0.67212 | 0.56259 | 0.58876
6675 | 2004-10-05 | 03:00 | 0.43661 | 0.42694 | 0.43661 | 0.44147 | 0.46872 | 0.45563 | 0.42171 | 0.41989 | 0.41268 | 0.41732 | 0.66701 | 0.58027 | 0.62045
6676 | 2004-10-05 | 04:00 | 0.44457 | 0.41989 | 0.44457 | 0.43661 | 0.45563 | 0.45088 | 0.41815 | 0.42325 | 0.41739 | 0.41268 | 0.65996 | 0.60022 | 0.64779
6677 | 2004-10-05 | 05:00 | 0.48118 | 0.42325 | 0.48118 | 0.44457 | 0.45088 | 0.45574 | 0.42752 | 0.44889 | 0.44104 | 0.41739 | 0.65727 | 0.62217 | 0.66615
6678 | 2004-10-05 | 06:00 | 0.55452 | 0.44889 | 0.55452 | 0.48118 | 0.45574 | 0.48676 | 0.47218 | 0.50433 | 0.49368 | 0.44104 | 0.65413 | 0.63918 | 0.68134
6679 | 2004-10-05 | 07:00 | 0.59123 | 0.50433 | 0.59123 | 0.55452 | 0.48676 | 0.56223 | 0.5656 | 0.53053 | 0.52485 | 0.49368 | 0.65549 | 0.65778 | 0.69184
6680 | 2004-10-05 | 08:00 | 0.60109 | 0.53053 | 0.60109 | 0.59123 | 0.56223 | 0.61636 | 0.62166 | 0.53094 | 0.529 | 0.52485 | 0.65932 | 0.67679 | 0.71082
6681 | 2004-10-05 | 09:00 | 0.60953 | 0.53094 | 0.60953 | 0.60109 | 0.61636 | 0.64172 | 0.63866 | 0.53094 | 0.53948 | 0.529 | 0.659 | 0.68837 | 0.71745
6682 | 2004-10-05 | 10:00 | 0.61771 | 0.53094 | 0.61771 | 0.60953 | 0.64172 | 0.65765 | 0.64741 | 0.55415 | 0.55156 | 0.53948 | 0.65983 | 0.69253 | 0.71952
6683 | 2004-10-05 | 11:00 | 0.61968 | 0.55415 | 0.61968 | 0.61771 | 0.65765 | 0.66683 | 0.65504 | 0.57958 | 0.56158 | 0.55156 | 0.65876 | 0.68961 | 0.71276
6684 | 2004-10-05 | 12:00 | 0.61828 | 0.57958 | 0.61828 | 0.61968 | 0.66683 | 0.66743 | 0.65757 | 0.59417 | 0.57305 | 0.56158 | 0.66193 | 0.68625 | 0.69325
6685 | 2004-10-05 | 13:00 | 0.61961 | 0.59417 | 0.61961 | 0.61828 | 0.66743 | 0.66549 | 0.65351 | 0.61073 | 0.58626 | 0.57305 | 0.67622 | 0.69313 | 0.68167
6686 | 2004-10-05 | 14:00 | 0.61386 | 0.61073 | 0.61386 | 0.61961 | 0.66549 | 0.66493 | 0.65347 | 0.62732 | 0.59623 | 0.58626 | 0.69632 | 0.68478 | 0.70558
6687 | 2004-10-05 | 15:00 | 0.61375 | 0.62732 | 0.61375 | 0.61386 | 0.66493 | 0.65966 | 0.64832 | 0.64157 | 0.60211 | 0.59623 | 0.67955 | 0.65644 | 0.6846
6688 | 2004-10-05 | 16:00 | 0.61328 | 0.64157 | 0.61328 | 0.61375 | 0.65966 | 0.65797 | 0.64501 | 0.65012 | 0.60255 | 0.60211 | 0.63153 | 0.6059 | 0.63795
6689 | 2004-10-05 | 17:00 | 0.61433 | 0.65012 | 0.61433 | 0.61328 | 0.65797 | 0.66226 | 0.64841 | 0.64166 | 0.59386 | 0.60255 | 0.57247 | 0.55014 | 0.57198
6690 | 2004-10-05 | 18:00 | 0.62199 | 0.64166 | 0.62199 | 0.61433 | 0.66226 | 0.66289 | 0.65633 | 0.62795 | 0.58379 | 0.59386 | 0.52507 | 0.50222 | 0.50797
6691 | 2004-10-05 | 19:00 | 0.65634 | 0.62795 | 0.65634 | 0.62199 | 0.66289 | 0.6752 | 0.68759 | 0.63997 | 0.60095 | 0.58379 | 0.4951 | 0.47542 | 0.46715
6692 | 2004-10-05 | 20:00 | 0.64516 | 0.63997 | 0.64516 | 0.65634 | 0.6752 | 0.70591 | 0.70804 | 0.63553 | 0.59332 | 0.60095 | 0.48046 | 0.45808 | 0.44574
6693 | 2004-10-05 | 21:00 | 0.61095 | 0.63553 | 0.61095 | 0.64516 | 0.70591 | 0.68864 | 0.68241 | 0.60527 | 0.56364 | 0.59332 | 0.47176 | 0.4479 | 0.43175
6694 | 2004-10-05 | 22:00 | 0.55602 | 0.60527 | 0.55602 | 0.61095 | 0.68864 | 0.64861 | 0.62801 | 0.55935 | 0.51998 | 0.56364 | 0.47365 | 0.44722 | 0.42723
6695 | 2004-10-05 | 23:00 | 0.50869 | 0.55935 | 0.50869 | 0.55602 | 0.64861 | 0.59294 | 0.55967 | 0.50265 | 0.47582 | 0.51998 | 0.48954 | 0.46217 | 0.43533
6696 | 2004-10-06 | 00:00 | 0.47302 | 0.50265 | 0.47302 | 0.50869 | 0.59294 | 0.53448 | 0.5005 | 0.46686 | 0.44566 | 0.47582 | 0.54115 | 0.50147 | 0.46847
6697 | 2004-10-06 | 01:00 | 0.45456 | 0.46686 | 0.45456 | 0.47302 | 0.53448 | 0.49186 | 0.45837 | 0.44269 | 0.42863 | 0.44566 | 0.62012 | 0.54421 | 0.537
6698 | 2004-10-06 | 02:00 | 0.44609 | 0.44269 | 0.44609 | 0.45456 | 0.49186 | 0.46942 | 0.43975 | 0.4294 | 0.41966 | 0.42863 | 0.65738 | 0.56052 | 0.58295
6699 | 2004-10-06 | 03:00 | 0.44441 | 0.4294 | 0.44441 | 0.44609 | 0.46942 | 0.45658 | 0.43079 | 0.42161 | 0.4149 | 0.41966 | 0.65693 | 0.58055 | 0.61566
6700 | 2004-10-06 | 04:00 | 0.45491 | 0.42161 | 0.45491 | 0.44441 | 0.45658 | 0.4519 | 0.42918 | 0.42375 | 0.41788 | 0.4149 | 0.65828 | 0.59978 | 0.64826
6701 | 2004-10-06 | 05:00 | 0.49567 | 0.42375 | 0.49567 | 0.45491 | 0.4519 | 0.4569 | 0.44079 | 0.45143 | 0.43978 | 0.41788 | 0.65999 | 0.62047 | 0.67514
6702 | 2004-10-06 | 06:00 | 0.57601 | 0.45143 | 0.57601 | 0.49567 | 0.4569 | 0.48999 | 0.48719 | 0.50494 | 0.49236 | 0.43978 | 0.66076 | 0.64229 | 0.6979
6703 | 2004-10-06 | 07:00 | 0.61383 | 0.50494 | 0.61383 | 0.57601 | 0.48999 | 0.56913 | 0.58695 | 0.52983 | 0.52369 | 0.49236 | 0.65884 | 0.65719 | 0.71606
6704 | 2004-10-06 | 08:00 | 0.61983 | 0.52983 | 0.61983 | 0.61383 | 0.56913 | 0.62262 | 0.64264 | 0.53141 | 0.52681 | 0.52369 | 0.66017 | 0.67636 | 0.73772
6705 | 2004-10-06 | 09:00 | 0.6221 | 0.53141 | 0.6221 | 0.61983 | 0.62262 | 0.64619 | 0.6577 | 0.55155 | 0.53943 | 0.52681 | 0.65828 | 0.68645 | 0.74977
6706 | 2004-10-06 | 10:00 | 0.62605 | 0.55155 | 0.62605 | 0.6221 | 0.64619 | 0.65987 | 0.66164 | 0.57922 | 0.55154 | 0.53943 | 0.65373 | 0.69183 | 0.75239
6707 | 2004-10-06 | 11:00 | 0.62511 | 0.57922 | 0.62511 | 0.62605 | 0.65987 | 0.66817 | 0.66553 | 0.60742 | 0.56233 | 0.55154 | 0.65309 | 0.69484 | 0.74299
6708 | 2004-10-06 | 12:00 | 0.62197 | 0.60742 | 0.62197 | 0.62511 | 0.66817 | 0.67165 | 0.66433 | 0.63643 | 0.57091 | 0.56233 | 0.65559 | 0.68966 | 0.71719
6709 | 2004-10-06 | 13:00 | 0.62362 | 0.63643 | 0.62362 | 0.62197 | 0.67165 | 0.66887 | 0.65894 | 0.66212 | 0.58139 | 0.57091 | 0.67718 | 0.69544 | 0.70439
6710 | 2004-10-06 | 14:00 | 0.62063 | 0.66212 | 0.62063 | 0.62362 | 0.66887 | 0.66697 | 0.65911 | 0.67397 | 0.58887 | 0.58139 | 0.69437 | 0.68976 | 0.72753
6711 | 2004-10-06 | 15:00 | 0.61809 | 0.67397 | 0.61809 | 0.62063 | 0.66697 | 0.66507 | 0.65322 | 0.68033 | 0.59188 | 0.58887 | 0.67279 | 0.65676 | 0.70159
6712 | 2004-10-06 | 16:00 | 0.61717 | 0.68033 | 0.61717 | 0.61809 | 0.66507 | 0.66352 | 0.64907 | 0.68875 | 0.59477 | 0.59188 | 0.62799 | 0.6079 | 0.65409
6713 | 2004-10-06 | 17:00 | 0.61684 | 0.68875 | 0.61684 | 0.61717 | 0.66352 | 0.66549 | 0.65164 | 0.68043 | 0.58843 | 0.59477 | 0.5705 | 0.5534 | 0.58429
6714 | 2004-10-06 | 18:00 | 0.62643 | 0.68043 | 0.62643 | 0.61684 | 0.66549 | 0.66644 | 0.65803 | 0.66222 | 0.58755 | 0.58843 | 0.52688 | 0.5057 | 0.52061
6715 | 2004-10-06 | 19:00 | 0.65816 | 0.66222 | 0.65816 | 0.62643 | 0.66644 | 0.67837 | 0.69079 | 0.66637 | 0.60108 | 0.58755 | 0.49627 | 0.47741 | 0.47628
6716 | 2004-10-06 | 20:00 | 0.64462 | 0.66637 | 0.64462 | 0.65816 | 0.67837 | 0.70302 | 0.70866 | 0.66053 | 0.59574 | 0.60108 | 0.48172 | 0.46042 | 0.45298
6717 | 2004-10-06 | 21:00 | 0.61401 | 0.66053 | 0.61401 | 0.64462 | 0.70302 | 0.6815 | 0.68013 | 0.62563 | 0.57189 | 0.59574 | 0.4737 | 0.44966 | 0.43824
6718 | 2004-10-06 | 22:00 | 0.55833 | 0.62563 | 0.55833 | 0.61401 | 0.6815 | 0.64372 | 0.62991 | 0.57719 | 0.53222 | 0.57189 | 0.4736 | 0.44989 | 0.43228
6719 | 2004-10-06 | 23:00 | 0.50904 | 0.57719 | 0.50904 | 0.55833 | 0.64372 | 0.58854 | 0.56013 | 0.5244 | 0.48819 | 0.53222 | 0.48925 | 0.46511 | 0.44115
6720 | 2004-10-07 | 00:00 | 0.47282 | 0.5244 | 0.47282 | 0.50904 | 0.58854 | 0.5304 | 0.50025 | 0.48577 | 0.45962 | 0.48819 | 0.54181 | 0.5066 | 0.47398
6721 | 2004-10-07 | 01:00 | 0.45451 | 0.48577 | 0.45451 | 0.47282 | 0.5304 | 0.4857 | 0.46077 | 0.46299 | 0.44429 | 0.45962 | 0.62299 | 0.54376 | 0.54267
6722 | 2004-10-07 | 02:00 | 0.44662 | 0.46299 | 0.44662 | 0.45451 | 0.4857 | 0.46298 | 0.43987 | 0.448 | 0.43275 | 0.44429 | 0.66068 | 0.56062 | 0.5894
6723 | 2004-10-07 | 03:00 | 0.44507 | 0.448 | 0.44507 | 0.44662 | 0.46298 | 0.45057 | 0.4269 | 0.44227 | 0.42834 | 0.43275 | 0.66033 | 0.58035 | 0.61956
6724 | 2004-10-07 | 04:00 | 0.45356 | 0.44227 | 0.45356 | 0.44507 | 0.45057 | 0.44582 | 0.42383 | 0.44662 | 0.43174 | 0.42834 | 0.65775 | 0.5987 | 0.65131
6725 | 2004-10-07 | 05:00 | 0.49385 | 0.44662 | 0.49385 | 0.45356 | 0.44582 | 0.45176 | 0.43498 | 0.47345 | 0.45382 | 0.43174 | 0.65834 | 0.62301 | 0.68563
6726 | 2004-10-07 | 06:00 | 0.57008 | 0.47345 | 0.57008 | 0.49385 | 0.45176 | 0.48412 | 0.48047 | 0.53254 | 0.5065 | 0.45382 | 0.65418 | 0.64249 | 0.70982
6727 | 2004-10-07 | 07:00 | 0.60773 | 0.53254 | 0.60773 | 0.57008 | 0.48412 | 0.56164 | 0.57572 | 0.56098 | 0.5445 | 0.5065 | 0.65251 | 0.66137 | 0.72312
6728 | 2004-10-07 | 08:00 | 0.61537 | 0.56098 | 0.61537 | 0.60773 | 0.56164 | 0.61573 | 0.63186 | 0.56051 | 0.55342 | 0.5445 | 0.65163 | 0.68209 | 0.74361
6729 | 2004-10-07 | 09:00 | 0.62267 | 0.56051 | 0.62267 | 0.61537 | 0.61573 | 0.64186 | 0.64837 | 0.5784 | 0.5664 | 0.55342 | 0.65301 | 0.69557 | 0.75345
6730 | 2004-10-07 | 10:00 | 0.63387 | 0.5784 | 0.63387 | 0.62267 | 0.64186 | 0.66156 | 0.6577 | 0.60061 | 0.5789 | 0.5664 | 0.65227 | 0.70441 | 0.75607
6731 | 2004-10-07 | 11:00 | 0.63895 | 0.60061 | 0.63895 | 0.63387 | 0.66156 | 0.67548 | 0.66873 | 0.61819 | 0.58974 | 0.5789 | 0.65166 | 0.70344 | 0.75017
6732 | 2004-10-07 | 12:00 | 0.63835 | 0.61819 | 0.63835 | 0.63895 | 0.67548 | 0.68252 | 0.67229 | 0.63181 | 0.59023 | 0.58974 | 0.6541 | 0.69472 | 0.72664
6733 | 2004-10-07 | 13:00 | 0.64586 | 0.63181 | 0.64586 | 0.63835 | 0.68252 | 0.68498 | 0.67291 | 0.64795 | 0.595 | 0.59023 | 0.67186 | 0.69998 | 0.7143
6734 | 2004-10-07 | 14:00 | 0.64683 | 0.64795 | 0.64683 | 0.64586 | 0.68498 | 0.69089 | 0.67764 | 0.66188 | 0.59783 | 0.595 | 0.68972 | 0.69086 | 0.73178
6735 | 2004-10-07 | 15:00 | 0.64494 | 0.66188 | 0.64494 | 0.64683 | 0.69089 | 0.69124 | 0.67544 | 0.66681 | 0.60108 | 0.59783 | 0.6668 | 0.65741 | 0.70442
6736 | 2004-10-07 | 16:00 | 0.64574 | 0.66681 | 0.64574 | 0.64494 | 0.69124 | 0.69194 | 0.67188 | 0.6667 | 0.60401 | 0.60108 | 0.62597 | 0.61076 | 0.65075
6737 | 2004-10-07 | 17:00 | 0.64058 | 0.6667 | 0.64058 | 0.64574 | 0.69194 | 0.69324 | 0.67055 | 0.65529 | 0.59657 | 0.60401 | 0.57367 | 0.55328 | 0.58284
6738 | 2004-10-07 | 18:00 | 0.64633 | 0.65529 | 0.64633 | 0.64058 | 0.69324 | 0.68902 | 0.67171 | 0.63951 | 0.5917 | 0.59657 | 0.52747 | 0.50648 | 0.51464
6739 | 2004-10-07 | 19:00 | 0.66943 | 0.63951 | 0.66943 | 0.64633 | 0.68902 | 0.69465 | 0.70095 | 0.64495 | 0.6036 | 0.5917 | 0.49846 | 0.47798 | 0.47275
6740 | 2004-10-07 | 20:00 | 0.65507 | 0.64495 | 0.65507 | 0.66943 | 0.69465 | 0.71565 | 0.71533 | 0.63867 | 0.59899 | 0.6036 | 0.48395 | 0.46007 | 0.4501
6741 | 2004-10-07 | 21:00 | 0.61807 | 0.63867 | 0.61807 | 0.65507 | 0.71565 | 0.69437 | 0.68652 | 0.61047 | 0.57454 | 0.59899 | 0.47645 | 0.44976 | 0.43731
6742 | 2004-10-07 | 22:00 | 0.56369 | 0.61047 | 0.56369 | 0.61807 | 0.69437 | 0.65385 | 0.63394 | 0.5682 | 0.53641 | 0.57454 | 0.47679 | 0.44882 | 0.43156
6743 | 2004-10-07 | 23:00 | 0.51115 | 0.5682 | 0.51115 | 0.56369 | 0.65385 | 0.596 | 0.56303 | 0.51793 | 0.49321 | 0.53641 | 0.49361 | 0.46184 | 0.44029
6744 | 2004-10-08 | 00:00 | 0.47088 | 0.51793 | 0.47088 | 0.51115 | 0.596 | 0.53691 | 0.49925 | 0.48043 | 0.46096 | 0.49321 | 0.53801 | 0.50232 | 0.47194
6745 | 2004-10-08 | 01:00 | 0.45098 | 0.48043 | 0.45098 | 0.47088 | 0.53691 | 0.49443 | 0.457 | 0.45898 | 0.44341 | 0.46096 | 0.6058 | 0.5387 | 0.53622
6746 | 2004-10-08 | 02:00 | 0.44074 | 0.45898 | 0.44074 | 0.45098 | 0.49443 | 0.46865 | 0.43569 | 0.44686 | 0.43105 | 0.44341 | 0.64444 | 0.55918 | 0.58252
6747 | 2004-10-08 | 03:00 | 0.43664 | 0.44686 | 0.43664 | 0.44074 | 0.46865 | 0.45609 | 0.42544 | 0.44133 | 0.4252 | 0.43105 | 0.65751 | 0.57965 | 0.61466
6748 | 2004-10-08 | 04:00 | 0.44483 | 0.44133 | 0.44483 | 0.43664 | 0.45609 | 0.45008 | 0.42105 | 0.44532 | 0.43105 | 0.4252 | 0.66467 | 0.601 | 0.64843
6749 | 2004-10-08 | 05:00 | 0.48036 | 0.44532 | 0.48036 | 0.44483 | 0.45008 | 0.45405 | 0.43096 | 0.46517 | 0.4547 | 0.43105 | 0.66869 | 0.62271 | 0.68299
6750 | 2004-10-08 | 06:00 | 0.5541 | 0.46517 | 0.5541 | 0.48036 | 0.45405 | 0.48486 | 0.47363 | 0.52826 | 0.50754 | 0.4547 | 0.6689 | 0.64319 | 0.70573
6751 | 2004-10-08 | 07:00 | 0.59514 | 0.52826 | 0.59514 | 0.5541 | 0.48486 | 0.5609 | 0.56299 | 0.55952 | 0.546 | 0.50754 | 0.66959 | 0.66416 | 0.72167
6752 | 2004-10-08 | 08:00 | 0.60978 | 0.55952 | 0.60978 | 0.59514 | 0.5609 | 0.61724 | 0.6215 | 0.56207 | 0.55414 | 0.546 | 0.66784 | 0.68234 | 0.74361
6753 | 2004-10-08 | 09:00 | 0.62535 | 0.56207 | 0.62535 | 0.60978 | 0.61724 | 0.64991 | 0.64389 | 0.58031 | 0.56488 | 0.55414 | 0.66635 | 0.70095 | 0.74894
6754 | 2004-10-08 | 10:00 | 0.64096 | 0.58031 | 0.64096 | 0.62535 | 0.64991 | 0.67798 | 0.6618 | 0.60247 | 0.57805 | 0.56488 | 0.66664 | 0.70605 | 0.74782
6755 | 2004-10-08 | 11:00 | 0.64766 | 0.60247 | 0.64766 | 0.64096 | 0.67798 | 0.69637 | 0.67694 | 0.62189 | 0.58979 | 0.57805 | 0.66507 | 0.70286 | 0.73889
6756 | 2004-10-08 | 12:00 | 0.65184 | 0.62189 | 0.65184 | 0.64766 | 0.69637 | 0.70615 | 0.68382 | 0.64203 | 0.60123 | 0.58979 | 0.66914 | 0.68685 | 0.71387
6757 | 2004-10-08 | 13:00 | 0.65766 | 0.64203 | 0.65766 | 0.65184 | 0.70615 | 0.70925 | 0.68423 | 0.66443 | 0.61396 | 0.60123 | 0.67654 | 0.68284 | 0.69714
6758 | 2004-10-08 | 14:00 | 0.65714 | 0.66443 | 0.65714 | 0.65766 | 0.70925 | 0.71252 | 0.69083 | 0.68402 | 0.62372 | 0.61396 | 0.6705 | 0.66775 | 0.70423
6759 | 2004-10-08 | 15:00 | 0.65318 | 0.68402 | 0.65318 | 0.65714 | 0.71252 | 0.71097 | 0.6837 | 0.69861 | 0.62601 | 0.62372 | 0.6532 | 0.63873 | 0.67698
6760 | 2004-10-08 | 16:00 | 0.64756 | 0.69861 | 0.64756 | 0.65318 | 0.71097 | 0.70907 | 0.67644 | 0.70899 | 0.62702 | 0.62601 | 0.61937 | 0.59801 | 0.63247
6761 | 2004-10-08 | 17:00 | 0.63628 | 0.70899 | 0.63628 | 0.64756 | 0.70907 | 0.70362 | 0.6703 | 0.69827 | 0.61586 | 0.62702 | 0.57828 | 0.55193 | 0.57598
6762 | 2004-10-08 | 18:00 | 0.63595 | 0.69827 | 0.63595 | 0.63628 | 0.70362 | 0.68765 | 0.66101 | 0.66676 | 0.59752 | 0.61586 | 0.5412 | 0.51163 | 0.5234
6763 | 2004-10-08 | 19:00 | 0.65113 | 0.66676 | 0.65113 | 0.63595 | 0.68765 | 0.69279 | 0.68477 | 0.65678 | 0.59855 | 0.59752 | 0.50583 | 0.48296 | 0.47849
6764 | 2004-10-08 | 20:00 | 0.63148 | 0.65678 | 0.63148 | 0.65113 | 0.69279 | 0.70503 | 0.68556 | 0.63635 | 0.58701 | 0.59855 | 0.48728 | 0.46319 | 0.45333
6765 | 2004-10-08 | 21:00 | 0.60097 | 0.63635 | 0.60097 | 0.63148 | 0.70503 | 0.67974 | 0.66064 | 0.60448 | 0.56303 | 0.58701 | 0.47618 | 0.44852 | 0.43692
6766 | 2004-10-08 | 22:00 | 0.55844 | 0.60448 | 0.55844 | 0.60097 | 0.67974 | 0.64425 | 0.61789 | 0.56978 | 0.53263 | 0.56303 | 0.47283 | 0.4456 | 0.42771
6767 | 2004-10-08 | 23:00 | 0.51215 | 0.56978 | 0.51215 | 0.55844 | 0.64425 | 0.59769 | 0.56427 | 0.52588 | 0.49241 | 0.53263 | 0.47692 | 0.44946 | 0.42692
6768 | 2004-10-09 | 00:00 | 0.47143 | 0.52588 | 0.47143 | 0.51215 | 0.59769 | 0.54574 | 0.50647 | 0.48531 | 0.46147 | 0.49241 | 0.49561 | 0.46389 | 0.43822
6769 | 2004-10-09 | 01:00 | 0.44607 | 0.48531 | 0.44607 | 0.47143 | 0.54574 | 0.49963 | 0.46069 | 0.45836 | 0.43947 | 0.46147 | 0.52574 | 0.47873 | 0.4624
6770 | 2004-10-09 | 02:00 | 0.43149 | 0.45836 | 0.43149 | 0.44607 | 0.49963 | 0.47283 | 0.43506 | 0.43836 | 0.42556 | 0.43947 | 0.56553 | 0.49729 | 0.48128
6771 | 2004-10-09 | 03:00 | 0.42531 | 0.43836 | 0.42531 | 0.43149 | 0.47283 | 0.45651 | 0.41985 | 0.42585 | 0.41598 | 0.42556 | 0.60164 | 0.53173 | 0.5204
6772 | 2004-10-09 | 04:00 | 0.4242 | 0.42585 | 0.4242 | 0.42531 | 0.45651 | 0.44747 | 0.41317 | 0.42008 | 0.41459 | 0.41598 | 0.62504 | 0.56391 | 0.55626
6773 | 2004-10-09 | 05:00 | 0.43599 | 0.42008 | 0.43599 | 0.4242 | 0.44747 | 0.44529 | 0.41533 | 0.42382 | 0.4192 | 0.41459 | 0.63185 | 0.59068 | 0.58434
6774 | 2004-10-09 | 06:00 | 0.46203 | 0.42382 | 0.46203 | 0.43599 | 0.44529 | 0.45514 | 0.42967 | 0.43711 | 0.43514 | 0.4192 | 0.62829 | 0.61245 | 0.59784
6775 | 2004-10-09 | 07:00 | 0.4876 | 0.43711 | 0.4876 | 0.46203 | 0.45514 | 0.48025 | 0.46177 | 0.45428 | 0.45078 | 0.43514 | 0.61857 | 0.63019 | 0.60365
6776 | 2004-10-09 | 08:00 | 0.52419 | 0.45428 | 0.52419 | 0.4876 | 0.48025 | 0.50874 | 0.49287 | 0.47372 | 0.47054 | 0.45078 | 0.60769 | 0.64533 | 0.60462
6777 | 2004-10-09 | 09:00 | 0.55365 | 0.47372 | 0.55365 | 0.52419 | 0.50874 | 0.55425 | 0.55411 | 0.50021 | 0.49198 | 0.47054 | 0.59747 | 0.65616 | 0.60421
6778 | 2004-10-09 | 10:00 | 0.56664 | 0.50021 | 0.56664 | 0.55365 | 0.55425 | 0.5884 | 0.59011 | 0.52662 | 0.5063 | 0.49198 | 0.59321 | 0.66369 | 0.60192
6779 | 2004-10-09 | 11:00 | 0.56973 | 0.52662 | 0.56973 | 0.56664 | 0.5884 | 0.60497 | 0.60582 | 0.54229 | 0.51233 | 0.5063 | 0.59454 | 0.66007 | 0.59556
6780 | 2004-10-09 | 12:00 | 0.56687 | 0.54229 | 0.56687 | 0.56973 | 0.60497 | 0.61035 | 0.60375 | 0.55031 | 0.51328 | 0.51233 | 0.60263 | 0.65303 | 0.58538
6781 | 2004-10-09 | 13:00 | 0.56003 | 0.55031 | 0.56003 | 0.56687 | 0.61035 | 0.60869 | 0.59591 | 0.55743 | 0.51302 | 0.51328 | 0.62682 | 0.65975 | 0.59983
6782 | 2004-10-09 | 14:00 | 0.55383 | 0.55743 | 0.55383 | 0.56003 | 0.60869 | 0.60286 | 0.58662 | 0.56249 | 0.51333 | 0.51302 | 0.6405 | 0.65011 | 0.62545
6783 | 2004-10-09 | 15:00 | 0.54897 | 0.56249 | 0.54897 | 0.55383 | 0.60286 | 0.59677 | 0.57563 | 0.56652 | 0.51452 | 0.51333 | 0.62238 | 0.62125 | 0.60692
6784 | 2004-10-09 | 16:00 | 0.54746 | 0.56652 | 0.54746 | 0.54897 | 0.59677 | 0.59266 | 0.56875 | 0.56538 | 0.51544 | 0.51452 | 0.59438 | 0.58411 | 0.57603
6785 | 2004-10-09 | 17:00 | 0.55234 | 0.56538 | 0.55234 | 0.54746 | 0.59266 | 0.59459 | 0.57178 | 0.56133 | 0.51534 | 0.51544 | 0.55746 | 0.54234 | 0.53282
6786 | 2004-10-09 | 18:00 | 0.57357 | 0.56133 | 0.57357 | 0.55234 | 0.59459 | 0.60113 | 0.58712 | 0.5522 | 0.51421 | 0.51534 | 0.52159 | 0.50623 | 0.48811
6787 | 2004-10-09 | 19:00 | 0.59489 | 0.5522 | 0.59489 | 0.57357 | 0.60113 | 0.62533 | 0.62552 | 0.56118 | 0.52856 | 0.51421 | 0.49124 | 0.4801 | 0.45083
6788 | 2004-10-09 | 20:00 | 0.58412 | 0.56118 | 0.58412 | 0.59489 | 0.62533 | 0.64538 | 0.63045 | 0.55471 | 0.5231 | 0.52856 | 0.47424 | 0.46134 | 0.42749
6789 | 2004-10-09 | 21:00 | 0.56216 | 0.55471 | 0.56216 | 0.58412 | 0.64538 | 0.62842 | 0.60989 | 0.53399 | 0.50465 | 0.5231 | 0.46553 | 0.44912 | 0.42132
6790 | 2004-10-09 | 22:00 | 0.52977 | 0.53399 | 0.52977 | 0.56216 | 0.62842 | 0.60314 | 0.57829 | 0.50532 | 0.47909 | 0.50465 | 0.463 | 0.44314 | 0.41294
6791 | 2004-10-09 | 23:00 | 0.48902 | 0.50532 | 0.48902 | 0.52977 | 0.60314 | 0.56944 | 0.53968 | 0.47966 | 0.44774 | 0.47909 | 0.46886 | 0.44396 | 0.41065
6792 | 2004-10-10 | 00:00 | 0.45334 | 0.47966 | 0.45334 | 0.48902 | 0.56944 | 0.52886 | 0.49196 | 0.45136 | 0.42368 | 0.44774 | 0.48371 | 0.45136 | 0.42063
6793 | 2004-10-10 | 01:00 | 0.43112 | 0.45136 | 0.43112 | 0.45334 | 0.52886 | 0.49063 | 0.44676 | 0.42851 | 0.40884 | 0.42368 | 0.51134 | 0.45823 | 0.42997
6794 | 2004-10-10 | 02:00 | 0.41698 | 0.42851 | 0.41698 | 0.43112 | 0.49063 | 0.46369 | 0.42217 | 0.41458 | 0.39802 | 0.40884 | 0.54668 | 0.47298 | 0.43665
6795 | 2004-10-10 | 03:00 | 0.40921 | 0.41458 | 0.40921 | 0.41698 | 0.46369 | 0.44828 | 0.40873 | 0.40216 | 0.39274 | 0.39802 | 0.58078 | 0.506 | 0.46021
6796 | 2004-10-10 | 04:00 | 0.4065 | 0.40216 | 0.4065 | 0.40921 | 0.44828 | 0.43907 | 0.40214 | 0.39041 | 0.39071 | 0.39274 | 0.60109 | 0.53425 | 0.48996
6797 | 2004-10-10 | 05:00 | 0.41172 | 0.39041 | 0.41172 | 0.4065 | 0.43907 | 0.43499 | 0.40127 | 0.39282 | 0.39387 | 0.39071 | 0.60244 | 0.5609 | 0.51403
6798 | 2004-10-10 | 06:00 | 0.42711 | 0.39282 | 0.42711 | 0.41172 | 0.43499 | 0.4391 | 0.40948 | 0.40188 | 0.40572 | 0.39387 | 0.59667 | 0.58331 | 0.52906
6799 | 2004-10-10 | 07:00 | 0.44722 | 0.40188 | 0.44722 | 0.42711 | 0.4391 | 0.45183 | 0.42938 | 0.41392 | 0.41974 | 0.40572 | 0.58855 | 0.60157 | 0.53499
6800 | 2004-10-10 | 08:00 | 0.47818 | 0.41392 | 0.47818 | 0.44722 | 0.45183 | 0.47016 | 0.45878 | 0.43227 | 0.43883 | 0.41974 | 0.57793 | 0.61502 | 0.5394
6801 | 2004-10-10 | 09:00 | 0.50712 | 0.43227 | 0.50712 | 0.47818 | 0.47016 | 0.50674 | 0.50348 | 0.45821 | 0.45745 | 0.43883 | 0.57194 | 0.62473 | 0.54391
6802 | 2004-10-10 | 10:00 | 0.52511 | 0.45821 | 0.52511 | 0.50712 | 0.50674 | 0.53994 | 0.5408 | 0.47852 | 0.46882 | 0.45745 | 0.57056 | 0.63064 | 0.54714
6803 | 2004-10-10 | 11:00 | 0.5346 | 0.47852 | 0.5346 | 0.52511 | 0.53994 | 0.56093 | 0.55677 | 0.49723 | 0.47778 | 0.46882 | 0.57516 | 0.63151 | 0.55398
6804 | 2004-10-10 | 12:00 | 0.53711 | 0.49723 | 0.53711 | 0.5346 | 0.56093 | 0.57092 | 0.56436 | 0.51382 | 0.48381 | 0.47778 | 0.58914 | 0.63283 | 0.55376
6805 | 2004-10-10 | 13:00 | 0.53439 | 0.51382 | 0.53439 | 0.53711 | 0.57092 | 0.57412 | 0.56552 | 0.52769 | 0.48628 | 0.48381 | 0.62294 | 0.64902 | 0.57851
6806 | 2004-10-10 | 14:00 | 0.52989 | 0.52769 | 0.52989 | 0.53439 | 0.57412 | 0.57008 | 0.56042 | 0.53742 | 0.48414 | 0.48628 | 0.64838 | 0.64633 | 0.61522
6807 | 2004-10-10 | 15:00 | 0.52845 | 0.53742 | 0.52845 | 0.52989 | 0.57008 | 0.5666 | 0.55299 | 0.54577 | 0.48582 | 0.48414 | 0.63255 | 0.61796 | 0.59854
6808 | 2004-10-10 | 16:00 | 0.53216 | 0.54577 | 0.53216 | 0.52845 | 0.5666 | 0.56491 | 0.551 | 0.55003 | 0.48979 | 0.48582 | 0.59496 | 0.57547 | 0.56551
6809 | 2004-10-10 | 17:00 | 0.54209 | 0.55003 | 0.54209 | 0.53216 | 0.56491 | 0.57092 | 0.55921 | 0.55277 | 0.49818 | 0.48979 | 0.54817 | 0.52635 | 0.51413
6810 | 2004-10-10 | 18:00 | 0.56227 | 0.55277 | 0.56227 | 0.54209 | 0.57092 | 0.58429 | 0.57854 | 0.54742 | 0.50671 | 0.49818 | 0.50516 | 0.48785 | 0.46563
6811 | 2004-10-10 | 19:00 | 0.58228 | 0.54742 | 0.58228 | 0.56227 | 0.58429 | 0.60859 | 0.61594 | 0.55985 | 0.52428 | 0.50671 | 0.48145 | 0.46391 | 0.43222
6812 | 2004-10-10 | 20:00 | 0.57551 | 0.55985 | 0.57551 | 0.58228 | 0.60859 | 0.62027 | 0.61996 | 0.55435 | 0.52248 | 0.52428 | 0.4711 | 0.44877 | 0.41793
6813 | 2004-10-10 | 21:00 | 0.55052 | 0.55435 | 0.55052 | 0.57551 | 0.62027 | 0.60634 | 0.59695 | 0.53208 | 0.5055 | 0.52248 | 0.46798 | 0.44017 | 0.41276
6814 | 2004-10-10 | 22:00 | 0.51483 | 0.53208 | 0.51483 | 0.55052 | 0.60634 | 0.58186 | 0.55436 | 0.49832 | 0.47652 | 0.5055 | 0.47269 | 0.44087 | 0.41076
6815 | 2004-10-10 | 23:00 | 0.47691 | 0.49832 | 0.47691 | 0.51483 | 0.58186 | 0.54767 | 0.50145 | 0.45532 | 0.44107 | 0.47652 | 0.49494 | 0.45616 | 0.42094
6816 | 2004-10-11 | 00:00 | 0.44783 | 0.45532 | 0.44783 | 0.47691 | 0.54767 | 0.50723 | 0.4638 | 0.42242 | 0.41964 | 0.44107 | 0.551 | 0.4938 | 0.44744
6817 | 2004-10-11 | 01:00 | 0.43241 | 0.42242 | 0.43241 | 0.44783 | 0.50723 | 0.47237 | 0.43137 | 0.40357 | 0.40763 | 0.41964 | 0.63782 | 0.52941 | 0.51487
6818 | 2004-10-11 | 02:00 | 0.42517 | 0.40357 | 0.42517 | 0.43241 | 0.47237 | 0.45296 | 0.41367 | 0.39222 | 0.40062 | 0.40763 | 0.68157 | 0.55049 | 0.55672
6819 | 2004-10-11 | 03:00 | 0.42216 | 0.39222 | 0.42216 | 0.42517 | 0.45296 | 0.44128 | 0.40388 | 0.3869 | 0.39897 | 0.40062 | 0.68139 | 0.57295 | 0.59299
6820 | 2004-10-11 | 04:00 | 0.43256 | 0.3869 | 0.43256 | 0.42216 | 0.44128 | 0.43555 | 0.40085 | 0.38983 | 0.40647 | 0.39897 | 0.67399 | 0.59422 | 0.62759
6821 | 2004-10-11 | 05:00 | 0.46727 | 0.38983 | 0.46727 | 0.43256 | 0.43555 | 0.43981 | 0.4089 | 0.40747 | 0.42937 | 0.40647 | 0.66778 | 0.6138 | 0.65662
6822 | 2004-10-11 | 06:00 | 0.53138 | 0.40747 | 0.53138 | 0.46727 | 0.43981 | 0.46488 | 0.44016 | 0.44135 | 0.47938 | 0.42937 | 0.65764 | 0.62867 | 0.67292
6823 | 2004-10-11 | 07:00 | 0.57217 | 0.44135 | 0.57217 | 0.53138 | 0.46488 | 0.51444 | 0.4915 | 0.46903 | 0.51761 | 0.47938 | 0.65083 | 0.63841 | 0.68299
6824 | 2004-10-11 | 08:00 | 0.59512 | 0.46903 | 0.59512 | 0.57217 | 0.51444 | 0.56157 | 0.54723 | 0.47908 | 0.52688 | 0.51761 | 0.64899 | 0.6472 | 0.695
6825 | 2004-10-11 | 09:00 | 0.6114 | 0.47908 | 0.6114 | 0.59512 | 0.56157 | 0.60732 | 0.59293 | 0.50032 | 0.5383 | 0.52688 | 0.64314 | 0.6527 | 0.69998
6826 | 2004-10-11 | 10:00 | 0.62137 | 0.50032 | 0.62137 | 0.6114 | 0.60732 | 0.64049 | 0.6285 | 0.5237 | 0.54832 | 0.5383 | 0.64008 | 0.65649 | 0.70302
6827 | 2004-10-11 | 11:00 | 0.62287 | 0.5237 | 0.62287 | 0.62137 | 0.64049 | 0.65572 | 0.6414 | 0.53795 | 0.54991 | 0.54832 | 0.64005 | 0.65791 | 0.69635
6828 | 2004-10-11 | 12:00 | 0.61898 | 0.53795 | 0.61898 | 0.62287 | 0.65572 | 0.66127 | 0.64293 | 0.55224 | 0.55308 | 0.54991 | 0.64753 | 0.65738 | 0.67976
6829 | 2004-10-11 | 13:00 | 0.61568 | 0.55224 | 0.61568 | 0.61898 | 0.66127 | 0.65797 | 0.6375 | 0.56941 | 0.55259 | 0.55308 | 0.67753 | 0.6735 | 0.68432
6830 | 2004-10-11 | 14:00 | 0.6098 | 0.56941 | 0.6098 | 0.61568 | 0.65797 | 0.65466 | 0.63398 | 0.60293 | 0.54963 | 0.55259 | 0.69371 | 0.668 | 0.70468
6831 | 2004-10-11 | 15:00 | 0.60656 | 0.60293 | 0.60656 | 0.6098 | 0.65466 | 0.64928 | 0.62709 | 0.62531 | 0.55056 | 0.54963 | 0.67122 | 0.63935 | 0.67839
6832 | 2004-10-11 | 16:00 | 0.60455 | 0.62531 | 0.60455 | 0.60656 | 0.64928 | 0.64696 | 0.62291 | 0.63244 | 0.55074 | 0.55056 | 0.62709 | 0.59472 | 0.63171
6833 | 2004-10-11 | 17:00 | 0.60803 | 0.63244 | 0.60803 | 0.60455 | 0.64696 | 0.6502 | 0.62975 | 0.62942 | 0.55208 | 0.55074 | 0.57024 | 0.53998 | 0.56384
6834 | 2004-10-11 | 18:00 | 0.62844 | 0.62942 | 0.62844 | 0.60803 | 0.6502 | 0.65916 | 0.64696 | 0.61271 | 0.55741 | 0.55208 | 0.52321 | 0.49838 | 0.50249
6835 | 2004-10-11 | 19:00 | 0.65734 | 0.61271 | 0.65734 | 0.62844 | 0.65916 | 0.68238 | 0.68602 | 0.62049 | 0.56942 | 0.55741 | 0.49486 | 0.47136 | 0.46379
6836 | 2004-10-11 | 20:00 | 0.64449 | 0.62049 | 0.64449 | 0.65734 | 0.68238 | 0.69729 | 0.69257 | 0.61023 | 0.56205 | 0.56942 | 0.48137 | 0.45714 | 0.44222
6837 | 2004-10-11 | 21:00 | 0.6104 | 0.61023 | 0.6104 | 0.64449 | 0.69729 | 0.67724 | 0.66392 | 0.57419 | 0.53587 | 0.56205 | 0.47597 | 0.44782 | 0.43007
6838 | 2004-10-11 | 22:00 | 0.55806 | 0.57419 | 0.55806 | 0.6104 | 0.67724 | 0.63933 | 0.612 | 0.52406 | 0.49834 | 0.53587 | 0.47631 | 0.44735 | 0.42522
6839 | 2004-10-11 | 23:00 | 0.50754 | 0.52406 | 0.50754 | 0.55806 | 0.63933 | 0.5852 | 0.5442 | 0.46968 | 0.46134 | 0.49834 | 0.49627 | 0.46399 | 0.4337
6840 | 2004-10-12 | 00:00 | 0.47233 | 0.46968 | 0.47233 | 0.50754 | 0.5852 | 0.52872 | 0.48627 | 0.4318 | 0.43427 | 0.46134 | 0.55131 | 0.50767 | 0.46854
6841 | 2004-10-12 | 01:00 | 0.45575 | 0.4318 | 0.45575 | 0.47233 | 0.52872 | 0.48876 | 0.44725 | 0.41102 | 0.41989 | 0.43427 | 0.64048 | 0.54869 | 0.53933
6842 | 2004-10-12 | 02:00 | 0.44712 | 0.41102 | 0.44712 | 0.45575 | 0.48876 | 0.46682 | 0.42793 | 0.39803 | 0.41085 | 0.41989 | 0.67936 | 0.56403 | 0.58421
6843 | 2004-10-12 | 03:00 | 0.44679 | 0.39803 | 0.44679 | 0.44712 | 0.46682 | 0.45373 | 0.41935 | 0.39255 | 0.40802 | 0.41085 | 0.67127 | 0.58132 | 0.61297
6844 | 2004-10-12 | 04:00 | 0.45735 | 0.39255 | 0.45735 | 0.44679 | 0.45373 | 0.44835 | 0.41703 | 0.39603 | 0.41291 | 0.40802 | 0.6615 | 0.60007 | 0.65071
6845 | 2004-10-12 | 05:00 | 0.49509 | 0.39603 | 0.49509 | 0.45735 | 0.44835 | 0.455 | 0.42818 | 0.42187 | 0.43741 | 0.41291 | 0.65589 | 0.61898 | 0.68469
6846 | 2004-10-12 | 06:00 | 0.5766 | 0.42187 | 0.5766 | 0.49509 | 0.455 | 0.48795 | 0.47379 | 0.47847 | 0.48914 | 0.43741 | 0.65001 | 0.63711 | 0.70993
6847 | 2004-10-12 | 07:00 | 0.61836 | 0.47847 | 0.61836 | 0.5766 | 0.48795 | 0.56631 | 0.56929 | 0.50158 | 0.52562 | 0.48914 | 0.65094 | 0.652 | 0.72409
6848 | 2004-10-12 | 08:00 | 0.62316 | 0.50158 | 0.62316 | 0.61836 | 0.56631 | 0.62561 | 0.63037 | 0.50091 | 0.5274 | 0.52562 | 0.6511 | 0.66463 | 0.74181
6849 | 2004-10-12 | 09:00 | 0.62469 | 0.50091 | 0.62469 | 0.62316 | 0.62561 | 0.64721 | 0.64924 | 0.51542 | 0.5335 | 0.5274 | 0.64551 | 0.67634 | 0.75159
6850 | 2004-10-12 | 10:00 | 0.6268 | 0.51542 | 0.6268 | 0.62469 | 0.64721 | 0.66156 | 0.65952 | 0.53145 | 0.53933 | 0.5335 | 0.64348 | 0.68237 | 0.75296
6851 | 2004-10-12 | 11:00 | 0.62521 | 0.53145 | 0.62521 | 0.6268 | 0.66156 | 0.67031 | 0.66757 | 0.54628 | 0.54005 | 0.53933 | 0.64359 | 0.6805 | 0.74008
6852 | 2004-10-12 | 12:00 | 0.62297 | 0.54628 | 0.62297 | 0.62521 | 0.67031 | 0.67263 | 0.66885 | 0.56005 | 0.54041 | 0.54005 | 0.64708 | 0.67706 | 0.71729
6853 | 2004-10-12 | 13:00 | 0.6206 | 0.56005 | 0.6206 | 0.62297 | 0.67263 | 0.66859 | 0.6647 | 0.57963 | 0.54208 | 0.54041 | 0.67412 | 0.69141 | 0.71628
6854 | 2004-10-12 | 14:00 | 0.61714 | 0.57963 | 0.61714 | 0.6206 | 0.66859 | 0.67126 | 0.66259 | 0.59764 | 0.54288 | 0.54208 | 0.69429 | 0.68394 | 0.72672
6855 | 2004-10-12 | 15:00 | 0.61252 | 0.59764 | 0.61252 | 0.61714 | 0.67126 | 0.66827 | 0.65537 | 0.61479 | 0.54319 | 0.54288 | 0.67242 | 0.65328 | 0.69619
6856 | 2004-10-12 | 16:00 | 0.61398 | 0.61479 | 0.61398 | 0.61252 | 0.66827 | 0.66711 | 0.6516 | 0.62643 | 0.54499 | 0.54319 | 0.62938 | 0.60655 | 0.64665
6857 | 2004-10-12 | 17:00 | 0.61563 | 0.62643 | 0.61563 | 0.61398 | 0.66711 | 0.66887 | 0.65479 | 0.62135 | 0.542 | 0.54499 | 0.57388 | 0.55136 | 0.57784
6858 | 2004-10-12 | 18:00 | 0.6358 | 0.62135 | 0.6358 | 0.61563 | 0.66887 | 0.67031 | 0.66657 | 0.60342 | 0.54437 | 0.542 | 0.52933 | 0.50658 | 0.5143
6859 | 2004-10-12 | 19:00 | 0.66072 | 0.60342 | 0.66072 | 0.6358 | 0.67031 | 0.6898 | 0.70385 | 0.61049 | 0.56076 | 0.54437 | 0.49681 | 0.47823 | 0.47084
6860 | 2004-10-12 | 20:00 | 0.6482 | 0.61049 | 0.6482 | 0.66072 | 0.6898 | 0.70643 | 0.71214 | 0.60293 | 0.55664 | 0.56076 | 0.48254 | 0.46035 | 0.447
6861 | 2004-10-12 | 21:00 | 0.61456 | 0.60293 | 0.61456 | 0.6482 | 0.70643 | 0.68442 | 0.67951 | 0.56842 | 0.53355 | 0.55664 | 0.47679 | 0.45335 | 0.43484
6862 | 2004-10-12 | 22:00 | 0.56073 | 0.56842 | 0.56073 | 0.61456 | 0.68442 | 0.64559 | 0.62585 | 0.51808 | 0.49625 | 0.53355 | 0.47905 | 0.45238 | 0.42896
6863 | 2004-10-12 | 23:00 | 0.5116 | 0.51808 | 0.5116 | 0.56073 | 0.64559 | 0.58998 | 0.55702 | 0.46487 | 0.45727 | 0.49625 | 0.49824 | 0.46867 | 0.43734
6864 | 2004-10-13 | 00:00 | 0.47529 | 0.46487 | 0.47529 | 0.5116 | 0.58998 | 0.53484 | 0.50158 | 0.42933 | 0.43079 | 0.45727 | 0.55312 | 0.51111 | 0.4728
6865 | 2004-10-13 | 01:00 | 0.45797 | 0.42933 | 0.45797 | 0.47529 | 0.53484 | 0.49035 | 0.45571 | 0.40991 | 0.41598 | 0.43079 | 0.63971 | 0.55014 | 0.54462
6866 | 2004-10-13 | 02:00 | 0.44861 | 0.40991 | 0.44861 | 0.45797 | 0.49035 | 0.4671 | 0.43407 | 0.39902 | 0.40882 | 0.41598 | 0.67739 | 0.56842 | 0.59298
6867 | 2004-10-13 | 03:00 | 0.44772 | 0.39902 | 0.44772 | 0.44861 | 0.4671 | 0.45356 | 0.42482 | 0.39369 | 0.40637 | 0.40882 | 0.66965 | 0.58506 | 0.62254
6868 | 2004-10-13 | 04:00 | 0.45648 | 0.39369 | 0.45648 | 0.44772 | 0.45356 | 0.44899 | 0.42291 | 0.39688 | 0.41307 | 0.40637 | 0.65671 | 0.60117 | 0.65739
6869 | 2004-10-13 | 05:00 | 0.499 | 0.39688 | 0.499 | 0.45648 | 0.44899 | 0.455 | 0.43502 | 0.42563 | 0.43764 | 0.41307 | 0.65629 | 0.61664 | 0.6893
6870 | 2004-10-13 | 06:00 | 0.57822 | 0.42563 | 0.57822 | 0.499 | 0.455 | 0.4882 | 0.48022 | 0.48466 | 0.49198 | 0.43764 | 0.65245 | 0.63071 | 0.71346
6871 | 2004-10-13 | 07:00 | 0.61764 | 0.48466 | 0.61764 | 0.57822 | 0.4882 | 0.56456 | 0.57439 | 0.51231 | 0.5233 | 0.49198 | 0.65235 | 0.64314 | 0.72997
6872 | 2004-10-13 | 08:00 | 0.62162 | 0.51231 | 0.62162 | 0.61764 | 0.56456 | 0.62065 | 0.63045 | 0.51115 | 0.52304 | 0.5233 | 0.65514 | 0.65529 | 0.7487
6873 | 2004-10-13 | 09:00 | 0.62705 | 0.51115 | 0.62705 | 0.62162 | 0.62065 | 0.64334 | 0.64505 | 0.52834 | 0.52786 | 0.52304 | 0.65275 | 0.66411 | 0.76138
6874 | 2004-10-13 | 10:00 | 0.6311 | 0.52834 | 0.6311 | 0.62705 | 0.64334 | 0.65575 | 0.65189 | 0.54824 | 0.53345 | 0.52786 | 0.6516 | 0.66847 | 0.76266
6875 | 2004-10-13 | 11:00 | 0.63083 | 0.54824 | 0.63083 | 0.6311 | 0.65575 | 0.66507 | 0.66076 | 0.565 | 0.5386 | 0.53345 | 0.65232 | 0.66702 | 0.75026
6876 | 2004-10-13 | 12:00 | 0.62672 | 0.565 | 0.62672 | 0.63083 | 0.66507 | 0.67288 | 0.66284 | 0.58084 | 0.5419 | 0.5386 | 0.65559 | 0.667 | 0.72569
6877 | 2004-10-13 | 13:00 | 0.62754 | 0.58084 | 0.62754 | 0.62672 | 0.67288 | 0.67116 | 0.66114 | 0.60073 | 0.54718 | 0.5419 | 0.67425 | 0.68172 | 0.71754
6878 | 2004-10-13 | 14:00 | 0.62204 | 0.60073 | 0.62204 | 0.62754 | 0.67116 | 0.67292 | 0.66292 | 0.61343 | 0.55079 | 0.54718 | 0.68884 | 0.67639 | 0.72818
6879 | 2004-10-13 | 15:00 | 0.61869 | 0.61343 | 0.61869 | 0.62204 | 0.67292 | 0.6701 | 0.65952 | 0.61996 | 0.55146 | 0.55079 | 0.67108 | 0.64959 | 0.70125
6880 | 2004-10-13 | 16:00 | 0.62072 | 0.61996 | 0.62072 | 0.61869 | 0.6701 | 0.66757 | 0.65504 | 0.62536 | 0.55154 | 0.55146 | 0.6269 | 0.60555 | 0.6522
6881 | 2004-10-13 | 17:00 | 0.62727 | 0.62536 | 0.62727 | 0.62072 | 0.66757 | 0.66975 | 0.655 | 0.61706 | 0.54664 | 0.55154 | 0.57058 | 0.54944 | 0.58339
6882 | 2004-10-13 | 18:00 | 0.65221 | 0.61706 | 0.65221 | 0.62727 | 0.66975 | 0.67682 | 0.66296 | 0.60329 | 0.54919 | 0.54664 | 0.52523 | 0.50782 | 0.52104
6883 | 2004-10-13 | 19:00 | 0.66938 | 0.60329 | 0.66938 | 0.65221 | 0.67682 | 0.70021 | 0.70198 | 0.60938 | 0.56638 | 0.54919 | 0.49689 | 0.48052 | 0.47301
6884 | 2004-10-13 | 20:00 | 0.6529 | 0.60938 | 0.6529 | 0.66938 | 0.70021 | 0.71069 | 0.70688 | 0.59439 | 0.55769 | 0.56638 | 0.48262 | 0.46411 | 0.44933
6885 | 2004-10-13 | 21:00 | 0.6166 | 0.59439 | 0.6166 | 0.6529 | 0.71069 | 0.68811 | 0.67648 | 0.56255 | 0.53554 | 0.55769 | 0.47692 | 0.45758 | 0.43667
6886 | 2004-10-13 | 22:00 | 0.56433 | 0.56255 | 0.56433 | 0.6166 | 0.68811 | 0.64647 | 0.62282 | 0.51805 | 0.50079 | 0.53554 | 0.47772 | 0.45724 | 0.43077
6887 | 2004-10-13 | 23:00 | 0.51597 | 0.51805 | 0.51597 | 0.56433 | 0.64647 | 0.59301 | 0.55797 | 0.46587 | 0.45972 | 0.50079 | 0.49561 | 0.46884 | 0.43779
6888 | 2004-10-14 | 00:00 | 0.47695 | 0.46587 | 0.47695 | 0.51597 | 0.59301 | 0.53951 | 0.50066 | 0.42955 | 0.43334 | 0.45972 | 0.55121 | 0.51036 | 0.47139
6889 | 2004-10-14 | 01:00 | 0.45585 | 0.42955 | 0.45585 | 0.47695 | 0.53951 | 0.49534 | 0.45414 | 0.41016 | 0.42031 | 0.43334 | 0.6367 | 0.54842 | 0.54234
6890 | 2004-10-14 | 02:00 | 0.446 | 0.41016 | 0.446 | 0.45585 | 0.49534 | 0.47026 | 0.43108 | 0.39656 | 0.41317 | 0.42031 | 0.673 | 0.56516 | 0.58481
6891 | 2004-10-14 | 03:00 | 0.44104 | 0.39656 | 0.44104 | 0.446 | 0.47026 | 0.45644 | 0.4215 | 0.38975 | 0.41031 | 0.41317 | 0.66754 | 0.57534 | 0.61563
6892 | 2004-10-14 | 04:00 | 0.45062 | 0.38975 | 0.45062 | 0.44104 | 0.45644 | 0.44979 | 0.4186 | 0.39263 | 0.4175 | 0.41031 | 0.66177 | 0.5937 | 0.65203
6893 | 2004-10-14 | 05:00 | 0.48922 | 0.39263 | 0.48922 | 0.45062 | 0.44979 | 0.4544 | 0.42889 | 0.41987 | 0.44187 | 0.4175 | 0.6585 | 0.6078 | 0.68702
6894 | 2004-10-14 | 06:00 | 0.56485 | 0.41987 | 0.56485 | 0.48922 | 0.4544 | 0.48746 | 0.47558 | 0.47733 | 0.49777 | 0.44187 | 0.65421 | 0.61646 | 0.71353
6895 | 2004-10-14 | 07:00 | 0.61291 | 0.47733 | 0.61291 | 0.56485 | 0.48746 | 0.56487 | 0.57016 | 0.50262 | 0.53549 | 0.49777 | 0.65224 | 0.62797 | 0.73001
6896 | 2004-10-14 | 08:00 | 0.62262 | 0.50262 | 0.62262 | 0.61291 | 0.56487 | 0.62874 | 0.62929 | 0.49369 | 0.53404 | 0.53549 | 0.65384 | 0.63758 | 0.7506
6897 | 2004-10-14 | 09:00 | 0.62817 | 0.49369 | 0.62817 | 0.62262 | 0.62874 | 0.65438 | 0.6438 | 0.49922 | 0.53647 | 0.53404 | 0.65205 | 0.64922 | 0.7607
6898 | 2004-10-14 | 10:00 | 0.63845 | 0.49922 | 0.63845 | 0.62817 | 0.65438 | 0.67214 | 0.6516 | 0.50716 | 0.53832 | 0.53647 | 0.65123 | 0.65504 | 0.76595
6899 | 2004-10-14 | 11:00 | 0.63787 | 0.50716 | 0.63787 | 0.63845 | 0.67214 | 0.68456 | 0.65965 | 0.51214 | 0.5358 | 0.53832 | 0.64966 | 0.65412 | 0.75791
6900 | 2004-10-14 | 12:00 | 0.63249 | 0.51214 | 0.63249 | 0.63787 | 0.68456 | 0.68726 | 0.66433 | 0.51201 | 0.53113 | 0.5358 | 0.65213 | 0.65298 | 0.73039
6901 | 2004-10-14 | 13:00 | 0.631 | 0.51201 | 0.631 | 0.63249 | 0.68726 | 0.68406 | 0.66263 | 0.51674 | 0.5283 | 0.53113 | 0.67651 | 0.66785 | 0.72492
6902 | 2004-10-14 | 14:00 | 0.6269 | 0.51674 | 0.6269 | 0.631 | 0.68406 | 0.68361 | 0.66599 | 0.51834 | 0.5234 | 0.5283 | 0.69307 | 0.66202 | 0.73155
6903 | 2004-10-14 | 15:00 | 0.62376 | 0.51834 | 0.62376 | 0.6269 | 0.68361 | 0.67953 | 0.66259 | 0.52237 | 0.51926 | 0.5234 | 0.6693 | 0.63228 | 0.70194
6904 | 2004-10-14 | 16:00 | 0.62607 | 0.52237 | 0.62607 | 0.62376 | 0.67953 | 0.68009 | 0.6596 | 0.52421 | 0.51763 | 0.51926 | 0.62672 | 0.58951 | 0.65203
6905 | 2004-10-14 | 17:00 | 0.63056 | 0.52421 | 0.63056 | 0.62607 | 0.68009 | 0.68501 | 0.66665 | 0.5193 | 0.51374 | 0.51763 | 0.57402 | 0.5401 | 0.58583
6906 | 2004-10-14 | 18:00 | 0.65181 | 0.5193 | 0.65181 | 0.63056 | 0.68501 | 0.69201 | 0.68361 | 0.50895 | 0.52212 | 0.51374 | 0.52763 | 0.49412 | 0.52075
6907 | 2004-10-14 | 19:00 | 0.66299 | 0.50895 | 0.66299 | 0.65181 | 0.69201 | 0.71002 | 0.71521 | 0.52877 | 0.54865 | 0.52212 | 0.49598 | 0.47009 | 0.47394
6908 | 2004-10-14 | 20:00 | 0.64817 | 0.52877 | 0.64817 | 0.66299 | 0.71002 | 0.71174 | 0.71115 | 0.52525 | 0.54881 | 0.54865 | 0.48001 | 0.45527 | 0.4498
6909 | 2004-10-14 | 21:00 | 0.61751 | 0.52525 | 0.61751 | 0.64817 | 0.71174 | 0.68839 | 0.68204 | 0.50125 | 0.53191 | 0.54881 | 0.47325 | 0.4469 | 0.43745
6910 | 2004-10-14 | 22:00 | 0.56515 | 0.50125 | 0.56515 | 0.61751 | 0.68839 | 0.6484 | 0.63282 | 0.46382 | 0.49934 | 0.53191 | 0.47349 | 0.44593 | 0.4323
6911 | 2004-10-14 | 23:00 | 0.51413 | 0.46382 | 0.51413 | 0.56515 | 0.6484 | 0.59385 | 0.56411 | 0.42057 | 0.45995 | 0.49934 | 0.4889 | 0.46227 | 0.4392
6912 | 2004-10-15 | 00:00 | 0.4767 | 0.42057 | 0.4767 | 0.51413 | 0.59385 | 0.53638 | 0.50257 | 0.39024 | 0.43532 | 0.45995 | 0.53817 | 0.50162 | 0.47241
6913 | 2004-10-15 | 01:00 | 0.4556 | 0.39024 | 0.4556 | 0.4767 | 0.53638 | 0.49365 | 0.46198 | 0.37393 | 0.42291 | 0.43532 | 0.61676 | 0.53823 | 0.54128
6914 | 2004-10-15 | 02:00 | 0.44562 | 0.37393 | 0.44562 | 0.4556 | 0.49365 | 0.46988 | 0.44037 | 0.36556 | 0.41513 | 0.42291 | 0.65921 | 0.5545 | 0.5852
6915 | 2004-10-15 | 03:00 | 0.44029 | 0.36556 | 0.44029 | 0.44562 | 0.46988 | 0.45616 | 0.42905 | 0.36389 | 0.4132 | 0.41513 | 0.66132 | 0.57098 | 0.61181
6916 | 2004-10-15 | 04:00 | 0.45098 | 0.36389 | 0.45098 | 0.44029 | 0.45616 | 0.4505 | 0.4254 | 0.36937 | 0.42025 | 0.4132 | 0.65943 | 0.58543 | 0.64279
6917 | 2004-10-15 | 05:00 | 0.4875 | 0.36937 | 0.4875 | 0.45098 | 0.4505 | 0.45479 | 0.43577 | 0.39772 | 0.44748 | 0.42025 | 0.65735 | 0.59848 | 0.67284
6918 | 2004-10-15 | 06:00 | 0.55868 | 0.39772 | 0.55868 | 0.4875 | 0.45479 | 0.48648 | 0.47794 | 0.4565 | 0.50468 | 0.44748 | 0.65136 | 0.60839 | 0.68909
6919 | 2004-10-15 | 07:00 | 0.60866 | 0.4565 | 0.60866 | 0.55868 | 0.48648 | 0.56206 | 0.57273 | 0.48047 | 0.53188 | 0.50468 | 0.64647 | 0.62645 | 0.69775
6920 | 2004-10-15 | 08:00 | 0.62261 | 0.48047 | 0.62261 | 0.60866 | 0.56206 | 0.62934 | 0.63991 | 0.47748 | 0.53111 | 0.53188 | 0.64495 | 0.63579 | 0.70647
6921 | 2004-10-15 | 09:00 | 0.63342 | 0.47748 | 0.63342 | 0.62261 | 0.62934 | 0.65779 | 0.65981 | 0.48915 | 0.53335 | 0.53111 | 0.63864 | 0.64814 | 0.70872
6922 | 2004-10-15 | 10:00 | 0.64141 | 0.48915 | 0.64141 | 0.63342 | 0.65779 | 0.67752 | 0.6713 | 0.50289 | 0.53451 | 0.53335 | 0.63313 | 0.6536 | 0.6969
6923 | 2004-10-15 | 11:00 | 0.64481 | 0.50289 | 0.64481 | 0.64141 | 0.67752 | 0.69004 | 0.68166 | 0.51522 | 0.53384 | 0.53451 | 0.63467 | 0.65166 | 0.67916
6924 | 2004-10-15 | 12:00 | 0.64096 | 0.51522 | 0.64096 | 0.64481 | 0.69004 | 0.69437 | 0.68295 | 0.52474 | 0.53005 | 0.53384 | 0.63891 | 0.64441 | 0.65543
6925 | 2004-10-15 | 13:00 | 0.63839 | 0.52474 | 0.63839 | 0.64096 | 0.69437 | 0.69279 | 0.67772 | 0.54264 | 0.53134 | 0.53005 | 0.65836 | 0.65352 | 0.66046
6926 | 2004-10-15 | 14:00 | 0.63225 | 0.54264 | 0.63225 | 0.63839 | 0.69279 | 0.69131 | 0.67607 | 0.56345 | 0.53103 | 0.53134 | 0.65727 | 0.64115 | 0.66931
6927 | 2004-10-15 | 15:00 | 0.62744 | 0.56345 | 0.62744 | 0.63225 | 0.69131 | 0.68712 | 0.66885 | 0.58316 | 0.53067 | 0.53103 | 0.63601 | 0.61512 | 0.64409
6928 | 2004-10-15 | 16:00 | 0.6268 | 0.58316 | 0.6268 | 0.62744 | 0.68712 | 0.68737 | 0.66499 | 0.59957 | 0.53075 | 0.53067 | 0.60401 | 0.58095 | 0.60915
6929 | 2004-10-15 | 17:00 | 0.628 | 0.59957 | 0.628 | 0.6268 | 0.68737 | 0.69451 | 0.67072 | 0.59605 | 0.5258 | 0.53075 | 0.56412 | 0.53564 | 0.55941
6930 | 2004-10-15 | 18:00 | 0.64053 | 0.59605 | 0.64053 | 0.628 | 0.69451 | 0.70056 | 0.68606 | 0.57437 | 0.52214 | 0.5258 | 0.5272 | 0.49948 | 0.504
6931 | 2004-10-15 | 19:00 | 0.63767 | 0.57437 | 0.63767 | 0.64053 | 0.70056 | 0.70636 | 0.70236 | 0.5725 | 0.53322 | 0.52214 | 0.49516 | 0.47218 | 0.46244
6932 | 2004-10-15 | 20:00 | 0.62018 | 0.5725 | 0.62018 | 0.63767 | 0.70636 | 0.69405 | 0.68768 | 0.55724 | 0.52562 | 0.53322 | 0.47924 | 0.45529 | 0.43901
6933 | 2004-10-15 | 21:00 | 0.59238 | 0.55724 | 0.59238 | 0.62018 | 0.69405 | 0.66866 | 0.65844 | 0.53094 | 0.50792 | 0.52562 | 0.4707 | 0.44314 | 0.42344
6934 | 2004-10-15 | 22:00 | 0.55298 | 0.53094 | 0.55298 | 0.59238 | 0.66866 | 0.63602 | 0.6159 | 0.49535 | 0.48345 | 0.50792 | 0.4675 | 0.4396 | 0.41796
6935 | 2004-10-15 | 23:00 | 0.50533 | 0.49535 | 0.50533 | 0.55298 | 0.63602 | 0.59062 | 0.56191 | 0.45505 | 0.45101 | 0.48345 | 0.47349 | 0.44543 | 0.41945
6936 | 2004-10-16 | 00:00 | 0.46703 | 0.45505 | 0.46703 | 0.50533 | 0.59062 | 0.53909 | 0.5056 | 0.42192 | 0.42706 | 0.45101 | 0.49114 | 0.46217 | 0.43133
6937 | 2004-10-16 | 01:00 | 0.44699 | 0.42192 | 0.44699 | 0.46703 | 0.53909 | 0.49443 | 0.4655 | 0.39786 | 0.41085 | 0.42706 | 0.52206 | 0.47828 | 0.45496
6938 | 2004-10-16 | 02:00 | 0.43348 | 0.39786 | 0.43348 | 0.44699 | 0.49443 | 0.46882 | 0.43967 | 0.38348 | 0.40346 | 0.41085 | 0.55914 | 0.49372 | 0.47691
6939 | 2004-10-16 | 03:00 | 0.42939 | 0.38348 | 0.42939 | 0.43348 | 0.46882 | 0.45208 | 0.42594 | 0.37493 | 0.40021 | 0.40346 | 0.59403 | 0.51863 | 0.51277
6940 | 2004-10-16 | 04:00 | 0.42965 | 0.37493 | 0.42965 | 0.42939 | 0.45208 | 0.44149 | 0.41918 | 0.37266 | 0.40268 | 0.40021 | 0.61618 | 0.54384 | 0.54527
6941 | 2004-10-16 | 05:00 | 0.44423 | 0.37266 | 0.44423 | 0.42965 | 0.44149 | 0.44171 | 0.41939 | 0.37891 | 0.41399 | 0.40268 | 0.62323 | 0.55806 | 0.56673
6942 | 2004-10-16 | 06:00 | 0.46959 | 0.37891 | 0.46959 | 0.44423 | 0.44171 | 0.45155 | 0.43179 | 0.39668 | 0.43368 | 0.41399 | 0.62075 | 0.57049 | 0.57356
6943 | 2004-10-16 | 07:00 | 0.49612 | 0.39668 | 0.49612 | 0.46959 | 0.45155 | 0.47804 | 0.46413 | 0.4124 | 0.45328 | 0.43368 | 0.61234 | 0.57821 | 0.57055
6944 | 2004-10-16 | 08:00 | 0.52929 | 0.4124 | 0.52929 | 0.49612 | 0.47804 | 0.50659 | 0.50581 | 0.4317 | 0.46972 | 0.45328 | 0.60388 | 0.58618 | 0.56456
6945 | 2004-10-16 | 09:00 | 0.55565 | 0.4317 | 0.55565 | 0.52929 | 0.50659 | 0.54792 | 0.55258 | 0.46048 | 0.48273 | 0.46972 | 0.59757 | 0.592 | 0.55822
6946 | 2004-10-16 | 10:00 | 0.56655 | 0.46048 | 0.56655 | 0.55565 | 0.54792 | 0.58017 | 0.58422 | 0.48545 | 0.4877 | 0.48273 | 0.59526 | 0.59619 | 0.55396
6947 | 2004-10-16 | 11:00 | 0.56403 | 0.48545 | 0.56403 | 0.56655 | 0.58017 | 0.59755 | 0.59798 | 0.50554 | 0.48705 | 0.4877 | 0.6018 | 0.59574 | 0.55098
6948 | 2004-10-16 | 12:00 | 0.55701 | 0.50554 | 0.55701 | 0.56403 | 0.59755 | 0.59983 | 0.59699 | 0.52406 | 0.48391 | 0.48705 | 0.61285 | 0.60334 | 0.55643
6949 | 2004-10-16 | 13:00 | 0.5479 | 0.52406 | 0.5479 | 0.55701 | 0.59983 | 0.59691 | 0.58774 | 0.54275 | 0.48134 | 0.48391 | 0.63747 | 0.62491 | 0.58839
6950 | 2004-10-16 | 14:00 | 0.53865 | 0.54275 | 0.53865 | 0.5479 | 0.59691 | 0.5896 | 0.5768 | 0.56333 | 0.47992 | 0.48134 | 0.63771 | 0.62062 | 0.60965
6951 | 2004-10-16 | 15:00 | 0.53409 | 0.56333 | 0.53409 | 0.53865 | 0.5896 | 0.58028 | 0.56713 | 0.58298 | 0.48234 | 0.47992 | 0.61937 | 0.59831 | 0.59238
6952 | 2004-10-16 | 16:00 | 0.53783 | 0.58298 | 0.53783 | 0.53409 | 0.58028 | 0.57634 | 0.56141 | 0.59479 | 0.48561 | 0.48234 | 0.58977 | 0.56844 | 0.56751
6953 | 2004-10-16 | 17:00 | 0.54923 | 0.59479 | 0.54923 | 0.53783 | 0.57634 | 0.58478 | 0.56825 | 0.59463 | 0.48628 | 0.48561 | 0.55299 | 0.52956 | 0.52761
6954 | 2004-10-16 | 18:00 | 0.57461 | 0.59463 | 0.57461 | 0.54923 | 0.58478 | 0.59867 | 0.58878 | 0.5797 | 0.49053 | 0.48628 | 0.51663 | 0.49611 | 0.48353
6955 | 2004-10-16 | 19:00 | 0.58966 | 0.5797 | 0.58966 | 0.57461 | 0.59867 | 0.62923 | 0.62755 | 0.58431 | 0.51096 | 0.49053 | 0.49018 | 0.47228 | 0.44824
6956 | 2004-10-16 | 20:00 | 0.57891 | 0.58431 | 0.57891 | 0.58966 | 0.62923 | 0.63461 | 0.62369 | 0.56999 | 0.50517 | 0.51096 | 0.47168 | 0.45582 | 0.42638
6957 | 2004-10-16 | 21:00 | 0.56137 | 0.56999 | 0.56137 | 0.57891 | 0.63461 | 0.619 | 0.60168 | 0.54379 | 0.48901 | 0.50517 | 0.46748 | 0.44468 | 0.41389
6958 | 2004-10-16 | 22:00 | 0.53407 | 0.54379 | 0.53407 | 0.56137 | 0.619 | 0.5967 | 0.56983 | 0.51042 | 0.46459 | 0.48901 | 0.46431 | 0.44067 | 0.40415
6959 | 2004-10-16 | 23:00 | 0.49848 | 0.51042 | 0.49848 | 0.53407 | 0.5967 | 0.56505 | 0.52845 | 0.47439 | 0.43509 | 0.46459 | 0.46841 | 0.44055 | 0.40209
6960 | 2004-10-17 | 00:00 | 0.46907 | 0.47439 | 0.46907 | 0.49848 | 0.56505 | 0.52657 | 0.48383 | 0.44404 | 0.39946 | 0.43509 | 0.4811 | 0.45138 | 0.4091
6961 | 2004-10-17 | 01:00 | 0.44766 | 0.44404 | 0.44766 | 0.46907 | 0.52657 | 0.49133 | 0.44622 | 0.42359 | 0.38491 | 0.39946 | 0.50782 | 0.46274 | 0.42526
6962 | 2004-10-17 | 02:00 | 0.43636 | 0.42359 | 0.43636 | 0.44766 | 0.49133 | 0.46478 | 0.41873 | 0.41067 | 0.37911 | 0.38491 | 0.54362 | 0.47945 | 0.43968
6963 | 2004-10-17 | 03:00 | 0.43027 | 0.41067 | 0.43027 | 0.43636 | 0.46478 | 0.44835 | 0.40637 | 0.404 | 0.37509 | 0.37911 | 0.5812 | 0.50575 | 0.46995
6964 | 2004-10-17 | 04:00 | 0.43116 | 0.404 | 0.43116 | 0.43027 | 0.44835 | 0.439 | 0.39978 | 0.40076 | 0.37726 | 0.37509 | 0.60854 | 0.53181 | 0.50489
6965 | 2004-10-17 | 05:00 | 0.43942 | 0.40076 | 0.43942 | 0.43116 | 0.439 | 0.43699 | 0.39973 | 0.40521 | 0.38308 | 0.37726 | 0.6191 | 0.54954 | 0.5286
6966 | 2004-10-17 | 06:00 | 0.45864 | 0.40521 | 0.45864 | 0.43942 | 0.43699 | 0.44357 | 0.40894 | 0.41745 | 0.39501 | 0.38308 | 0.62307 | 0.56284 | 0.54199
6967 | 2004-10-17 | 07:00 | 0.47925 | 0.41745 | 0.47925 | 0.45864 | 0.44357 | 0.46105 | 0.43009 | 0.4309 | 0.41046 | 0.39501 | 0.62044 | 0.57103 | 0.54629
6968 | 2004-10-17 | 08:00 | 0.5095 | 0.4309 | 0.5095 | 0.47925 | 0.46105 | 0.47923 | 0.45994 | 0.45179 | 0.4278 | 0.41046 | 0.61879 | 0.57238 | 0.54498
6969 | 2004-10-17 | 09:00 | 0.53392 | 0.45179 | 0.53392 | 0.5095 | 0.47923 | 0.51219 | 0.50572 | 0.48499 | 0.44205 | 0.4278 | 0.61205 | 0.57863 | 0.54369
6970 | 2004-10-17 | 10:00 | 0.54196 | 0.48499 | 0.54196 | 0.53392 | 0.51219 | 0.54356 | 0.53927 | 0.51844 | 0.4496 | 0.44205 | 0.61099 | 0.57674 | 0.54051
6971 | 2004-10-17 | 11:00 | 0.54335 | 0.51844 | 0.54335 | 0.54196 | 0.54356 | 0.56371 | 0.55436 | 0.55553 | 0.45459 | 0.4496 | 0.61248 | 0.57818 | 0.54563
6972 | 2004-10-17 | 12:00 | 0.54398 | 0.55553 | 0.54398 | 0.54335 | 0.56371 | 0.57472 | 0.56191 | 0.59276 | 0.46462 | 0.45459 | 0.63124 | 0.58939 | 0.55977
6973 | 2004-10-17 | 13:00 | 0.53425 | 0.59276 | 0.53425 | 0.54398 | 0.57472 | 0.57975 | 0.56228 | 0.62438 | 0.47026 | 0.46462 | 0.66385 | 0.61721 | 0.5968
6974 | 2004-10-17 | 14:00 | 0.52504 | 0.62438 | 0.52504 | 0.53425 | 0.57975 | 0.57676 | 0.55577 | 0.64963 | 0.47175 | 0.47026 | 0.67116 | 0.61347 | 0.61163
6975 | 2004-10-17 | 15:00 | 0.52123 | 0.64963 | 0.52123 | 0.52504 | 0.57676 | 0.57398 | 0.54984 | 0.66466 | 0.47551 | 0.47175 | 0.65136 | 0.592 | 0.59652
6976 | 2004-10-17 | 16:00 | 0.52763 | 0.66466 | 0.52763 | 0.52123 | 0.57398 | 0.57539 | 0.54881 | 0.67327 | 0.48033 | 0.47551 | 0.61525 | 0.5545 | 0.56545
6977 | 2004-10-17 | 17:00 | 0.54146 | 0.67327 | 0.54146 | 0.52763 | 0.57539 | 0.58756 | 0.56465 | 0.67238 | 0.4862 | 0.48033 | 0.56662 | 0.51068 | 0.51499
6978 | 2004-10-17 | 18:00 | 0.57827 | 0.67238 | 0.57827 | 0.54146 | 0.58756 | 0.60606 | 0.59388 | 0.66105 | 0.49713 | 0.4862 | 0.52273 | 0.47128 | 0.46557
6979 | 2004-10-17 | 19:00 | 0.60472 | 0.66105 | 0.60472 | 0.57827 | 0.60606 | 0.63848 | 0.64393 | 0.67704 | 0.52158 | 0.49713 | 0.49662 | 0.45146 | 0.43588
6980 | 2004-10-17 | 20:00 | 0.59997 | 0.67704 | 0.59997 | 0.60472 | 0.63848 | 0.64707 | 0.64679 | 0.66577 | 0.52158 | 0.52158 | 0.48488 | 0.44139 | 0.41947
6981 | 2004-10-17 | 21:00 | 0.57486 | 0.66577 | 0.57486 | 0.59997 | 0.64707 | 0.63342 | 0.62121 | 0.6391 | 0.50434 | 0.52158 | 0.48187 | 0.44102 | 0.41042
6982 | 2004-10-17 | 22:00 | 0.5381 | 0.6391 | 0.5381 | 0.57486 | 0.63342 | 0.60352 | 0.57729 | 0.59885 | 0.47469 | 0.50434 | 0.48555 | 0.43721 | 0.40952
6983 | 2004-10-17 | 23:00 | 0.50177 | 0.59885 | 0.50177 | 0.5381 | 0.60352 | 0.56375 | 0.52484 | 0.55137 | 0.44143 | 0.47469 | 0.50615 | 0.46115 | 0.42056
6984 | 2004-10-18 | 00:00 | 0.47337 | 0.55137 | 0.47337 | 0.50177 | 0.56375 | 0.51982 | 0.47864 | 0.51651 | 0.41956 | 0.44143 | 0.56883 | 0.49801 | 0.45756
6985 | 2004-10-18 | 01:00 | 0.46068 | 0.51651 | 0.46068 | 0.47337 | 0.51982 | 0.48672 | 0.4451 | 0.49646 | 0.40791 | 0.41956 | 0.66188 | 0.54149 | 0.52697
6986 | 2004-10-18 | 02:00 | 0.45306 | 0.49646 | 0.45306 | 0.46068 | 0.48672 | 0.46625 | 0.42685 | 0.48536 | 0.40049 | 0.40791 | 0.70691 | 0.55679 | 0.5794
6987 | 2004-10-18 | 03:00 | 0.45446 | 0.48536 | 0.45446 | 0.45306 | 0.46625 | 0.45328 | 0.41661 | 0.48096 | 0.39823 | 0.40049 | 0.70334 | 0.57469 | 0.60623
6988 | 2004-10-18 | 04:00 | 0.47178 | 0.48096 | 0.47178 | 0.45446 | 0.45328 | 0.44902 | 0.41524 | 0.48762 | 0.40495 | 0.39823 | 0.69586 | 0.5864 | 0.63244
6989 | 2004-10-18 | 05:00 | 0.5156 | 0.48762 | 0.5156 | 0.47178 | 0.44902 | 0.45542 | 0.42797 | 0.51714 | 0.43017 | 0.40495 | 0.6891 | 0.59716 | 0.65384
6990 | 2004-10-18 | 06:00 | 0.59823 | 0.51714 | 0.59823 | 0.5156 | 0.45542 | 0.49087 | 0.47599 | 0.5782 | 0.48221 | 0.43017 | 0.6792 | 0.60356 | 0.65941
6991 | 2004-10-18 | 07:00 | 0.64232 | 0.5782 | 0.64232 | 0.59823 | 0.49087 | 0.56909 | 0.5734 | 0.60998 | 0.51967 | 0.48221 | 0.67335 | 0.60578 | 0.65978
6992 | 2004-10-18 | 08:00 | 0.64629 | 0.60998 | 0.64629 | 0.64232 | 0.56909 | 0.62772 | 0.63269 | 0.61204 | 0.52771 | 0.51967 | 0.67002 | 0.6065 | 0.66228
6993 | 2004-10-18 | 09:00 | 0.64357 | 0.61204 | 0.64357 | 0.64629 | 0.62772 | 0.6503 | 0.64932 | 0.63556 | 0.53963 | 0.52771 | 0.66299 | 0.60426 | 0.65834
6994 | 2004-10-18 | 10:00 | 0.64278 | 0.63556 | 0.64278 | 0.64357 | 0.6503 | 0.6662 | 0.65877 | 0.66891 | 0.55682 | 0.53963 | 0.66145 | 0.59953 | 0.65059
6995 | 2004-10-18 | 11:00 | 0.63671 | 0.66891 | 0.63671 | 0.64278 | 0.6662 | 0.67615 | 0.66516 | 0.70373 | 0.56872 | 0.55682 | 0.67162 | 0.59756 | 0.64539
6996 | 2004-10-18 | 12:00 | 0.62976 | 0.70373 | 0.62976 | 0.63671 | 0.67615 | 0.67394 | 0.66358 | 0.73381 | 0.57949 | 0.56872 | 0.6948 | 0.60864 | 0.64161
6997 | 2004-10-18 | 13:00 | 0.62399 | 0.73381 | 0.62399 | 0.62976 | 0.67394 | 0.67024 | 0.65877 | 0.76316 | 0.59183 | 0.57949 | 0.72666 | 0.63801 | 0.6672
6998 | 2004-10-18 | 14:00 | 0.61757 | 0.76316 | 0.61757 | 0.62399 | 0.67024 | 0.66929 | 0.65595 | 0.78738 | 0.59943 | 0.59183 | 0.72935 | 0.63397 | 0.67669
6999 | 2004-10-18 | 15:00 | 0.6147 | 0.78738 | 0.6147 | 0.61757 | 0.66929 | 0.6637 | 0.6477 | 0.80527 | 0.60329 | 0.59943 | 0.70422 | 0.61093 | 0.65258
7000 | 2004-10-18 | 16:00 | 0.61578 | 0.80527 | 0.61578 | 0.6147 | 0.6637 | 0.65948 | 0.64231 | 0.81384 | 0.60401 | 0.60329 | 0.6577 | 0.57051 | 0.60955
7001 | 2004-10-18 | 17:00 | 0.62784 | 0.81384 | 0.62784 | 0.61578 | 0.65948 | 0.66476 | 0.647 | 0.79711 | 0.59595 | 0.60401 | 0.59752 | 0.52092 | 0.54651
7002 | 2004-10-18 | 18:00 | 0.66437 | 0.79711 | 0.66437 | 0.62784 | 0.66476 | 0.6796 | 0.66815 | 0.76446 | 0.59175 | 0.59595 | 0.5453 | 0.48157 | 0.4897
7003 | 2004-10-18 | 19:00 | 0.67331 | 0.76446 | 0.67331 | 0.66437 | 0.6796 | 0.7134 | 0.71343 | 0.76154 | 0.60378 | 0.59175 | 0.51805 | 0.45748 | 0.45099
7004 | 2004-10-18 | 20:00 | 0.65815 | 0.76154 | 0.65815 | 0.67331 | 0.7134 | 0.71375 | 0.70824 | 0.7357 | 0.59036 | 0.60378 | 0.50322 | 0.44555 | 0.43305
7005 | 2004-10-18 | 21:00 | 0.6222 | 0.7357 | 0.6222 | 0.65815 | 0.71375 | 0.69001 | 0.67685 | 0.6894 | 0.55888 | 0.59036 | 0.49718 | 0.43736 | 0.42221
7006 | 2004-10-18 | 22:00 | 0.56894 | 0.6894 | 0.56894 | 0.6222 | 0.69001 | 0.6522 | 0.62655 | 0.62899 | 0.51975 | 0.55888 | 0.49827 | 0.43993 | 0.41796
7007 | 2004-10-18 | 23:00 | 0.51605 | 0.62899 | 0.51605 | 0.56894 | 0.6522 | 0.59702 | 0.56552 | 0.57128 | 0.47562 | 0.51975 | 0.51863 | 0.45664 | 0.42721
7008 | 2004-10-19 | 00:00 | 0.47885 | 0.57128 | 0.47885 | 0.51605 | 0.59702 | 0.53867 | 0.50568 | 0.52889 | 0.44676 | 0.47562 | 0.5779 | 0.50281 | 0.46139
7009 | 2004-10-19 | 01:00 | 0.46096 | 0.52889 | 0.46096 | 0.47885 | 0.53867 | 0.49365 | 0.46003 | 0.50354 | 0.43092 | 0.44676 | 0.66664 | 0.54521 | 0.53294
7010 | 2004-10-19 | 02:00 | 0.45327 | 0.50354 | 0.45327 | 0.46096 | 0.49365 | 0.47107 | 0.43909 | 0.48755 | 0.41958 | 0.43092 | 0.7097 | 0.56057 | 0.5905
7011 | 2004-10-19 | 03:00 | 0.44905 | 0.48755 | 0.44905 | 0.45327 | 0.47107 | 0.45992 | 0.43038 | 0.47797 | 0.41636 | 0.41958 | 0.70175 | 0.56932 | 0.61511
7012 | 2004-10-19 | 04:00 | 0.45826 | 0.47797 | 0.45826 | 0.44905 | 0.45992 | 0.45454 | 0.42748 | 0.48115 | 0.42064 | 0.41636 | 0.69126 | 0.57786 | 0.63842
7013 | 2004-10-19 | 05:00 | 0.49291 | 0.48115 | 0.49291 | 0.45826 | 0.45454 | 0.45989 | 0.43871 | 0.51057 | 0.44308 | 0.42064 | 0.68429 | 0.58605 | 0.65614
7014 | 2004-10-19 | 06:00 | 0.56727 | 0.51057 | 0.56727 | 0.49291 | 0.45989 | 0.49365 | 0.47902 | 0.57355 | 0.49303 | 0.44308 | 0.67811 | 0.59193 | 0.66083
7015 | 2004-10-19 | 07:00 | 0.61966 | 0.57355 | 0.61966 | 0.56727 | 0.49365 | 0.57166 | 0.56933 | 0.6018 | 0.52894 | 0.49303 | 0.67492 | 0.59542 | 0.66065
7016 | 2004-10-19 | 08:00 | 0.63106 | 0.6018 | 0.63106 | 0.61966 | 0.57166 | 0.64239 | 0.64181 | 0.59776 | 0.53155 | 0.52894 | 0.66885 | 0.59885 | 0.6607
7017 | 2004-10-19 | 09:00 | 0.64071 | 0.59776 | 0.64071 | 0.63106 | 0.64239 | 0.66947 | 0.66665 | 0.59776 | 0.54133 | 0.53155 | 0.65916 | 0.59806 | 0.65481
7018 | 2004-10-19 | 10:00 | 0.64788 | 0.59776 | 0.64788 | 0.64071 | 0.66947 | 0.68674 | 0.67739 | 0.63674 | 0.55285 | 0.54133 | 0.65738 | 0.59818 | 0.64921
7019 | 2004-10-19 | 11:00 | 0.64902 | 0.63674 | 0.64902 | 0.64788 | 0.68674 | 0.69722 | 0.68444 | 0.68305 | 0.55782 | 0.55285 | 0.6668 | 0.59604 | 0.64523
7020 | 2004-10-19 | 12:00 | 0.64646 | 0.68305 | 0.64646 | 0.64902 | 0.69722 | 0.70179 | 0.68428 | 0.71722 | 0.56449 | 0.55782 | 0.68836 | 0.60999 | 0.64614
7021 | 2004-10-19 | 13:00 | 0.64499 | 0.71722 | 0.64499 | 0.64646 | 0.70179 | 0.69834 | 0.68137 | 0.75738 | 0.57271 | 0.56449 | 0.72139 | 0.63689 | 0.67076
7022 | 2004-10-19 | 14:00 | 0.63668 | 0.75738 | 0.63668 | 0.64499 | 0.69834 | 0.69729 | 0.67992 | 0.79105 | 0.57629 | 0.57271 | 0.72 | 0.63644 | 0.67567
7023 | 2004-10-19 | 15:00 | 0.63717 | 0.79105 | 0.63717 | 0.63668 | 0.69729 | 0.6917 | 0.6732 | 0.81432 | 0.57987 | 0.57629 | 0.6935 | 0.61183 | 0.65271
7024 | 2004-10-19 | 16:00 | 0.64494 | 0.81432 | 0.64494 | 0.63717 | 0.6917 | 0.69328 | 0.67271 | 0.82222 | 0.57879 | 0.57987 | 0.65126 | 0.57313 | 0.61367
7025 | 2004-10-19 | 17:00 | 0.65845 | 0.82222 | 0.65845 | 0.64494 | 0.69328 | 0.70337 | 0.6844 | 0.80636 | 0.56924 | 0.57879 | 0.59254 | 0.52498 | 0.55455
7026 | 2004-10-19 | 18:00 | 0.67929 | 0.80636 | 0.67929 | 0.65845 | 0.70337 | 0.7161 | 0.71007 | 0.7698 | 0.56591 | 0.56924 | 0.54408 | 0.48311 | 0.49639
7027 | 2004-10-19 | 19:00 | 0.68257 | 0.7698 | 0.68257 | 0.67929 | 0.7161 | 0.73059 | 0.73656 | 0.76176 | 0.57694 | 0.56591 | 0.51392 | 0.4605 | 0.45834
7028 | 2004-10-19 | 20:00 | 0.66286 | 0.76176 | 0.66286 | 0.68257 | 0.73059 | 0.72254 | 0.72599 | 0.73287 | 0.56522 | 0.57694 | 0.4979 | 0.44752 | 0.43794
7029 | 2004-10-19 | 21:00 | 0.62777 | 0.73287 | 0.62777 | 0.66286 | 0.72254 | 0.69753 | 0.69406 | 0.6847 | 0.54082 | 0.56522 | 0.49207 | 0.43925 | 0.42844
7030 | 2004-10-19 | 22:00 | 0.57468 | 0.6847 | 0.57468 | 0.62777 | 0.69753 | 0.65772 | 0.64235 | 0.6222 | 0.50259 | 0.54082 | 0.49444 | 0.44164 | 0.42377
7031 | 2004-10-19 | 23:00 | 0.52432 | 0.6222 | 0.52432 | 0.57468 | 0.65772 | 0.60444 | 0.57924 | 0.56222 | 0.46634 | 0.50259 | 0.51533 | 0.45833 | 0.43083
7032 | 2004-10-20 | 00:00 | 0.48932 | 0.56222 | 0.48932 | 0.52432 | 0.60444 | 0.5489 | 0.52413 | 0.51842 | 0.43991 | 0.46634 | 0.57351 | 0.50376 | 0.46401
7033 | 2004-10-20 | 01:00 | 0.46795 | 0.51842 | 0.46795 | 0.48932 | 0.5489 | 0.50688 | 0.48043 | 0.49217 | 0.42417 | 0.43991 | 0.66515 | 0.54752 | 0.53366
7034 | 2004-10-20 | 02:00 | 0.45792 | 0.49217 | 0.45792 | 0.46795 | 0.50688 | 0.47983 | 0.45057 | 0.47644 | 0.41593 | 0.42417 | 0.71008 | 0.56493 | 0.58751
7035 | 2004-10-20 | 03:00 | 0.4552 | 0.47644 | 0.4552 | 0.45792 | 0.47983 | 0.46499 | 0.43851 | 0.46787 | 0.41484 | 0.41593 | 0.70236 | 0.5735 | 0.61166
7036 | 2004-10-20 | 04:00 | 0.46468 | 0.46787 | 0.46468 | 0.4552 | 0.46499 | 0.4589 | 0.4339 | 0.47128 | 0.41794 | 0.41484 | 0.68799 | 0.58326 | 0.63122
7037 | 2004-10-20 | 05:00 | 0.50446 | 0.47128 | 0.50446 | 0.46468 | 0.4589 | 0.46397 | 0.44439 | 0.49917 | 0.4412 | 0.41794 | 0.67675 | 0.59228 | 0.64754
7038 | 2004-10-20 | 06:00 | 0.57842 | 0.49917 | 0.57842 | 0.50446 | 0.46397 | 0.49734 | 0.49108 | 0.56231 | 0.4911 | 0.4412 | 0.66438 | 0.60045 | 0.65198
7039 | 2004-10-20 | 07:00 | 0.62949 | 0.56231 | 0.62949 | 0.57842 | 0.49734 | 0.57718 | 0.58716 | 0.59149 | 0.52526 | 0.4911 | 0.65525 | 0.60321 | 0.64851
7040 | 2004-10-20 | 08:00 | 0.63712 | 0.59149 | 0.63712 | 0.62949 | 0.57718 | 0.64379 | 0.64712 | 0.58886 | 0.5257 | 0.52526 | 0.64913 | 0.60697 | 0.64684
7041 | 2004-10-20 | 09:00 | 0.64094 | 0.58886 | 0.64094 | 0.63712 | 0.64379 | 0.66564 | 0.65981 | 0.60464 | 0.53368 | 0.5257 | 0.64245 | 0.60795 | 0.6411
7042 | 2004-10-20 | 10:00 | 0.64566 | 0.60464 | 0.64566 | 0.64094 | 0.66564 | 0.67816 | 0.66533 | 0.63408 | 0.54144 | 0.53368 | 0.64146 | 0.60832 | 0.6333
7043 | 2004-10-20 | 11:00 | 0.64527 | 0.63408 | 0.64527 | 0.64566 | 0.67816 | 0.68297 | 0.66674 | 0.66412 | 0.54677 | 0.54144 | 0.65067 | 0.60722 | 0.62624
7044 | 2004-10-20 | 12:00 | 0.64116 | 0.66412 | 0.64116 | 0.64527 | 0.68297 | 0.68456 | 0.66487 | 0.69749 | 0.5527 | 0.54677 | 0.67329 | 0.61651 | 0.62407
7045 | 2004-10-20 | 13:00 | 0.64021 | 0.69749 | 0.64021 | 0.64116 | 0.68456 | 0.6802 | 0.65915 | 0.73879 | 0.56153 | 0.5527 | 0.70329 | 0.64366 | 0.65175
7046 | 2004-10-20 | 14:00 | 0.63406 | 0.73879 | 0.63406 | 0.64021 | 0.6802 | 0.67812 | 0.65604 | 0.77516 | 0.56957 | 0.56153 | 0.70505 | 0.63925 | 0.66381
7047 | 2004-10-20 | 15:00 | 0.63274 | 0.77516 | 0.63274 | 0.63406 | 0.67812 | 0.67404 | 0.64808 | 0.8074 | 0.57604 | 0.56957 | 0.68123 | 0.61375 | 0.63962
7048 | 2004-10-20 | 16:00 | 0.63952 | 0.8074 | 0.63952 | 0.63274 | 0.67404 | 0.67313 | 0.64488 | 0.82311 | 0.57967 | 0.57604 | 0.64088 | 0.57519 | 0.59949
7049 | 2004-10-20 | 17:00 | 0.65164 | 0.82311 | 0.65164 | 0.63952 | 0.67313 | 0.68027 | 0.65268 | 0.8135 | 0.57609 | 0.57967 | 0.5819 | 0.52782 | 0.53907
7050 | 2004-10-20 | 18:00 | 0.67533 | 0.8135 | 0.67533 | 0.65164 | 0.68027 | 0.69219 | 0.6737 | 0.78057 | 0.57413 | 0.57609 | 0.53766 | 0.48239 | 0.48368
7051 | 2004-10-20 | 19:00 | 0.67847 | 0.78057 | 0.67847 | 0.67533 | 0.69219 | 0.71807 | 0.7177 | 0.7759 | 0.58209 | 0.57413 | 0.50588 | 0.4593 | 0.44594
7052 | 2004-10-20 | 20:00 | 0.66201 | 0.7759 | 0.66201 | 0.67847 | 0.71807 | 0.71565 | 0.71558 | 0.74772 | 0.56929 | 0.58209 | 0.49111 | 0.44506 | 0.42882
7053 | 2004-10-20 | 21:00 | 0.63036 | 0.74772 | 0.63036 | 0.66201 | 0.71565 | 0.69212 | 0.68527 | 0.70003 | 0.54414 | 0.56929 | 0.48597 | 0.43738 | 0.41699
7054 | 2004-10-20 | 22:00 | 0.57708 | 0.70003 | 0.57708 | 0.63036 | 0.69212 | 0.65473 | 0.6363 | 0.64155 | 0.50658 | 0.54414 | 0.48802 | 0.44 | 0.4132
7055 | 2004-10-20 | 23:00 | 0.52889 | 0.64155 | 0.52889 | 0.57708 | 0.65473 | 0.60113 | 0.57895 | 0.58258 | 0.46748 | 0.50658 | 0.50769 | 0.45699 | 0.42258
7056 | 2004-10-21 | 00:00 | 0.49178 | 0.58258 | 0.49178 | 0.52889 | 0.60113 | 0.5457 | 0.52513 | 0.53758 | 0.44676 | 0.46748 | 0.56593 | 0.50022 | 0.45692
7057 | 2004-10-21 | 01:00 | 0.46837 | 0.53758 | 0.46837 | 0.49178 | 0.5457 | 0.50251 | 0.4818 | 0.51085 | 0.4285 | 0.44676 | 0.65378 | 0.54526 | 0.52988
7058 | 2004-10-21 | 02:00 | 0.45687 | 0.51085 | 0.45687 | 0.46837 | 0.50251 | 0.47494 | 0.45177 | 0.49566 | 0.42028 | 0.4285 | 0.69887 | 0.56316 | 0.58089
7059 | 2004-10-21 | 03:00 | 0.45603 | 0.49566 | 0.45603 | 0.45687 | 0.47494 | 0.46045 | 0.43946 | 0.48932 | 0.41575 | 0.42028 | 0.69113 | 0.57288 | 0.60126
7060 | 2004-10-21 | 04:00 | 0.46414 | 0.48932 | 0.46414 | 0.45603 | 0.46045 | 0.45644 | 0.43618 | 0.49185 | 0.41964 | 0.41575 | 0.68365 | 0.58508 | 0.61744
7061 | 2004-10-21 | 05:00 | 0.50418 | 0.49185 | 0.50418 | 0.46414 | 0.45644 | 0.46154 | 0.44651 | 0.51921 | 0.43806 | 0.41964 | 0.67407 | 0.59377 | 0.63117
7062 | 2004-10-21 | 06:00 | 0.57956 | 0.51921 | 0.57956 | 0.50418 | 0.46154 | 0.49562 | 0.48963 | 0.58122 | 0.48319 | 0.43806 | 0.66126 | 0.59908 | 0.63342
7063 | 2004-10-21 | 07:00 | 0.62744 | 0.58122 | 0.62744 | 0.57956 | 0.49562 | 0.57363 | 0.57584 | 0.61385 | 0.51882 | 0.48319 | 0.65283 | 0.59592 | 0.63423
7064 | 2004-10-21 | 08:00 | 0.63402 | 0.61385 | 0.63402 | 0.62744 | 0.57363 | 0.63919 | 0.64513 | 0.61266 | 0.52639 | 0.51882 | 0.64575 | 0.59093 | 0.63736
7065 | 2004-10-21 | 09:00 | 0.63822 | 0.61266 | 0.63822 | 0.63402 | 0.63919 | 0.66201 | 0.66184 | 0.63147 | 0.53935 | 0.52639 | 0.63726 | 0.58182 | 0.63419
7066 | 2004-10-21 | 10:00 | 0.64332 | 0.63147 | 0.64332 | 0.63822 | 0.66201 | 0.67612 | 0.66848 | 0.65883 | 0.54803 | 0.53935 | 0.63422 | 0.57766 | 0.62837
7067 | 2004-10-21 | 11:00 | 0.64232 | 0.65883 | 0.64232 | 0.64332 | 0.67612 | 0.68547 | 0.67399 | 0.6873 | 0.56308 | 0.54803 | 0.64072 | 0.57925 | 0.61989
7068 | 2004-10-21 | 12:00 | 0.63827 | 0.6873 | 0.63827 | 0.64232 | 0.68547 | 0.68748 | 0.67296 | 0.71614 | 0.57135 | 0.56308 | 0.66012 | 0.59377 | 0.61209
7069 | 2004-10-21 | 13:00 | 0.63738 | 0.71614 | 0.63738 | 0.63827 | 0.68748 | 0.6835 | 0.66678 | 0.75017 | 0.58531 | 0.57135 | 0.70073 | 0.61751 | 0.64322
7070 | 2004-10-21 | 14:00 | 0.62983 | 0.75017 | 0.62983 | 0.63738 | 0.6835 | 0.68209 | 0.66462 | 0.77996 | 0.59595 | 0.58531 | 0.7093 | 0.61101 | 0.65938
7071 | 2004-10-21 | 15:00 | 0.62846 | 0.77996 | 0.62846 | 0.62983 | 0.68209 | 0.67967 | 0.65765 | 0.80433 | 0.60208 | 0.59595 | 0.69137 | 0.58904 | 0.63958
7072 | 2004-10-21 | 16:00 | 0.63489 | 0.80433 | 0.63489 | 0.62846 | 0.67967 | 0.67735 | 0.65459 | 0.81712 | 0.60664 | 0.60208 | 0.6515 | 0.55011 | 0.59993
7073 | 2004-10-21 | 17:00 | 0.64477 | 0.81712 | 0.64477 | 0.63489 | 0.67735 | 0.68635 | 0.66387 | 0.80578 | 0.59672 | 0.60664 | 0.59691 | 0.50436 | 0.54084
7074 | 2004-10-21 | 18:00 | 0.67261 | 0.80578 | 0.67261 | 0.64477 | 0.68635 | 0.69736 | 0.68676 | 0.77661 | 0.59726 | 0.59672 | 0.54879 | 0.46777 | 0.49071
7075 | 2004-10-21 | 19:00 | 0.6772 | 0.77661 | 0.6772 | 0.67261 | 0.69736 | 0.72317 | 0.72495 | 0.77378 | 0.60195 | 0.59726 | 0.51828 | 0.44573 | 0.45052
7076 | 2004-10-21 | 20:00 | 0.66192 | 0.77378 | 0.66192 | 0.6772 | 0.72317 | 0.71712 | 0.7177 | 0.74664 | 0.59294 | 0.60195 | 0.50636 | 0.43455 | 0.43021
7077 | 2004-10-21 | 21:00 | 0.63048 | 0.74664 | 0.63048 | 0.66192 | 0.71712 | 0.69353 | 0.6895 | 0.70382 | 0.56759 | 0.59294 | 0.50048 | 0.42795 | 0.41874
7078 | 2004-10-21 | 22:00 | 0.58006 | 0.70382 | 0.58006 | 0.63048 | 0.69353 | 0.65617 | 0.63987 | 0.64992 | 0.53492 | 0.56759 | 0.50263 | 0.43056 | 0.4152
7079 | 2004-10-21 | 23:00 | 0.52941 | 0.64992 | 0.52941 | 0.58006 | 0.65617 | 0.60117 | 0.57257 | 0.58977 | 0.49512 | 0.53492 | 0.52052 | 0.44884 | 0.42516
7080 | 2004-10-22 | 00:00 | 0.49159 | 0.58977 | 0.49159 | 0.52941 | 0.60117 | 0.5424 | 0.5129 | 0.54423 | 0.46119 | 0.49512 | 0.57785 | 0.49113 | 0.45959
7081 | 2004-10-22 | 01:00 | 0.47019 | 0.54423 | 0.47019 | 0.49159 | 0.5424 | 0.50026 | 0.46936 | 0.5172 | 0.44846 | 0.46119 | 0.66584 | 0.53557 | 0.52782
7082 | 2004-10-22 | 02:00 | 0.46152 | 0.5172 | 0.46152 | 0.47019 | 0.50026 | 0.47659 | 0.44887 | 0.50044 | 0.43929 | 0.44846 | 0.71077 | 0.55166 | 0.57377
7083 | 2004-10-22 | 03:00 | 0.45762 | 0.50044 | 0.45762 | 0.46152 | 0.47659 | 0.4626 | 0.43992 | 0.49161 | 0.43383 | 0.43929 | 0.70928 | 0.561 | 0.59538
7084 | 2004-10-22 | 04:00 | 0.46782 | 0.49161 | 0.46782 | 0.45762 | 0.4626 | 0.45771 | 0.43705 | 0.49303 | 0.43674 | 0.43383 | 0.70372 | 0.56932 | 0.61553
7085 | 2004-10-22 | 05:00 | 0.50662 | 0.49303 | 0.50662 | 0.46782 | 0.45771 | 0.46256 | 0.44564 | 0.52187 | 0.45702 | 0.43674 | 0.69831 | 0.57318 | 0.63244
7086 | 2004-10-22 | 06:00 | 0.58171 | 0.52187 | 0.58171 | 0.50662 | 0.46256 | 0.49513 | 0.49017 | 0.58383 | 0.50195 | 0.45702 | 0.68889 | 0.57288 | 0.63643
7087 | 2004-10-22 | 07:00 | 0.62884 | 0.58383 | 0.62884 | 0.58171 | 0.49513 | 0.57162 | 0.58389 | 0.61262 | 0.53917 | 0.50195 | 0.68064 | 0.56981 | 0.63252
7088 | 2004-10-22 | 08:00 | 0.63613 | 0.61262 | 0.63613 | 0.62884 | 0.57162 | 0.63592 | 0.64932 | 0.61445 | 0.55045 | 0.53917 | 0.67281 | 0.56792 | 0.63792
7089 | 2004-10-22 | 09:00 | 0.63952 | 0.61445 | 0.63952 | 0.63613 | 0.63592 | 0.6593 | 0.66665 | 0.6394 | 0.56622 | 0.55045 | 0.6639 | 0.56533 | 0.63492
7090 | 2004-10-22 | 10:00 | 0.64295 | 0.6394 | 0.64295 | 0.63952 | 0.6593 | 0.67851 | 0.67374 | 0.67135 | 0.58145 | 0.56622 | 0.66129 | 0.56306 | 0.63001
7091 | 2004-10-22 | 11:00 | 0.63673 | 0.67135 | 0.63673 | 0.64295 | 0.67851 | 0.68748 | 0.67847 | 0.69887 | 0.5909 | 0.58145 | 0.66667 | 0.56192 | 0.61789
7092 | 2004-10-22 | 12:00 | 0.6305 | 0.69887 | 0.6305 | 0.63673 | 0.68748 | 0.68065 | 0.6769 | 0.71718 | 0.595 | 0.5909 | 0.68234 | 0.57086 | 0.60738
7093 | 2004-10-22 | 13:00 | 0.62446 | 0.71718 | 0.62446 | 0.6305 | 0.68065 | 0.67453 | 0.66947 | 0.73896 | 0.60054 | 0.595 | 0.70241 | 0.59711 | 0.6305
7094 | 2004-10-22 | 14:00 | 0.61712 | 0.73896 | 0.61712 | 0.62446 | 0.67453 | 0.67144 | 0.66744 | 0.75815 | 0.60028 | 0.60054 | 0.6923 | 0.59208 | 0.63721
7095 | 2004-10-22 | 15:00 | 0.61179 | 0.75815 | 0.61179 | 0.61712 | 0.67144 | 0.66606 | 0.65774 | 0.76618 | 0.59711 | 0.60028 | 0.67266 | 0.57452 | 0.61892
7096 | 2004-10-22 | 16:00 | 0.6108 | 0.76618 | 0.6108 | 0.61179 | 0.66606 | 0.65895 | 0.65206 | 0.75635 | 0.58959 | 0.59711 | 0.63867 | 0.5475 | 0.58531
7097 | 2004-10-22 | 17:00 | 0.6146 | 0.75635 | 0.6146 | 0.6108 | 0.65895 | 0.66015 | 0.65517 | 0.73183 | 0.58042 | 0.58959 | 0.5943 | 0.50777 | 0.54311
7098 | 2004-10-22 | 18:00 | 0.63927 | 0.73183 | 0.63927 | 0.6146 | 0.66015 | 0.66514 | 0.67291 | 0.7024 | 0.57269 | 0.58042 | 0.55147 | 0.47497 | 0.49427
7099 | 2004-10-22 | 19:00 | 0.64225 | 0.7024 | 0.64225 | 0.63927 | 0.66514 | 0.68916 | 0.69991 | 0.6959 | 0.57367 | 0.57269 | 0.52137 | 0.45445 | 0.45319
7100 | 2004-10-22 | 20:00 | 0.62759 | 0.6959 | 0.62759 | 0.64225 | 0.68916 | 0.68702 | 0.68606 | 0.67185 | 0.56109 | 0.57367 | 0.50532 | 0.44075 | 0.43374
7101 | 2004-10-22 | 21:00 | 0.60492 | 0.67185 | 0.60492 | 0.62759 | 0.68702 | 0.66342 | 0.66052 | 0.64195 | 0.53969 | 0.56109 | 0.4984 | 0.43337 | 0.41853
7102 | 2004-10-22 | 22:00 | 0.56779 | 0.64195 | 0.56779 | 0.60492 | 0.66342 | 0.62209 | 0.62324 | 0.60283 | 0.51354 | 0.53969 | 0.49532 | 0.433 | 0.41059
7103 | 2004-10-22 | 23:00 | 0.52563 | 0.60283 | 0.52563 | 0.56779 | 0.62209 | 0.57423 | 0.57062 | 0.55937 | 0.4811 | 0.51354 | 0.50458 | 0.4397 | 0.41041
7104 | 2004-10-23 | 00:00 | 0.4902 | 0.55937 | 0.4902 | 0.52563 | 0.57423 | 0.5406 | 0.51484 | 0.51863 | 0.45117 | 0.4811 | 0.52829 | 0.45808 | 0.42372
7105 | 2004-10-23 | 01:00 | 0.47004 | 0.51863 | 0.47004 | 0.4902 | 0.5406 | 0.50266 | 0.47425 | 0.48847 | 0.43272 | 0.45117 | 0.56843 | 0.47529 | 0.44942
7106 | 2004-10-23 | 02:00 | 0.45939 | 0.48847 | 0.45939 | 0.47004 | 0.50266 | 0.46791 | 0.44925 | 0.46816 | 0.42185 | 0.43272 | 0.61293 | 0.49337 | 0.47247
7107 | 2004-10-23 | 03:00 | 0.45592 | 0.46816 | 0.45592 | 0.45939 | 0.46791 | 0.46502 | 0.43681 | 0.45439 | 0.41453 | 0.42185 | 0.64977 | 0.51542 | 0.50712
7108 | 2004-10-23 | 04:00 | 0.45851 | 0.45439 | 0.45851 | 0.45592 | 0.46502 | 0.45658 | 0.43162 | 0.44848 | 0.41126 | 0.41453 | 0.66507 | 0.53029 | 0.53973
7109 | 2004-10-23 | 05:00 | 0.47385 | 0.44848 | 0.47385 | 0.45851 | 0.45658 | 0.46151 | 0.43502 | 0.45363 | 0.41734 | 0.41126 | 0.66281 | 0.53664 | 0.55948
7110 | 2004-10-23 | 06:00 | 0.50159 | 0.45363 | 0.50159 | 0.47385 | 0.46151 | 0.46808 | 0.45024 | 0.47154 | 0.43337 | 0.41734 | 0.64841 | 0.53469 | 0.56644
7111 | 2004-10-23 | 07:00 | 0.53113 | 0.47154 | 0.53113 | 0.50159 | 0.46808 | 0.49376 | 0.48856 | 0.49088 | 0.44926 | 0.43337 | 0.63225 | 0.52986 | 0.56427
7112 | 2004-10-23 | 08:00 | 0.56093 | 0.49088 | 0.56093 | 0.53113 | 0.49376 | 0.52137 | 0.53317 | 0.51284 | 0.4633 | 0.44926 | 0.61793 | 0.52775 | 0.55774
7113 | 2004-10-23 | 09:00 | 0.57827 | 0.51284 | 0.57827 | 0.56093 | 0.52137 | 0.55643 | 0.58273 | 0.54302 | 0.4869 | 0.4633 | 0.61016 | 0.52436 | 0.5521
7114 | 2004-10-23 | 10:00 | 0.57867 | 0.54302 | 0.57867 | 0.57827 | 0.55643 | 0.57623 | 0.61291 | 0.56936 | 0.50231 | 0.4869 | 0.60875 | 0.52653 | 0.54696
7115 | 2004-10-23 | 11:00 | 0.57394 | 0.56936 | 0.57394 | 0.57867 | 0.57623 | 0.5762 | 0.62498 | 0.58784 | 0.51117 | 0.50231 | 0.61674 | 0.52929 | 0.54652
7116 | 2004-10-23 | 12:00 | 0.56257 | 0.58784 | 0.56257 | 0.57394 | 0.5762 | 0.59456 | 0.62129 | 0.60042 | 0.51343 | 0.51117 | 0.63489 | 0.54792 | 0.55329
7117 | 2004-10-23 | 13:00 | 0.54662 | 0.60042 | 0.54662 | 0.56257 | 0.59456 | 0.5877 | 0.61142 | 0.6065 | 0.51611 | 0.51343 | 0.66866 | 0.57818 | 0.5929
7118 | 2004-10-23 | 14:00 | 0.53639 | 0.6065 | 0.53639 | 0.54662 | 0.5877 | 0.58432 | 0.59857 | 0.6068 | 0.51799 | 0.51611 | 0.67231 | 0.5731 | 0.60167
7119 | 2004-10-23 | 15:00 | 0.53076 | 0.6068 | 0.53076 | 0.53639 | 0.58432 | 0.57592 | 0.58824 | 0.61186 | 0.52134 | 0.51799 | 0.65682 | 0.55544 | 0.58345
7120 | 2004-10-23 | 16:00 | 0.53454 | 0.61186 | 0.53454 | 0.53076 | 0.57592 | 0.57169 | 0.58322 | 0.61452 | 0.52549 | 0.52134 | 0.62959 | 0.52971 | 0.55682
7121 | 2004-10-23 | 17:00 | 0.54475 | 0.61452 | 0.54475 | 0.53454 | 0.57169 | 0.57715 | 0.5945 | 0.61006 | 0.5214 | 0.52549 | 0.591 | 0.49823 | 0.5183
7122 | 2004-10-23 | 18:00 | 0.58258 | 0.61006 | 0.58258 | 0.54475 | 0.57715 | 0.59498 | 0.62121 | 0.59864 | 0.51905 | 0.5214 | 0.55294 | 0.4665 | 0.47586
7123 | 2004-10-23 | 19:00 | 0.592 | 0.59864 | 0.592 | 0.58258 | 0.59498 | 0.6357 | 0.65542 | 0.6058 | 0.52562 | 0.51905 | 0.52648 | 0.44568 | 0.4408
7124 | 2004-10-23 | 20:00 | 0.58462 | 0.6058 | 0.58462 | 0.592 | 0.6357 | 0.63803 | 0.64393 | 0.58902 | 0.51155 | 0.52562 | 0.51011 | 0.43151 | 0.43364
7125 | 2004-10-23 | 21:00 | 0.56876 | 0.58902 | 0.56876 | 0.58462 | 0.63803 | 0.6215 | 0.62079 | 0.565 | 0.49226 | 0.51155 | 0.505 | 0.42476 | 0.39401
7126 | 2004-10-23 | 22:00 | 0.53997 | 0.565 | 0.53997 | 0.56876 | 0.6215 | 0.60141 | 0.58919 | 0.53298 | 0.46657 | 0.49226 | 0.5046 | 0.42125 | 0.40045
7127 | 2004-10-23 | 23:00 | 0.50624 | 0.53298 | 0.50624 | 0.53997 | 0.60141 | 0.56916 | 0.54951 | 0.49745 | 0.4405 | 0.46657 | 0.51057 | 0.42483 | 0.39922
7128 | 2004-10-24 | 00:00 | 0.47604 | 0.49745 | 0.47604 | 0.50624 | 0.56916 | 0.53273 | 0.50684 | 0.46509 | 0.41338 | 0.4405 | 0.52954 | 0.43933 | 0.4078
7129 | 2004-10-24 | 01:00 | 0.45453 | 0.46509 | 0.45453 | 0.47604 | 0.53273 | 0.49615 | 0.46815 | 0.44321 | 0.3957 | 0.41338 | 0.56308 | 0.4526 | 0.42438
7130 | 2004-10-24 | 02:00 | 0.44226 | 0.44321 | 0.44226 | 0.45453 | 0.49615 | 0.47125 | 0.43867 | 0.42771 | 0.38689 | 0.3957 | 0.60558 | 0.46543 | 0.43876
7131 | 2004-10-24 | 03:00 | 0.438 | 0.42771 | 0.438 | 0.44226 | 0.47125 | 0.4557 | 0.42345 | 0.41923 | 0.38081 | 0.38689 | 0.64008 | 0.48804 | 0.46596
7132 | 2004-10-24 | 04:00 | 0.43582 | 0.41923 | 0.43582 | 0.438 | 0.4557 | 0.44652 | 0.41553 | 0.41539 | 0.38104 | 0.38081 | 0.65477 | 0.50665 | 0.49694
7133 | 2004-10-24 | 05:00 | 0.44435 | 0.41539 | 0.44435 | 0.43582 | 0.44652 | 0.44427 | 0.41674 | 0.41834 | 0.38496 | 0.38104 | 0.65024 | 0.51756 | 0.51979
7134 | 2004-10-24 | 06:00 | 0.46208 | 0.41834 | 0.46208 | 0.44435 | 0.44427 | 0.45039 | 0.42474 | 0.42955 | 0.39673 | 0.38496 | 0.63664 | 0.52304 | 0.52928
7135 | 2004-10-24 | 07:00 | 0.48522 | 0.42955 | 0.48522 | 0.46208 | 0.45039 | 0.46748 | 0.4473 | 0.44358 | 0.41183 | 0.39673 | 0.62387 | 0.52625 | 0.53199
7136 | 2004-10-24 | 08:00 | 0.51556 | 0.44358 | 0.51556 | 0.48522 | 0.46748 | 0.48746 | 0.47682 | 0.46302 | 0.42868 | 0.41183 | 0.60819 | 0.52692 | 0.53083
7137 | 2004-10-24 | 09:00 | 0.54465 | 0.46302 | 0.54465 | 0.51556 | 0.48746 | 0.52045 | 0.52359 | 0.4988 | 0.44563 | 0.42868 | 0.59464 | 0.52872 | 0.52883
7138 | 2004-10-24 | 10:00 | 0.55819 | 0.4988 | 0.55819 | 0.54465 | 0.52045 | 0.55576 | 0.5651 | 0.5331 | 0.45696 | 0.44563 | 0.59225 | 0.5344 | 0.5262
7139 | 2004-10-24 | 11:00 | 0.56088 | 0.5331 | 0.56088 | 0.55819 | 0.55576 | 0.57535 | 0.58683 | 0.56345 | 0.46745 | 0.45696 | 0.6009 | 0.54379 | 0.52771
7140 | 2004-10-24 | 12:00 | 0.55843 | 0.56345 | 0.55843 | 0.56088 | 0.57535 | 0.5865 | 0.59649 | 0.59445 | 0.48139 | 0.46745 | 0.6314 | 0.56538 | 0.53987
7141 | 2004-10-24 | 13:00 | 0.55159 | 0.59445 | 0.55159 | 0.55843 | 0.5865 | 0.58721 | 0.59873 | 0.61843 | 0.49097 | 0.48139 | 0.67848 | 0.59848 | 0.59249
7142 | 2004-10-24 | 14:00 | 0.54719 | 0.61843 | 0.54719 | 0.55159 | 0.58721 | 0.58355 | 0.59322 | 0.63413 | 0.50135 | 0.49097 | 0.68743 | 0.59357 | 0.61093
7143 | 2004-10-24 | 15:00 | 0.54619 | 0.63413 | 0.54619 | 0.54719 | 0.58355 | 0.58028 | 0.58853 | 0.63976 | 0.50921 | 0.50135 | 0.67308 | 0.57375 | 0.59483
7144 | 2004-10-24 | 16:00 | 0.55131 | 0.63976 | 0.55131 | 0.54619 | 0.58028 | 0.58098 | 0.58824 | 0.63998 | 0.51691 | 0.50921 | 0.63547 | 0.53729 | 0.56229
7145 | 2004-10-24 | 17:00 | 0.57 | 0.63998 | 0.57 | 0.55131 | 0.58098 | 0.58903 | 0.60234 | 0.63433 | 0.52155 | 0.51691 | 0.58536 | 0.49691 | 0.51134
7146 | 2004-10-24 | 18:00 | 0.60492 | 0.63433 | 0.60492 | 0.57 | 0.58903 | 0.60862 | 0.63522 | 0.62787 | 0.52742 | 0.52155 | 0.54141 | 0.46164 | 0.46596
7147 | 2004-10-24 | 19:00 | 0.61655 | 0.62787 | 0.61655 | 0.60492 | 0.60862 | 0.65002 | 0.66761 | 0.63971 | 0.54602 | 0.52742 | 0.51663 | 0.44271 | 0.42936
7148 | 2004-10-24 | 20:00 | 0.60249 | 0.63971 | 0.60249 | 0.61655 | 0.65002 | 0.65283 | 0.66263 | 0.62623 | 0.53582 | 0.54602 | 0.50868 | 0.43435 | 0.41472
7149 | 2004-10-24 | 21:00 | 0.57927 | 0.62623 | 0.57927 | 0.60249 | 0.65283 | 0.63433 | 0.63671 | 0.59938 | 0.51601 | 0.53582 | 0.50777 | 0.42884 | 0.40317
7150 | 2004-10-24 | 22:00 | 0.53994 | 0.59938 | 0.53994 | 0.57927 | 0.63433 | 0.60722 | 0.59351 | 0.55737 | 0.48499 | 0.51601 | 0.51632 | 0.43173 | 0.40299
7151 | 2004-10-24 | 23:00 | 0.50043 | 0.55737 | 0.50043 | 0.53994 | 0.60722 | 0.56628 | 0.54221 | 0.50917 | 0.44785 | 0.48499 | 0.54362 | 0.452 | 0.41298
7152 | 2004-10-25 | 00:00 | 0.46606 | 0.50917 | 0.46606 | 0.50043 | 0.56628 | 0.51904 | 0.4927 | 0.47668 | 0.4183 | 0.44785 | 0.6145 | 0.49661 | 0.4526
7153 | 2004-10-25 | 01:00 | 0.45461 | 0.47668 | 0.45461 | 0.46606 | 0.51904 | 0.4824 | 0.45128 | 0.45608 | 0.40346 | 0.4183 | 0.71551 | 0.54516 | 0.52787
7154 | 2004-10-25 | 02:00 | 0.4457 | 0.45608 | 0.4457 | 0.45461 | 0.4824 | 0.464 | 0.43104 | 0.44285 | 0.39691 | 0.40346 | 0.7673 | 0.56403 | 0.58356
7155 | 2004-10-25 | 03:00 | 0.44681 | 0.44285 | 0.44681 | 0.4457 | 0.464 | 0.45233 | 0.42296 | 0.43822 | 0.39344 | 0.39691 | 0.75868 | 0.57325 | 0.60408
7156 | 2004-10-25 | 04:00 | 0.4563 | 0.43822 | 0.4563 | 0.44681 | 0.45233 | 0.44934 | 0.42159 | 0.44425 | 0.40042 | 0.39344 | 0.74265 | 0.5807 | 0.62361
7157 | 2004-10-25 | 05:00 | 0.49833 | 0.44425 | 0.49833 | 0.4563 | 0.44934 | 0.45493 | 0.43307 | 0.47207 | 0.42378 | 0.40042 | 0.72517 | 0.58792 | 0.6376
7158 | 2004-10-25 | 06:00 | 0.57573 | 0.47207 | 0.57573 | 0.49833 | 0.45493 | 0.49021 | 0.48267 | 0.52972 | 0.47598 | 0.42378 | 0.70757 | 0.59086 | 0.6412
7159 | 2004-10-25 | 07:00 | 0.62645 | 0.52972 | 0.62645 | 0.57573 | 0.49021 | 0.56899 | 0.58057 | 0.56458 | 0.51668 | 0.47598 | 0.69067 | 0.59208 | 0.64275
7160 | 2004-10-25 | 08:00 | 0.63357 | 0.56458 | 0.63357 | 0.62645 | 0.56899 | 0.63616 | 0.64754 | 0.56659 | 0.52088 | 0.51668 | 0.68359 | 0.59158 | 0.64454
7161 | 2004-10-25 | 09:00 | 0.6363 | 0.56659 | 0.6363 | 0.63357 | 0.63616 | 0.6605 | 0.66338 | 0.59143 | 0.53381 | 0.52088 | 0.6784 | 0.59056 | 0.64196
7162 | 2004-10-25 | 10:00 | 0.64472 | 0.59143 | 0.64472 | 0.6363 | 0.6605 | 0.67485 | 0.672 | 0.62496 | 0.54685 | 0.53381 | 0.68083 | 0.58949 | 0.63437
7163 | 2004-10-25 | 11:00 | 0.64099 | 0.62496 | 0.64099 | 0.64472 | 0.67485 | 0.68111 | 0.67835 | 0.65157 | 0.55581 | 0.54685 | 0.69089 | 0.59198 | 0.62325
7164 | 2004-10-25 | 12:00 | 0.63575 | 0.65157 | 0.63575 | 0.64099 | 0.68111 | 0.68202 | 0.67818 | 0.67096 | 0.56354 | 0.55581 | 0.71992 | 0.60857 | 0.62492
7165 | 2004-10-25 | 13:00 | 0.63142 | 0.67096 | 0.63142 | 0.63575 | 0.68202 | 0.67956 | 0.67184 | 0.68726 | 0.57346 | 0.56354 | 0.75554 | 0.63875 | 0.6669
7166 | 2004-10-25 | 14:00 | 0.62332 | 0.68726 | 0.62332 | 0.63142 | 0.67956 | 0.6802 | 0.6674 | 0.69573 | 0.57851 | 0.57346 | 0.74939 | 0.63313 | 0.67045
7167 | 2004-10-25 | 15:00 | 0.61888 | 0.69573 | 0.61888 | 0.62332 | 0.6802 | 0.67313 | 0.6601 | 0.70264 | 0.58075 | 0.57851 | 0.72445 | 0.61086 | 0.64646
7168 | 2004-10-25 | 16:00 | 0.62486 | 0.70264 | 0.62486 | 0.61888 | 0.67313 | 0.66929 | 0.65824 | 0.70488 | 0.58034 | 0.58075 | 0.67883 | 0.56929 | 0.60566
7169 | 2004-10-25 | 17:00 | 0.63643 | 0.70488 | 0.63643 | 0.62486 | 0.66929 | 0.67886 | 0.66968 | 0.69219 | 0.57483 | 0.58034 | 0.6161 | 0.521 | 0.54506
7170 | 2004-10-25 | 18:00 | 0.6694 | 0.69219 | 0.6694 | 0.63643 | 0.67886 | 0.69961 | 0.69829 | 0.67873 | 0.58284 | 0.57483 | 0.56779 | 0.48633 | 0.49073
7171 | 2004-10-25 | 19:00 | 0.67433 | 0.67873 | 0.67433 | 0.6694 | 0.69961 | 0.72623 | 0.73433 | 0.68501 | 0.59363 | 0.58284 | 0.53641 | 0.45492 | 0.4523
7172 | 2004-10-25 | 20:00 | 0.65703 | 0.68501 | 0.65703 | 0.67433 | 0.72623 | 0.71793 | 0.72068 | 0.66601 | 0.58093 | 0.59363 | 0.52329 | 0.4459 | 0.43202
7173 | 2004-10-25 | 21:00 | 0.62615 | 0.66601 | 0.62615 | 0.65703 | 0.71793 | 0.6936 | 0.68946 | 0.63002 | 0.55342 | 0.58093 | 0.51727 | 0.43821 | 0.42134
7174 | 2004-10-25 | 22:00 | 0.57185 | 0.63002 | 0.57185 | 0.62615 | 0.6936 | 0.65459 | 0.63933 | 0.57888 | 0.51403 | 0.55342 | 0.52055 | 0.44142 | 0.41294
7175 | 2004-10-25 | 23:00 | 0.51961 | 0.57888 | 0.51961 | 0.57185 | 0.65459 | 0.59747 | 0.56817 | 0.5246 | 0.47289 | 0.51403 | 0.54184 | 0.4604 | 0.42203
7176 | 2004-10-26 | 00:00 | 0.48524 | 0.5246 | 0.48524 | 0.51961 | 0.59747 | 0.54064 | 0.5078 | 0.48379 | 0.44462 | 0.47289 | 0.60601 | 0.50573 | 0.45807
7177 | 2004-10-26 | 01:00 | 0.46628 | 0.48379 | 0.46628 | 0.48524 | 0.54064 | 0.49734 | 0.46612 | 0.46314 | 0.42765 | 0.44462 | 0.70039 | 0.55288 | 0.53185
7178 | 2004-10-26 | 02:00 | 0.45593 | 0.46314 | 0.45593 | 0.46628 | 0.49734 | 0.4754 | 0.44659 | 0.44981 | 0.41886 | 0.42765 | 0.74484 | 0.57006 | 0.59177
7179 | 2004-10-26 | 03:00 | 0.45261 | 0.44981 | 0.45261 | 0.45593 | 0.4754 | 0.46161 | 0.43776 | 0.44365 | 0.41508 | 0.41886 | 0.73278 | 0.57467 | 0.6132
7180 | 2004-10-26 | 04:00 | 0.46417 | 0.44365 | 0.46417 | 0.45261 | 0.46161 | 0.45662 | 0.43602 | 0.44759 | 0.41909 | 0.41508 | 0.72275 | 0.58037 | 0.62892
7181 | 2004-10-26 | 05:00 | 0.50512 | 0.44759 | 0.50512 | 0.46417 | 0.45662 | 0.46151 | 0.44763 | 0.47637 | 0.4404 | 0.41909 | 0.71042 | 0.58795 | 0.64327
7182 | 2004-10-26 | 06:00 | 0.58319 | 0.47637 | 0.58319 | 0.50512 | 0.46151 | 0.49485 | 0.49685 | 0.53862 | 0.49156 | 0.4404 | 0.69919 | 0.59059 | 0.64847
7183 | 2004-10-26 | 07:00 | 0.63259 | 0.53862 | 0.63259 | 0.58319 | 0.49485 | 0.57535 | 0.59774 | 0.57079 | 0.52941 | 0.49156 | 0.68892 | 0.59243 | 0.64387
7184 | 2004-10-26 | 08:00 | 0.63391 | 0.57079 | 0.63391 | 0.63259 | 0.57535 | 0.64168 | 0.65824 | 0.56959 | 0.53417 | 0.52941 | 0.67963 | 0.59248 | 0.64183
7185 | 2004-10-26 | 09:00 | 0.63451 | 0.56959 | 0.63451 | 0.63391 | 0.64168 | 0.66082 | 0.66703 | 0.59052 | 0.54953 | 0.53417 | 0.66818 | 0.59034 | 0.6362
7186 | 2004-10-26 | 10:00 | 0.6385 | 0.59052 | 0.6385 | 0.63451 | 0.66082 | 0.67263 | 0.66943 | 0.62141 | 0.56444 | 0.54953 | 0.66448 | 0.5879 | 0.63094
7187 | 2004-10-26 | 11:00 | 0.63449 | 0.62141 | 0.63449 | 0.6385 | 0.67263 | 0.68069 | 0.67175 | 0.64842 | 0.57475 | 0.56444 | 0.6709 | 0.58877 | 0.627
7188 | 2004-10-26 | 12:00 | 0.62727 | 0.64842 | 0.62727 | 0.63449 | 0.68069 | 0.68086 | 0.67453 | 0.67103 | 0.58204 | 0.57475 | 0.69842 | 0.60421 | 0.6339
7189 | 2004-10-26 | 13:00 | 0.62396 | 0.67103 | 0.62396 | 0.62727 | 0.68086 | 0.67763 | 0.66217 | 0.69051 | 0.59088 | 0.58204 | 0.73821 | 0.63133 | 0.66893
7190 | 2004-10-26 | 14:00 | 0.62083 | 0.69051 | 0.62083 | 0.62396 | 0.67763 | 0.6759 | 0.65853 | 0.70518 | 0.59616 | 0.59088 | 0.7397 | 0.62757 | 0.67543
7191 | 2004-10-26 | 15:00 | 0.61622 | 0.70518 | 0.61622 | 0.62083 | 0.6759 | 0.66905 | 0.65094 | 0.7171 | 0.59706 | 0.59616 | 0.71497 | 0.60501 | 0.65252
7192 | 2004-10-26 | 16:00 | 0.61767 | 0.7171 | 0.61767 | 0.61622 | 0.66905 | 0.66634 | 0.64513 | 0.71872 | 0.59791 | 0.59706 | 0.67274 | 0.56411 | 0.61579
7193 | 2004-10-26 | 17:00 | 0.62389 | 0.71872 | 0.62389 | 0.61767 | 0.66634 | 0.67109 | 0.64944 | 0.70754 | 0.59149 | 0.59791 | 0.61402 | 0.51786 | 0.55177
7194 | 2004-10-26 | 18:00 | 0.66106 | 0.70754 | 0.66106 | 0.62389 | 0.67109 | 0.68199 | 0.67387 | 0.69743 | 0.59332 | 0.59149 | 0.56577 | 0.47786 | 0.49544
7195 | 2004-10-26 | 19:00 | 0.66778 | 0.69743 | 0.66778 | 0.66106 | 0.68199 | 0.71646 | 0.72442 | 0.70773 | 0.60404 | 0.59332 | 0.53566 | 0.45679 | 0.45661
7196 | 2004-10-26 | 20:00 | 0.6541 | 0.70773 | 0.6541 | 0.66778 | 0.71646 | 0.71181 | 0.71915 | 0.6903 | 0.59088 | 0.60404 | 0.5234 | 0.44493 | 0.43329
7197 | 2004-10-26 | 21:00 | 0.62468 | 0.6903 | 0.62468 | 0.6541 | 0.71181 | 0.688 | 0.68909 | 0.65598 | 0.56444 | 0.59088 | 0.51658 | 0.43948 | 0.42378
7198 | 2004-10-26 | 22:00 | 0.57212 | 0.65598 | 0.57212 | 0.62468 | 0.688 | 0.65139 | 0.63916 | 0.60474 | 0.52758 | 0.56444 | 0.51999 | 0.44005 | 0.41955
7199 | 2004-10-26 | 23:00 | 0.52001 | 0.60474 | 0.52001 | 0.57212 | 0.65139 | 0.59593 | 0.57671 | 0.54816 | 0.48432 | 0.52758 | 0.54426 | 0.45733 | 0.4295
7200 | 2004-10-27 | 00:00 | 0.4849 | 0.54816 | 0.4849 | 0.52001 | 0.59593 | 0.5392 | 0.51708 | 0.50777 | 0.45261 | 0.48432 | 0.60968 | 0.50306 | 0.46616
7201 | 2004-10-27 | 01:00 | 0.46752 | 0.50777 | 0.46752 | 0.4849 | 0.5392 | 0.49548 | 0.47251 | 0.48472 | 0.43576 | 0.45261 | 0.70406 | 0.55131 | 0.53906
7202 | 2004-10-27 | 02:00 | 0.45771 | 0.48472 | 0.45771 | 0.46752 | 0.49548 | 0.47417 | 0.44949 | 0.47057 | 0.42541 | 0.43576 | 0.75248 | 0.56969 | 0.59867
7203 | 2004-10-27 | 03:00 | 0.4554 | 0.47057 | 0.4554 | 0.45771 | 0.47417 | 0.46161 | 0.44029 | 0.46374 | 0.41863 | 0.42541 | 0.73909 | 0.57342 | 0.61226
7204 | 2004-10-27 | 04:00 | 0.46799 | 0.46374 | 0.46799 | 0.4554 | 0.46161 | 0.45577 | 0.43834 | 0.46763 | 0.42098 | 0.41863 | 0.7237 | 0.58289 | 0.62851
7205 | 2004-10-27 | 05:00 | 0.50814 | 0.46763 | 0.50814 | 0.46799 | 0.45577 | 0.46094 | 0.44866 | 0.4976 | 0.44496 | 0.42098 | 0.70734 | 0.58715 | 0.6417
7206 | 2004-10-27 | 06:00 | 0.58638 | 0.4976 | 0.58638 | 0.50814 | 0.46094 | 0.49506 | 0.49656 | 0.55971 | 0.49687 | 0.44496 | 0.68974 | 0.58653 | 0.6419
7207 | 2004-10-27 | 07:00 | 0.63498 | 0.55971 | 0.63498 | 0.58638 | 0.49506 | 0.57549 | 0.59587 | 0.59231 | 0.53621 | 0.49687 | 0.67622 | 0.58712 | 0.63746
7208 | 2004-10-27 | 08:00 | 0.63783 | 0.59231 | 0.63783 | 0.63498 | 0.57549 | 0.63887 | 0.65666 | 0.59054 | 0.54115 | 0.53621 | 0.66164 | 0.58672 | 0.6393
7209 | 2004-10-27 | 09:00 | 0.63683 | 0.59054 | 0.63683 | 0.63783 | 0.63887 | 0.65916 | 0.6662 | 0.61235 | 0.55301 | 0.54115 | 0.65182 | 0.58359 | 0.63278
7210 | 2004-10-27 | 10:00 | 0.63578 | 0.61235 | 0.63578 | 0.63683 | 0.65916 | 0.67274 | 0.66935 | 0.64034 | 0.5679 | 0.55301 | 0.64633 | 0.5792 | 0.62545
7211 | 2004-10-27 | 11:00 | 0.62933 | 0.64034 | 0.62933 | 0.63578 | 0.67274 | 0.67882 | 0.67217 | 0.6685 | 0.58031 | 0.5679 | 0.65107 | 0.58055 | 0.62037
7212 | 2004-10-27 | 12:00 | 0.62317 | 0.6685 | 0.62317 | 0.62933 | 0.67882 | 0.6797 | 0.66951 | 0.69505 | 0.58851 | 0.58031 | 0.67643 | 0.60067 | 0.62181
7213 | 2004-10-27 | 13:00 | 0.62195 | 0.69505 | 0.62195 | 0.62317 | 0.6797 | 0.67692 | 0.66338 | 0.72083 | 0.59765 | 0.58851 | 0.71873 | 0.62583 | 0.66234
7214 | 2004-10-27 | 14:00 | 0.61789 | 0.72083 | 0.61789 | 0.62195 | 0.67692 | 0.6759 | 0.66143 | 0.73961 | 0.60123 | 0.59765 | 0.71905 | 0.61963 | 0.67251
7215 | 2004-10-27 | 15:00 | 0.61451 | 0.73961 | 0.61451 | 0.61789 | 0.6759 | 0.66908 | 0.65334 | 0.75043 | 0.60175 | 0.60123 | 0.70246 | 0.59883 | 0.6532
7216 | 2004-10-27 | 16:00 | 0.61595 | 0.75043 | 0.61595 | 0.61451 | 0.66908 | 0.663 | 0.65023 | 0.75161 | 0.6011 | 0.60175 | 0.66935 | 0.56182 | 0.61694
7217 | 2004-10-27 | 17:00 | 0.62257 | 0.75161 | 0.62257 | 0.61595 | 0.663 | 0.66462 | 0.65683 | 0.73353 | 0.59415 | 0.6011 | 0.61413 | 0.51589 | 0.55738
7218 | 2004-10-27 | 18:00 | 0.6595 | 0.73353 | 0.6595 | 0.62257 | 0.66462 | 0.67692 | 0.68137 | 0.71433 | 0.59734 | 0.59415 | 0.56486 | 0.47592 | 0.49681
7219 | 2004-10-27 | 19:00 | 0.66731 | 0.71433 | 0.66731 | 0.6595 | 0.67692 | 0.7154 | 0.72504 | 0.7166 | 0.60128 | 0.59734 | 0.53841 | 0.4543 | 0.45643
7220 | 2004-10-27 | 20:00 | 0.6532 | 0.7166 | 0.6532 | 0.66731 | 0.7154 | 0.71322 | 0.71687 | 0.69762 | 0.58835 | 0.60128 | 0.52584 | 0.44132 | 0.43514
7221 | 2004-10-27 | 21:00 | 0.62439 | 0.69762 | 0.62439 | 0.6532 | 0.71322 | 0.69141 | 0.68548 | 0.66115 | 0.56395 | 0.58835 | 0.52193 | 0.43651 | 0.42091
7222 | 2004-10-27 | 22:00 | 0.57728 | 0.66115 | 0.57728 | 0.62439 | 0.69141 | 0.65466 | 0.63742 | 0.61233 | 0.52662 | 0.56395 | 0.52728 | 0.43858 | 0.41769
7223 | 2004-10-27 | 23:00 | 0.52884 | 0.61233 | 0.52884 | 0.57728 | 0.65466 | 0.60177 | 0.57501 | 0.55582 | 0.4842 | 0.52662 | 0.55025 | 0.45654 | 0.42645
7224 | 2004-10-28 | 00:00 | 0.48813 | 0.55582 | 0.48813 | 0.52884 | 0.60177 | 0.54595 | 0.5226 | 0.5137 | 0.45591 | 0.4842 | 0.60976 | 0.50045 | 0.46495
7225 | 2004-10-28 | 01:00 | 0.46847 | 0.5137 | 0.46847 | 0.48813 | 0.54595 | 0.50114 | 0.47811 | 0.48956 | 0.4354 | 0.45591 | 0.70236 | 0.5469 | 0.54092
7226 | 2004-10-28 | 02:00 | 0.4565 | 0.48956 | 0.4565 | 0.46847 | 0.50114 | 0.47783 | 0.45115 | 0.47787 | 0.42469 | 0.4354 | 0.74936 | 0.56389 | 0.5956
7227 | 2004-10-28 | 03:00 | 0.45488 | 0.47787 | 0.45488 | 0.4565 | 0.47783 | 0.46573 | 0.43834 | 0.47145 | 0.41897 | 0.42469 | 0.74023 | 0.567 | 0.60995
7228 | 2004-10-28 | 04:00 | 0.46608 | 0.47145 | 0.46608 | 0.45488 | 0.46573 | 0.46059 | 0.43598 | 0.47589 | 0.42185 | 0.41897 | 0.72666 | 0.57305 | 0.62658
7229 | 2004-10-28 | 05:00 | 0.50704 | 0.47589 | 0.50704 | 0.46608 | 0.46059 | 0.46664 | 0.44705 | 0.50525 | 0.44444 | 0.42185 | 0.71282 | 0.57729 | 0.63854
7230 | 2004-10-28 | 06:00 | 0.58661 | 0.50525 | 0.58661 | 0.50704 | 0.46664 | 0.50262 | 0.49428 | 0.57094 | 0.49751 | 0.44444 | 0.70127 | 0.57758 | 0.64027
7231 | 2004-10-28 | 07:00 | 0.63083 | 0.57094 | 0.63083 | 0.58661 | 0.50262 | 0.58457 | 0.59342 | 0.60129 | 0.53809 | 0.49751 | 0.69288 | 0.57674 | 0.63614
7232 | 2004-10-28 | 08:00 | 0.63469 | 0.60129 | 0.63469 | 0.63083 | 0.58457 | 0.6445 | 0.65425 | 0.59784 | 0.54497 | 0.53809 | 0.68154 | 0.57517 | 0.63678
7233 | 2004-10-28 | 09:00 | 0.63332 | 0.59784 | 0.63332 | 0.63469 | 0.6445 | 0.66395 | 0.66375 | 0.61863 | 0.55769 | 0.54497 | 0.6734 | 0.57073 | 0.63273
7234 | 2004-10-28 | 10:00 | 0.63233 | 0.61863 | 0.63233 | 0.63332 | 0.66395 | 0.67879 | 0.66781 | 0.64966 | 0.57313 | 0.55769 | 0.67281 | 0.568 | 0.62393
7235 | 2004-10-28 | 11:00 | 0.62329 | 0.64966 | 0.62329 | 0.63233 | 0.67879 | 0.68463 | 0.66881 | 0.67673 | 0.58575 | 0.57313 | 0.68386 | 0.56981 | 0.61305
7236 | 2004-10-28 | 12:00 | 0.62047 | 0.67673 | 0.62047 | 0.62329 | 0.68463 | 0.68217 | 0.66491 | 0.70052 | 0.60798 | 0.58575 | 0.71159 | 0.58907 | 0.61103
7237 | 2004-10-28 | 13:00 | 0.62031 | 0.70052 | 0.62031 | 0.62047 | 0.68217 | 0.67534 | 0.65591 | 0.7273 | 0.60486 | 0.60798 | 0.74031 | 0.62025 | 0.65252
7238 | 2004-10-28 | 14:00 | 0.6149 | 0.7273 | 0.6149 | 0.62031 | 0.67534 | 0.67313 | 0.65218 | 0.74731 | 0.61664 | 0.60486 | 0.73395 | 0.61223 | 0.66308
7239 | 2004-10-28 | 15:00 | 0.60928 | 0.74731 | 0.60928 | 0.6149 | 0.67313 | 0.66869 | 0.64385 | 0.75895 | 0.61872 | 0.61664 | 0.70986 | 0.59215 | 0.64445
7240 | 2004-10-28 | 16:00 | 0.60866 | 0.75895 | 0.60866 | 0.60928 | 0.66869 | 0.66314 | 0.63866 | 0.75929 | 0.62269 | 0.61872 | 0.67071 | 0.55691 | 0.60601
7241 | 2004-10-28 | 17:00 | 0.61782 | 0.75929 | 0.61782 | 0.60866 | 0.66314 | 0.66715 | 0.64281 | 0.7435 | 0.61303 | 0.62269 | 0.6166 | 0.51208 | 0.55335
7242 | 2004-10-28 | 18:00 | 0.65485 | 0.7435 | 0.65485 | 0.61782 | 0.66715 | 0.67932 | 0.66943 | 0.72136 | 0.6104 | 0.61303 | 0.56678 | 0.47514 | 0.4954
7243 | 2004-10-28 | 19:00 | 0.66116 | 0.72136 | 0.66116 | 0.65485 | 0.67932 | 0.7148 | 0.71936 | 0.7273 | 0.61968 | 0.6104 | 0.53559 | 0.45278 | 0.45397
7244 | 2004-10-28 | 20:00 | 0.6477 | 0.7273 | 0.6477 | 0.66116 | 0.7148 | 0.71129 | 0.71637 | 0.70752 | 0.60669 | 0.61968 | 0.52012 | 0.43988 | 0.43395
7245 | 2004-10-28 | 21:00 | 0.62115 | 0.70752 | 0.62115 | 0.6477 | 0.71129 | 0.69518 | 0.69215 | 0.67531 | 0.58224 | 0.60669 | 0.51472 | 0.43671 | 0.42214
7246 | 2004-10-28 | 22:00 | 0.57259 | 0.67531 | 0.57259 | 0.62115 | 0.69518 | 0.6599 | 0.64687 | 0.6216 | 0.5452 | 0.58224 | 0.51634 | 0.4401 | 0.41802
7247 | 2004-10-28 | 23:00 | 0.52208 | 0.6216 | 0.52208 | 0.57259 | 0.6599 | 0.60912 | 0.57937 | 0.56593 | 0.50205 | 0.5452 | 0.53548 | 0.45833 | 0.42657
7248 | 2004-10-29 | 00:00 | 0.48577 | 0.56593 | 0.48577 | 0.52208 | 0.60912 | 0.54992 | 0.5187 | 0.52276 | 0.46637 | 0.50205 | 0.59156 | 0.50247 | 0.46301
7249 | 2004-10-29 | 01:00 | 0.46586 | 0.52276 | 0.46586 | 0.48577 | 0.54992 | 0.50568 | 0.47823 | 0.49827 | 0.44743 | 0.46637 | 0.67723 | 0.54949 | 0.53496
7250 | 2004-10-29 | 02:00 | 0.45717 | 0.49827 | 0.45717 | 0.46586 | 0.50568 | 0.48254 | 0.46007 | 0.48089 | 0.43592 | 0.44743 | 0.72519 | 0.56321 | 0.58783
7251 | 2004-10-29 | 03:00 | 0.45612 | 0.48089 | 0.45612 | 0.45717 | 0.48254 | 0.469 | 0.45124 | 0.47195 | 0.42829 | 0.43592 | 0.72152 | 0.56772 | 0.6047
7252 | 2004-10-29 | 04:00 | 0.46419 | 0.47195 | 0.46419 | 0.45612 | 0.469 | 0.46344 | 0.44837 | 0.47495 | 0.43208 | 0.42829 | 0.71274 | 0.56897 | 0.62103
7253 | 2004-10-29 | 05:00 | 0.50338 | 0.47495 | 0.50338 | 0.46419 | 0.46344 | 0.46903 | 0.45729 | 0.501 | 0.45346 | 0.43208 | 0.70177 | 0.57208 | 0.63347
7254 | 2004-10-29 | 06:00 | 0.57745 | 0.501 | 0.57745 | 0.50338 | 0.46903 | 0.5022 | 0.50332 | 0.56509 | 0.50308 | 0.45346 | 0.68695 | 0.56745 | 0.63468
7255 | 2004-10-29 | 07:00 | 0.62934 | 0.56509 | 0.62934 | 0.57745 | 0.5022 | 0.58052 | 0.59973 | 0.59598 | 0.54141 | 0.50308 | 0.67268 | 0.56369 | 0.63201
7256 | 2004-10-29 | 08:00 | 0.63474 | 0.59598 | 0.63474 | 0.62934 | 0.58052 | 0.64752 | 0.66246 | 0.59496 | 0.54796 | 0.54141 | 0.66321 | 0.55935 | 0.6316
7257 | 2004-10-29 | 09:00 | 0.63834 | 0.59496 | 0.63834 | 0.63474 | 0.64752 | 0.66687 | 0.67308 | 0.6182 | 0.562 | 0.54796 | 0.654 | 0.55345 | 0.62846
7258 | 2004-10-29 | 10:00 | 0.6434 | 0.6182 | 0.6434 | 0.63834 | 0.66687 | 0.6777 | 0.67615 | 0.6457 | 0.57913 | 0.562 | 0.65136 | 0.54986 | 0.62013
7259 | 2004-10-29 | 11:00 | 0.63889 | 0.6457 | 0.63889 | 0.6434 | 0.6777 | 0.68617 | 0.67814 | 0.66519 | 0.59018 | 0.57913 | 0.65836 | 0.55066 | 0.60988
7260 | 2004-10-29 | 12:00 | 0.63013 | 0.66519 | 0.63013 | 0.63889 | 0.68617 | 0.68674 | 0.67374 | 0.6838 | 0.59835 | 0.59018 | 0.67742 | 0.56653 | 0.60301
7261 | 2004-10-29 | 13:00 | 0.62528 | 0.6838 | 0.62528 | 0.63013 | 0.68674 | 0.68048 | 0.66284 | 0.6989 | 0.61007 | 0.59835 | 0.70087 | 0.59689 | 0.63968
7262 | 2004-10-29 | 14:00 | 0.61689 | 0.6989 | 0.61689 | 0.62528 | 0.68048 | 0.67647 | 0.65488 | 0.71112 | 0.61571 | 0.61007 | 0.68974 | 0.58991 | 0.64175
7263 | 2004-10-29 | 15:00 | 0.61599 | 0.71112 | 0.61599 | 0.61689 | 0.67647 | 0.6668 | 0.64414 | 0.73152 | 0.61574 | 0.61571 | 0.66925 | 0.5742 | 0.6186
7264 | 2004-10-29 | 16:00 | 0.61918 | 0.73152 | 0.61918 | 0.61599 | 0.6668 | 0.66307 | 0.63671 | 0.74162 | 0.61143 | 0.61574 | 0.64093 | 0.54658 | 0.58639
7265 | 2004-10-29 | 17:00 | 0.62913 | 0.74162 | 0.62913 | 0.61918 | 0.66307 | 0.66817 | 0.63692 | 0.7285 | 0.59348 | 0.61143 | 0.60095 | 0.51081 | 0.53967
7266 | 2004-10-29 | 18:00 | 0.64934 | 0.7285 | 0.64934 | 0.62913 | 0.66817 | 0.67605 | 0.65786 | 0.70075 | 0.57926 | 0.59348 | 0.55901 | 0.4812 | 0.48977
7267 | 2004-10-29 | 19:00 | 0.63735 | 0.70075 | 0.63735 | 0.64934 | 0.67605 | 0.69799 | 0.69211 | 0.69691 | 0.58072 | 0.57926 | 0.52882 | 0.4608 | 0.44958
7268 | 2004-10-29 | 20:00 | 0.61888 | 0.69691 | 0.61888 | 0.63735 | 0.69799 | 0.68565 | 0.67694 | 0.67158 | 0.55981 | 0.58072 | 0.51113 | 0.44917 | 0.42446
7269 | 2004-10-29 | 21:00 | 0.59313 | 0.67158 | 0.59313 | 0.61888 | 0.68565 | 0.66416 | 0.65231 | 0.64338 | 0.53837 | 0.55981 | 0.50301 | 0.44431 | 0.40964
7270 | 2004-10-29 | 22:00 | 0.55457 | 0.64338 | 0.55457 | 0.59313 | 0.66416 | 0.63426 | 0.61615 | 0.60501 | 0.50298 | 0.53837 | 0.49981 | 0.4413 | 0.4027
7271 | 2004-10-29 | 23:00 | 0.51062 | 0.60501 | 0.51062 | 0.55457 | 0.63426 | 0.59012 | 0.5646 | 0.56212 | 0.47294 | 0.50298 | 0.50729 | 0.44994 | 0.40468
7272 | 2004-10-30 | 00:00 | 0.47233 | 0.56212 | 0.47233 | 0.51062 | 0.59012 | 0.5418 | 0.51028 | 0.52177 | 0.43903 | 0.47294 | 0.52819 | 0.46842 | 0.4191
7273 | 2004-10-30 | 01:00 | 0.44834 | 0.52177 | 0.44834 | 0.47233 | 0.5418 | 0.50167 | 0.46815 | 0.48956 | 0.42015 | 0.43903 | 0.56185 | 0.49208 | 0.44792
7274 | 2004-10-30 | 02:00 | 0.4352 | 0.48956 | 0.4352 | 0.44834 | 0.50167 | 0.47519 | 0.44369 | 0.46584 | 0.40652 | 0.42015 | 0.60779 | 0.50999 | 0.4704
7275 | 2004-10-30 | 03:00 | 0.43318 | 0.46584 | 0.43318 | 0.4352 | 0.47519 | 0.45954 | 0.43112 | 0.44817 | 0.39941 | 0.40652 | 0.64588 | 0.52486 | 0.50413
7276 | 2004-10-30 | 04:00 | 0.42977 | 0.44817 | 0.42977 | 0.43318 | 0.45954 | 0.45088 | 0.42528 | 0.44051 | 0.3939 | 0.39941 | 0.66667 | 0.53681 | 0.535
7277 | 2004-10-30 | 05:00 | 0.44025 | 0.44051 | 0.44025 | 0.42977 | 0.45088 | 0.44723 | 0.42698 | 0.4452 | 0.40534 | 0.3939 | 0.66315 | 0.53995 | 0.55337
7278 | 2004-10-30 | 06:00 | 0.46626 | 0.4452 | 0.46626 | 0.44025 | 0.44723 | 0.45729 | 0.4422 | 0.45922 | 0.41662 | 0.40534 | 0.64899 | 0.53644 | 0.55742
7279 | 2004-10-30 | 07:00 | 0.49677 | 0.45922 | 0.49677 | 0.46626 | 0.45729 | 0.48387 | 0.47835 | 0.47762 | 0.43378 | 0.41662 | 0.63129 | 0.52974 | 0.55374
7280 | 2004-10-30 | 08:00 | 0.52946 | 0.47762 | 0.52946 | 0.49677 | 0.48387 | 0.51919 | 0.52384 | 0.49564 | 0.44841 | 0.43378 | 0.61588 | 0.52314 | 0.54517
7281 | 2004-10-30 | 09:00 | 0.56088 | 0.49564 | 0.56088 | 0.52946 | 0.51919 | 0.56033 | 0.57534 | 0.53331 | 0.4709 | 0.44841 | 0.60553 | 0.51858 | 0.53848
7282 | 2004-10-30 | 10:00 | 0.57618 | 0.53331 | 0.57618 | 0.56088 | 0.56033 | 0.59811 | 0.6137 | 0.56965 | 0.48685 | 0.4709 | 0.60119 | 0.51858 | 0.53203
7283 | 2004-10-30 | 11:00 | 0.57877 | 0.56965 | 0.57877 | 0.57618 | 0.59811 | 0.61668 | 0.63045 | 0.59859 | 0.4953 | 0.48685 | 0.60958 | 0.52306 | 0.53043
7284 | 2004-10-30 | 12:00 | 0.57095 | 0.59859 | 0.57095 | 0.57877 | 0.61668 | 0.62304 | 0.63356 | 0.62478 | 0.49999 | 0.4953 | 0.63438 | 0.54864 | 0.53833
7285 | 2004-10-30 | 13:00 | 0.56209 | 0.62478 | 0.56209 | 0.57095 | 0.62304 | 0.62153 | 0.62855 | 0.64789 | 0.50524 | 0.49999 | 0.67026 | 0.57664 | 0.58886
7286 | 2004-10-30 | 14:00 | 0.55263 | 0.64789 | 0.55263 | 0.56209 | 0.62153 | 0.6164 | 0.61872 | 0.66466 | 0.50715 | 0.50524 | 0.66949 | 0.57034 | 0.59877
7287 | 2004-10-30 | 15:00 | 0.548 | 0.66466 | 0.548 | 0.55263 | 0.6164 | 0.60869 | 0.58708 | 0.67178 | 0.51034 | 0.50715 | 0.65458 | 0.55689 | 0.58135
7288 | 2004-10-30 | 16:00 | 0.55308 | 0.67178 | 0.55308 | 0.548 | 0.60869 | 0.60412 | 0.58277 | 0.6734 | 0.51055 | 0.51034 | 0.62826 | 0.53238 | 0.55369
7289 | 2004-10-30 | 17:00 | 0.56321 | 0.6734 | 0.56321 | 0.55308 | 0.60412 | 0.60831 | 0.60661 | 0.65779 | 0.50158 | 0.51055 | 0.59558 | 0.50159 | 0.51551
7290 | 2004-10-30 | 18:00 | 0.58899 | 0.65779 | 0.58899 | 0.56321 | 0.60831 | 0.62466 | 0.64443 | 0.63794 | 0.50558 | 0.50158 | 0.56207 | 0.47669 | 0.4754
7291 | 2004-10-30 | 19:00 | 0.59039 | 0.63794 | 0.59039 | 0.58899 | 0.62466 | 0.65252 | 0.65517 | 0.63713 | 0.51189 | 0.50558 | 0.53535 | 0.45544 | 0.43016
7292 | 2004-10-30 | 20:00 | 0.57735 | 0.63713 | 0.57735 | 0.59039 | 0.65252 | 0.6471 | 0.63605 | 0.61604 | 0.49911 | 0.51189 | 0.52289 | 0.44511 | 0.40554
7293 | 2004-10-30 | 21:00 | 0.55838 | 0.61604 | 0.55838 | 0.57735 | 0.6471 | 0.62842 | 0.61395 | 0.58743 | 0.48327 | 0.49911 | 0.51365 | 0.43654 | 0.39501
7294 | 2004-10-30 | 22:00 | 0.52902 | 0.58743 | 0.52902 | 0.55838 | 0.62842 | 0.60366 | 0.58156 | 0.55374 | 0.46101 | 0.48327 | 0.51791 | 0.43512 | 0.39075
7295 | 2004-10-30 | 23:00 | 0.49393 | 0.55374 | 0.49393 | 0.52902 | 0.60366 | 0.57103 | 0.54051 | 0.5151 | 0.43442 | 0.46101 | 0.53223 | 0.43791 | 0.39434
7296 | 2004-10-31 | 00:00 | 0.4571 | 0.5151 | 0.4571 | 0.49393 | 0.57103 | 0.53332 | 0.49585 | 0.93912 | 0.42572 | 0.43442 | 0.56151 | 0.44824 | 0.4058
7297 | 2004-10-31 | 01:00 | 0.43398 | 0.93912 | 0.43398 | 0.4571 | 0.53332 | 0.45982 | 0.45513 | 0.44176 | 0.41469 | 0.42572 | 0.60029 | 0.46361 | 0.41854
7298 | 2004-10-31 | 02:00 | 0.4218 | 0.44176 | 0.4218 | 0.43398 | 0.45982 | 0.44839 | 0.422 | 0.42957 | 0.39952 | 0.41469 | 0.64474 | 0.48072 | 0.44723
7299 | 2004-10-31 | 03:00 | 0.4111 | 0.42957 | 0.4111 | 0.4218 | 0.44839 | 0.44839 | 0.40674 | 0.42377 | 0.39375 | 0.39952 | 0.66946 | 0.49898 | 0.48021
7300 | 2004-10-31 | 04:00 | 0.40697 | 0.42377 | 0.40697 | 0.4111 | 0.44839 | 0.44146 | 0.40322 | 0.4211 | 0.39241 | 0.39375 | 0.66499 | 0.513 | 0.50247
7301 | 2004-10-31 | 05:00 | 0.40943 | 0.4211 | 0.40943 | 0.40697 | 0.44146 | 0.43675 | 0.40612 | 0.42634 | 0.39593 | 0.39241 | 0.6499 | 0.51995 | 0.5143
7302 | 2004-10-31 | 06:00 | 0.4165 | 0.42634 | 0.4165 | 0.40943 | 0.43675 | 0.43611 | 0.42076 | 0.4381 | 0.40472 | 0.39593 | 0.63286 | 0.52329 | 0.52078
7303 | 2004-10-31 | 07:00 | 0.4357 | 0.4381 | 0.4357 | 0.4165 | 0.43611 | 0.44473 | 0.44419 | 0.4592 | 0.41781 | 0.40472 | 0.6195 | 0.52526 | 0.52125
7304 | 2004-10-31 | 08:00 | 0.46255 | 0.4592 | 0.46255 | 0.4357 | 0.44473 | 0.46168 | 0.48569 | 0.50477 | 0.44233 | 0.41781 | 0.60872 | 0.52421 | 0.52007
7305 | 2004-10-31 | 09:00 | 0.49804 | 0.50477 | 0.49804 | 0.46255 | 0.46168 | 0.48996 | 0.53122 | 0.54387 | 0.46717 | 0.44233 | 0.60524 | 0.52336 | 0.51682
7306 | 2004-10-31 | 10:00 | 0.51854 | 0.54387 | 0.51854 | 0.49804 | 0.48996 | 0.52974 | 0.56029 | 0.57458 | 0.48172 | 0.46717 | 0.61314 | 0.52802 | 0.51522
7307 | 2004-10-31 | 11:00 | 0.5283 | 0.57458 | 0.5283 | 0.51854 | 0.52974 | 0.55837 | 0.57004 | 0.60318 | 0.49051 | 0.48172 | 0.64702 | 0.54172 | 0.53412
7308 | 2004-10-31 | 12:00 | 0.5329 | 0.60318 | 0.5329 | 0.5283 | 0.55837 | 0.57317 | 0.57393 | 0.62747 | 0.49836 | 0.49051 | 0.68988 | 0.57068 | 0.59035
7309 | 2004-10-31 | 13:00 | 0.53226 | 0.62747 | 0.53226 | 0.5329 | 0.57317 | 0.58073 | 0.57082 | 0.64748 | 0.50563 | 0.49836 | 0.68051 | 0.58638 | 0.5905
7310 | 2004-10-31 | 14:00 | 0.52932 | 0.64748 | 0.52932 | 0.53226 | 0.58073 | 0.58341 | 0.56473 | 0.65645 | 0.50813 | 0.50563 | 0.67316 | 0.57793 | 0.57301
7311 | 2004-10-31 | 15:00 | 0.52566 | 0.65645 | 0.52566 | 0.52932 | 0.58341 | 0.58214 | 0.55971 | 0.65323 | 0.50679 | 0.50813 | 0.66502 | 0.57123 | 0.55726
7312 | 2004-10-31 | 16:00 | 0.52431 | 0.65323 | 0.52431 | 0.52566 | 0.58214 | 0.58112 | 0.56908 | 0.6437 | 0.51037 | 0.50679 | 0.63465 | 0.55432 | 0.52763
7313 | 2004-10-31 | 17:00 | 0.53949 | 0.6437 | 0.53949 | 0.52431 | 0.58112 | 0.58534 | 0.60649 | 0.63845 | 0.51995 | 0.51037 | 0.59076 | 0.5146 | 0.48505
7314 | 2004-10-31 | 18:00 | 0.58464 | 0.63845 | 0.58464 | 0.53949 | 0.58534 | 0.60532 | 0.6448 | 0.63896 | 0.52956 | 0.51995 | 0.55257 | 0.48057 | 0.44516
7315 | 2004-10-31 | 19:00 | 0.58422 | 0.63896 | 0.58422 | 0.58464 | 0.60532 | 0.64689 | 0.62216 | 0.61879 | 0.5291 | 0.52956 | 0.53354 | 0.45569 | 0.41954
7316 | 2004-10-31 | 20:00 | 0.57217 | 0.61879 | 0.57217 | 0.58422 | 0.64689 | 0.6382 | 0.60545 | 0.60341 | 0.51758 | 0.5291 | 0.5276 | 0.44904 | 0.40948
7317 | 2004-10-31 | 21:00 | 0.56533 | 0.60341 | 0.56533 | 0.57217 | 0.6382 | 0.62526 | 0.58608 | 0.58258 | 0.50931 | 0.51758 | 0.52981 | 0.44817 | 0.40329
7318 | 2004-10-31 | 22:00 | 0.53845 | 0.58258 | 0.53845 | 0.56533 | 0.62526 | 0.60806 | 0.544 | 0.5441 | 0.48912 | 0.50931 | 0.53899 | 0.45168 | 0.40406
7319 | 2004-10-31 | 23:00 | 0.50085 | 0.5441 | 0.50085 | 0.53845 | 0.60806 | 0.5775 | 0.49179 | 0.49876 | 0.46088 | 0.48912 | 0.57338 | 0.46655 | 0.4178
7320 | 2004-11-01 | 00:00 | 0.46454 | 0.49876 | 0.46454 | 0.50085 | 0.5775 | 0.53881 | 0.44937 | 0.46565 | 0.42286 | 0.46088 | 0.64428 | 0.50667 | 0.46101
7321 | 2004-11-01 | 01:00 | 0.4399 | 0.46565 | 0.4399 | 0.46454 | 0.53881 | 0.49896 | 0.42051 | 0.44875 | 0.41165 | 0.42286 | 0.7339 | 0.55582 | 0.52453
7322 | 2004-11-01 | 02:00 | 0.4287 | 0.44875 | 0.4287 | 0.4399 | 0.49896 | 0.46928 | 0.40658 | 0.43986 | 0.40603 | 0.41165 | 0.7702 | 0.57587 | 0.57317
7323 | 2004-11-01 | 03:00 | 0.42325 | 0.43986 | 0.42325 | 0.4287 | 0.46928 | 0.45345 | 0.40156 | 0.43742 | 0.4056 | 0.40603 | 0.7607 | 0.58376 | 0.58498
7324 | 2004-11-01 | 04:00 | 0.42576 | 0.43742 | 0.42576 | 0.42325 | 0.45345 | 0.44508 | 0.4028 | 0.44401 | 0.41242 | 0.4056 | 0.74646 | 0.58842 | 0.61231
7325 | 2004-11-01 | 05:00 | 0.44007 | 0.44401 | 0.44007 | 0.42576 | 0.44508 | 0.44332 | 0.41806 | 0.47369 | 0.43465 | 0.41242 | 0.73619 | 0.592 | 0.63637
7326 | 2004-11-01 | 06:00 | 0.47889 | 0.47369 | 0.47889 | 0.44007 | 0.44332 | 0.45152 | 0.47085 | 0.52889 | 0.48206 | 0.43465 | 0.7257 | 0.59046 | 0.64398
7327 | 2004-11-01 | 07:00 | 0.55363 | 0.52889 | 0.55363 | 0.47889 | 0.45152 | 0.48743 | 0.56046 | 0.54481 | 0.51722 | 0.48206 | 0.71923 | 0.5862 | 0.64368
7328 | 2004-11-01 | 08:00 | 0.59196 | 0.54481 | 0.59196 | 0.55363 | 0.48743 | 0.56135 | 0.61959 | 0.54683 | 0.53647 | 0.51722 | 0.71476 | 0.58182 | 0.64733
7329 | 2004-11-01 | 09:00 | 0.60758 | 0.54683 | 0.60758 | 0.59196 | 0.56135 | 0.61791 | 0.63792 | 0.55792 | 0.54803 | 0.53647 | 0.70883 | 0.57641 | 0.64551
7330 | 2004-11-01 | 10:00 | 0.61846 | 0.55792 | 0.61846 | 0.60758 | 0.61791 | 0.64696 | 0.64766 | 0.56741 | 0.55586 | 0.54803 | 0.71303 | 0.57701 | 0.63866
7331 | 2004-11-01 | 11:00 | 0.62321 | 0.56741 | 0.62321 | 0.61846 | 0.64696 | 0.66352 | 0.65616 | 0.572 | 0.56001 | 0.55586 | 0.74249 | 0.59064 | 0.63963
7332 | 2004-11-01 | 12:00 | 0.62384 | 0.572 | 0.62384 | 0.62321 | 0.66352 | 0.67239 | 0.65683 | 0.57204 | 0.56102 | 0.56001 | 0.78356 | 0.64007 | 0.69108
7333 | 2004-11-01 | 13:00 | 0.62031 | 0.57204 | 0.62031 | 0.62384 | 0.67239 | 0.67186 | 0.6528 | 0.574 | 0.56089 | 0.56102 | 0.78234 | 0.66296 | 0.69598
7334 | 2004-11-01 | 14:00 | 0.61879 | 0.574 | 0.61879 | 0.62031 | 0.67186 | 0.67059 | 0.65048 | 0.57355 | 0.55834 | 0.56089 | 0.75902 | 0.65258 | 0.67729
7335 | 2004-11-01 | 15:00 | 0.61368 | 0.57355 | 0.61368 | 0.61879 | 0.67059 | 0.66957 | 0.64368 | 0.57004 | 0.5563 | 0.55834 | 0.72511 | 0.6342 | 0.64341
7336 | 2004-11-01 | 16:00 | 0.61005 | 0.57004 | 0.61005 | 0.61368 | 0.66957 | 0.66599 | 0.64463 | 0.56905 | 0.55599 | 0.5563 | 0.6726 | 0.60324 | 0.59277
7337 | 2004-11-01 | 17:00 | 0.62055 | 0.56905 | 0.62055 | 0.61005 | 0.66599 | 0.66549 | 0.67519 | 0.57681 | 0.57217 | 0.55599 | 0.61061 | 0.55213 | 0.53201
7338 | 2004-11-01 | 18:00 | 0.66811 | 0.57681 | 0.66811 | 0.62055 | 0.66549 | 0.68371 | 0.73748 | 0.59812 | 0.58467 | 0.57217 | 0.56768 | 0.51335 | 0.47776
7339 | 2004-11-01 | 19:00 | 0.6765 | 0.59812 | 0.6765 | 0.66811 | 0.68371 | 0.737 | 0.73258 | 0.58752 | 0.57735 | 0.58467 | 0.53747 | 0.49557 | 0.44287
7340 | 2004-11-01 | 20:00 | 0.66166 | 0.58752 | 0.66166 | 0.6765 | 0.737 | 0.73211 | 0.70932 | 0.5697 | 0.56249 | 0.57735 | 0.52347 | 0.48488 | 0.42659
7341 | 2004-11-01 | 21:00 | 0.63984 | 0.5697 | 0.63984 | 0.66166 | 0.73211 | 0.71058 | 0.67312 | 0.53769 | 0.53891 | 0.56249 | 0.51719 | 0.48144 | 0.41686
7342 | 2004-11-01 | 22:00 | 0.60156 | 0.53769 | 0.60156 | 0.63984 | 0.71058 | 0.68354 | 0.61888 | 0.49287 | 0.50274 | 0.53891 | 0.52188 | 0.48473 | 0.4154
7343 | 2004-11-01 | 23:00 | 0.54978 | 0.49287 | 0.54978 | 0.60156 | 0.68354 | 0.6427 | 0.54951 | 0.44921 | 0.46575 | 0.50274 | 0.54879 | 0.50032 | 0.42694
7344 | 2004-11-02 | 00:00 | 0.50577 | 0.44921 | 0.50577 | 0.54978 | 0.6427 | 0.58752 | 0.49515 | 0.42045 | 0.44037 | 0.46575 | 0.61503 | 0.54279 | 0.46916
7345 | 2004-11-02 | 01:00 | 0.47183 | 0.42045 | 0.47183 | 0.50577 | 0.58752 | 0.53582 | 0.45882 | 0.40579 | 0.42572 | 0.44037 | 0.69962 | 0.59295 | 0.53525
7346 | 2004-11-02 | 02:00 | 0.45416 | 0.40579 | 0.45416 | 0.47183 | 0.53582 | 0.49495 | 0.44141 | 0.3967 | 0.41776 | 0.42572 | 0.73273 | 0.60007 | 0.57738
7347 | 2004-11-02 | 03:00 | 0.4456 | 0.3967 | 0.4456 | 0.45416 | 0.49495 | 0.47276 | 0.43353 | 0.3941 | 0.4126 | 0.41776 | 0.72139 | 0.59362 | 0.59838
7348 | 2004-11-02 | 04:00 | 0.44472 | 0.3941 | 0.44472 | 0.4456 | 0.47276 | 0.46049 | 0.43336 | 0.39859 | 0.41848 | 0.4126 | 0.7113 | 0.59103 | 0.61849
7349 | 2004-11-02 | 05:00 | 0.45717 | 0.39859 | 0.45717 | 0.44472 | 0.46049 | 0.45693 | 0.44949 | 0.42795 | 0.44089 | 0.41848 | 0.70278 | 0.5864 | 0.63208
7350 | 2004-11-02 | 06:00 | 0.49868 | 0.42795 | 0.49868 | 0.45717 | 0.45693 | 0.46523 | 0.50037 | 0.48741 | 0.48675 | 0.44089 | 0.69184 | 0.57985 | 0.63997
7351 | 2004-11-02 | 07:00 | 0.56438 | 0.48741 | 0.56438 | 0.49868 | 0.46523 | 0.5023 | 0.58563 | 0.50655 | 0.52008 | 0.48675 | 0.68964 | 0.5739 | 0.64026
7352 | 2004-11-02 | 08:00 | 0.59345 | 0.50655 | 0.59345 | 0.56438 | 0.5023 | 0.57046 | 0.63709 | 0.50909 | 0.53335 | 0.52008 | 0.68695 | 0.57113 | 0.64835
7353 | 2004-11-02 | 09:00 | 0.60719 | 0.50909 | 0.60719 | 0.59345 | 0.57046 | 0.61879 | 0.65479 | 0.51665 | 0.54051 | 0.53335 | 0.6853 | 0.5662 | 0.64676
7354 | 2004-11-02 | 10:00 | 0.61476 | 0.51665 | 0.61476 | 0.60719 | 0.61879 | 0.64918 | 0.66342 | 0.52093 | 0.54345 | 0.54051 | 0.69315 | 0.56359 | 0.63915
7355 | 2004-11-02 | 11:00 | 0.61878 | 0.52093 | 0.61878 | 0.61476 | 0.64918 | 0.66669 | 0.6669 | 0.5232 | 0.54322 | 0.54345 | 0.72567 | 0.57397 | 0.64043
7356 | 2004-11-02 | 12:00 | 0.61955 | 0.5232 | 0.61955 | 0.61878 | 0.66669 | 0.67661 | 0.67155 | 0.52261 | 0.54105 | 0.54322 | 0.76711 | 0.62304 | 0.68331
7357 | 2004-11-02 | 13:00 | 0.62267 | 0.52261 | 0.62267 | 0.61955 | 0.67661 | 0.67956 | 0.66014 | 0.52174 | 0.5394 | 0.54105 | 0.76512 | 0.65093 | 0.68866
7358 | 2004-11-02 | 14:00 | 0.62481 | 0.52174 | 0.62481 | 0.62267 | 0.67956 | 0.67942 | 0.66611 | 0.51977 | 0.53482 | 0.5394 | 0.7475 | 0.64331 | 0.66973
7359 | 2004-11-02 | 15:00 | 0.61901 | 0.51977 | 0.61901 | 0.62481 | 0.67942 | 0.67928 | 0.66757 | 0.5188 | 0.53268 | 0.53482 | 0.72237 | 0.63076 | 0.64221
7360 | 2004-11-02 | 16:00 | 0.61692 | 0.5188 | 0.61692 | 0.61901 | 0.67928 | 0.67429 | 0.67287 | 0.52378 | 0.53927 | 0.53268 | 0.67753 | 0.60075 | 0.59817
7361 | 2004-11-02 | 17:00 | 0.62841 | 0.52378 | 0.62841 | 0.61692 | 0.67429 | 0.67752 | 0.70385 | 0.54014 | 0.55749 | 0.53927 | 0.62403 | 0.55719 | 0.53908
7362 | 2004-11-02 | 18:00 | 0.67338 | 0.54014 | 0.67338 | 0.62841 | 0.67752 | 0.70232 | 0.74967 | 0.55983 | 0.57434 | 0.55749 | 0.57963 | 0.51731 | 0.48963
7363 | 2004-11-02 | 19:00 | 0.67771 | 0.55983 | 0.67771 | 0.67338 | 0.70232 | 0.74231 | 0.73959 | 0.54911 | 0.56949 | 0.57434 | 0.55358 | 0.49442 | 0.45153
7364 | 2004-11-02 | 20:00 | 0.6648 | 0.54911 | 0.6648 | 0.67771 | 0.74231 | 0.73316 | 0.71562 | 0.53382 | 0.55715 | 0.56949 | 0.54187 | 0.48331 | 0.43176
7365 | 2004-11-02 | 21:00 | 0.64534 | 0.53382 | 0.64534 | 0.6648 | 0.73316 | 0.71185 | 0.68154 | 0.50199 | 0.53569 | 0.55715 | 0.53678 | 0.47965 | 0.42229
7366 | 2004-11-02 | 22:00 | 0.60768 | 0.50199 | 0.60768 | 0.64534 | 0.71185 | 0.68575 | 0.6283 | 0.46341 | 0.50179 | 0.53569 | 0.54322 | 0.48077 | 0.421
7367 | 2004-11-02 | 23:00 | 0.55655 | 0.46341 | 0.55655 | 0.60768 | 0.68575 | 0.64661 | 0.56087 | 0.42844 | 0.46977 | 0.50179 | 0.57277 | 0.49631 | 0.43163
7368 | 2004-11-03 | 00:00 | 0.50873 | 0.42844 | 0.50873 | 0.55655 | 0.64661 | 0.59255 | 0.50369 | 0.40441 | 0.44563 | 0.46977 | 0.64154 | 0.53816 | 0.47238
7369 | 2004-11-03 | 01:00 | 0.47614 | 0.40441 | 0.47614 | 0.50873 | 0.59255 | 0.54236 | 0.46583 | 0.39074 | 0.43285 | 0.44563 | 0.73025 | 0.59041 | 0.53714
7370 | 2004-11-03 | 02:00 | 0.45643 | 0.39074 | 0.45643 | 0.47614 | 0.54236 | 0.50322 | 0.44489 | 0.38519 | 0.42538 | 0.43285 | 0.76158 | 0.5999 | 0.58313
7371 | 2004-11-03 | 03:00 | 0.44771 | 0.38519 | 0.44771 | 0.45643 | 0.50322 | 0.47937 | 0.43428 | 0.38436 | 0.42213 | 0.42538 | 0.74412 | 0.59385 | 0.6077
7372 | 2004-11-03 | 04:00 | 0.4447 | 0.38436 | 0.4447 | 0.44771 | 0.47937 | 0.46509 | 0.43067 | 0.39108 | 0.4277 | 0.42213 | 0.72149 | 0.58864 | 0.62525
7373 | 2004-11-03 | 05:00 | 0.45424 | 0.39108 | 0.45424 | 0.4447 | 0.46509 | 0.46049 | 0.44224 | 0.42411 | 0.45063 | 0.4277 | 0.70427 | 0.58555 | 0.63861
7374 | 2004-11-03 | 06:00 | 0.488 | 0.42411 | 0.488 | 0.45424 | 0.46049 | 0.46671 | 0.49175 | 0.48543 | 0.49695 | 0.45063 | 0.68964 | 0.58237 | 0.64403
7375 | 2004-11-03 | 07:00 | 0.55849 | 0.48543 | 0.55849 | 0.488 | 0.46671 | 0.50153 | 0.58331 | 0.50525 | 0.52979 | 0.49695 | 0.68016 | 0.57756 | 0.64296
7376 | 2004-11-03 | 08:00 | 0.5982 | 0.50525 | 0.5982 | 0.55849 | 0.50153 | 0.57475 | 0.63439 | 0.50494 | 0.53945 | 0.52979 | 0.67287 | 0.57634 | 0.64328
7377 | 2004-11-03 | 09:00 | 0.60507 | 0.50494 | 0.60507 | 0.5982 | 0.57475 | 0.62487 | 0.64687 | 0.50943 | 0.54471 | 0.53945 | 0.66563 | 0.57223 | 0.64087
7378 | 2004-11-03 | 10:00 | 0.60997 | 0.50943 | 0.60997 | 0.60507 | 0.62487 | 0.65055 | 0.6545 | 0.51371 | 0.54726 | 0.54471 | 0.67082 | 0.57034 | 0.63716
7379 | 2004-11-03 | 11:00 | 0.61843 | 0.51371 | 0.61843 | 0.60997 | 0.65055 | 0.66532 | 0.65923 | 0.51279 | 0.54829 | 0.54726 | 0.70853 | 0.58062 | 0.64348
7380 | 2004-11-03 | 12:00 | 0.61731 | 0.51279 | 0.61731 | 0.61843 | 0.66532 | 0.67365 | 0.65981 | 0.50748 | 0.54471 | 0.54829 | 0.77036 | 0.62548 | 0.68599
7381 | 2004-11-03 | 13:00 | 0.61687 | 0.50748 | 0.61687 | 0.61731 | 0.67365 | 0.67397 | 0.65396 | 0.50544 | 0.54314 | 0.54471 | 0.78005 | 0.65039 | 0.68875
7382 | 2004-11-03 | 14:00 | 0.61092 | 0.50544 | 0.61092 | 0.61687 | 0.67397 | 0.66915 | 0.65056 | 0.50455 | 0.54056 | 0.54314 | 0.77055 | 0.63868 | 0.67126
7383 | 2004-11-03 | 15:00 | 0.60363 | 0.50455 | 0.60363 | 0.61092 | 0.66915 | 0.66831 | 0.64426 | 0.50349 | 0.54072 | 0.54056 | 0.74609 | 0.62239 | 0.6441
7384 | 2004-11-03 | 16:00 | 0.6002 | 0.50349 | 0.6002 | 0.60363 | 0.66831 | 0.66243 | 0.6441 | 0.50952 | 0.54582 | 0.54072 | 0.70382 | 0.5931 | 0.60203
7385 | 2004-11-03 | 17:00 | 0.61568 | 0.50952 | 0.61568 | 0.6002 | 0.66243 | 0.6625 | 0.68046 | 0.5267 | 0.56483 | 0.54582 | 0.64639 | 0.54737 | 0.54206
7386 | 2004-11-03 | 18:00 | 0.66831 | 0.5267 | 0.66831 | 0.61568 | 0.6625 | 0.68551 | 0.74258 | 0.55736 | 0.57872 | 0.56483 | 0.60226 | 0.50493 | 0.4846
7387 | 2004-11-03 | 19:00 | 0.67553 | 0.55736 | 0.67553 | 0.66831 | 0.68551 | 0.73984 | 0.73963 | 0.55249 | 0.57351 | 0.57872 | 0.57615 | 0.48227 | 0.45064
7388 | 2004-11-03 | 20:00 | 0.66406 | 0.55249 | 0.66406 | 0.67553 | 0.73984 | 0.73788 | 0.71828 | 0.54259 | 0.56189 | 0.57351 | 0.56893 | 0.47163 | 0.43305
7389 | 2004-11-03 | 21:00 | 0.64511 | 0.54259 | 0.64511 | 0.66406 | 0.73788 | 0.71906 | 0.68564 | 0.51911 | 0.54 | 0.56189 | 0.56846 | 0.4669 | 0.42357
7390 | 2004-11-03 | 22:00 | 0.61344 | 0.51911 | 0.61344 | 0.64511 | 0.71906 | 0.69388 | 0.63522 | 0.47949 | 0.50751 | 0.54 | 0.58192 | 0.46949 | 0.42208
7391 | 2004-11-03 | 23:00 | 0.56567 | 0.47949 | 0.56567 | 0.61344 | 0.69388 | 0.65769 | 0.56635 | 0.44106 | 0.47363 | 0.50751 | 0.60998 | 0.48379 | 0.4322
7392 | 2004-11-04 | 00:00 | 0.51976 | 0.44106 | 0.51976 | 0.56567 | 0.65769 | 0.59987 | 0.50825 | 0.41941 | 0.45184 | 0.47363 | 0.68357 | 0.52493 | 0.47058
7393 | 2004-11-04 | 01:00 | 0.48969 | 0.41941 | 0.48969 | 0.51976 | 0.59987 | 0.54465 | 0.47296 | 0.40974 | 0.43983 | 0.45184 | 0.7793 | 0.57958 | 0.53455
7394 | 2004-11-04 | 02:00 | 0.47357 | 0.40974 | 0.47357 | 0.48969 | 0.54465 | 0.50681 | 0.45667 | 0.40533 | 0.43411 | 0.43983 | 0.80943 | 0.5937 | 0.57857
7395 | 2004-11-04 | 03:00 | 0.46966 | 0.40533 | 0.46966 | 0.47357 | 0.50681 | 0.4862 | 0.45032 | 0.4091 | 0.43244 | 0.43411 | 0.78492 | 0.58989 | 0.60124
7396 | 2004-11-04 | 04:00 | 0.46748 | 0.4091 | 0.46748 | 0.46966 | 0.4862 | 0.47684 | 0.4509 | 0.42167 | 0.4396 | 0.43244 | 0.75737 | 0.58884 | 0.62149
7397 | 2004-11-04 | 05:00 | 0.47992 | 0.42167 | 0.47992 | 0.46748 | 0.47684 | 0.47455 | 0.46732 | 0.46203 | 0.46297 | 0.4396 | 0.7307 | 0.58755 | 0.63162
7398 | 2004-11-04 | 06:00 | 0.52115 | 0.46203 | 0.52115 | 0.47992 | 0.47455 | 0.48275 | 0.52102 | 0.528 | 0.51243 | 0.46297 | 0.70467 | 0.58394 | 0.63643
7399 | 2004-11-04 | 07:00 | 0.5932 | 0.528 | 0.5932 | 0.52115 | 0.48275 | 0.52087 | 0.61146 | 0.53944 | 0.54203 | 0.51243 | 0.69113 | 0.5792 | 0.6341
7400 | 2004-11-04 | 08:00 | 0.62916 | 0.53944 | 0.62916 | 0.5932 | 0.52087 | 0.5954 | 0.66085 | 0.52477 | 0.54561 | 0.54203 | 0.67689 | 0.57696 | 0.63369
7401 | 2004-11-04 | 09:00 | 0.64126 | 0.52477 | 0.64126 | 0.62916 | 0.5954 | 0.64678 | 0.67101 | 0.51921 | 0.54834 | 0.54561 | 0.6664 | 0.57455 | 0.63063
7402 | 2004-11-04 | 10:00 | 0.65201 | 0.51921 | 0.65201 | 0.64126 | 0.64678 | 0.67095 | 0.67387 | 0.5153 | 0.54185 | 0.54834 | 0.67103 | 0.57186 | 0.62458
7403 | 2004-11-04 | 11:00 | 0.65738 | 0.5153 | 0.65738 | 0.65201 | 0.67095 | 0.68357 | 0.67424 | 0.51042 | 0.53296 | 0.54185 | 0.70542 | 0.58229 | 0.6333
7404 | 2004-11-04 | 12:00 | 0.66075 | 0.51042 | 0.66075 | 0.65738 | 0.68357 | 0.69458 | 0.6696 | 0.50684 | 0.52912 | 0.53296 | 0.77228 | 0.62889 | 0.68237
7405 | 2004-11-04 | 13:00 | 0.66065 | 0.50684 | 0.66065 | 0.66075 | 0.69458 | 0.69416 | 0.66255 | 0.50663 | 0.52351 | 0.52912 | 0.78021 | 0.64817 | 0.68583
7406 | 2004-11-04 | 14:00 | 0.66525 | 0.50663 | 0.66525 | 0.66065 | 0.69416 | 0.69546 | 0.66188 | 0.50771 | 0.51866 | 0.52351 | 0.7723 | 0.63686 | 0.67315
7407 | 2004-11-04 | 15:00 | 0.66192 | 0.50771 | 0.66192 | 0.66525 | 0.69546 | 0.69701 | 0.65952 | 0.50721 | 0.51315 | 0.51866 | 0.74782 | 0.62224 | 0.64657
7408 | 2004-11-04 | 16:00 | 0.65671 | 0.50721 | 0.65671 | 0.66192 | 0.69701 | 0.70214 | 0.67163 | 0.50742 | 0.51343 | 0.51315 | 0.70459 | 0.5945 | 0.60537
7409 | 2004-11-04 | 17:00 | 0.67759 | 0.50742 | 0.67759 | 0.65671 | 0.70214 | 0.71178 | 0.71844 | 0.51656 | 0.53203 | 0.51343 | 0.65168 | 0.54558 | 0.54722
7410 | 2004-11-04 | 18:00 | 0.70587 | 0.51656 | 0.70587 | 0.67759 | 0.71178 | 0.73904 | 0.75697 | 0.54509 | 0.55885 | 0.53203 | 0.60734 | 0.50431 | 0.494
7411 | 2004-11-04 | 19:00 | 0.70176 | 0.54509 | 0.70176 | 0.70587 | 0.73904 | 0.76788 | 0.7493 | 0.5387 | 0.56194 | 0.55885 | 0.58152 | 0.48015 | 0.45782
7412 | 2004-11-04 | 20:00 | 0.6881 | 0.5387 | 0.6881 | 0.70176 | 0.76788 | 0.75444 | 0.72877 | 0.52756 | 0.55331 | 0.56194 | 0.57202 | 0.46874 | 0.43783
7413 | 2004-11-04 | 21:00 | 0.66676 | 0.52756 | 0.66676 | 0.6881 | 0.75444 | 0.73429 | 0.69456 | 0.50265 | 0.53848 | 0.55331 | 0.57154 | 0.46486 | 0.42768
7414 | 2004-11-04 | 22:00 | 0.63103 | 0.50265 | 0.63103 | 0.66676 | 0.73429 | 0.7065 | 0.64086 | 0.46495 | 0.50805 | 0.53848 | 0.58126 | 0.4655 | 0.4246
7415 | 2004-11-04 | 23:00 | 0.58165 | 0.46495 | 0.58165 | 0.63103 | 0.7065 | 0.66335 | 0.57402 | 0.4293 | 0.47716 | 0.50805 | 0.61224 | 0.47903 | 0.43633
7416 | 2004-11-05 | 00:00 | 0.53608 | 0.4293 | 0.53608 | 0.58165 | 0.66335 | 0.60518 | 0.51169 | 0.40682 | 0.45083 | 0.47716 | 0.68115 | 0.51753 | 0.47502
7417 | 2004-11-05 | 01:00 | 0.50104 | 0.40682 | 0.50104 | 0.53608 | 0.60518 | 0.54964 | 0.47213 | 0.3977 | 0.44365 | 0.45083 | 0.77201 | 0.56782 | 0.53735
7418 | 2004-11-05 | 02:00 | 0.48241 | 0.3977 | 0.48241 | 0.50104 | 0.54964 | 0.50972 | 0.45103 | 0.39526 | 0.44071 | 0.44365 | 0.80642 | 0.58304 | 0.58174
7419 | 2004-11-05 | 03:00 | 0.47509 | 0.39526 | 0.47509 | 0.48241 | 0.50972 | 0.48725 | 0.44195 | 0.39603 | 0.43952 | 0.44071 | 0.78782 | 0.58483 | 0.60398
7420 | 2004-11-05 | 04:00 | 0.47459 | 0.39603 | 0.47459 | 0.47509 | 0.48725 | 0.47642 | 0.43967 | 0.40856 | 0.44772 | 0.43952 | 0.76637 | 0.58461 | 0.62155
7421 | 2004-11-05 | 05:00 | 0.4851 | 0.40856 | 0.4851 | 0.47459 | 0.47642 | 0.47244 | 0.45269 | 0.44787 | 0.47134 | 0.44772 | 0.74148 | 0.58712 | 0.63281
7422 | 2004-11-05 | 06:00 | 0.52563 | 0.44787 | 0.52563 | 0.4851 | 0.47244 | 0.47941 | 0.49913 | 0.51351 | 0.51908 | 0.47134 | 0.7162 | 0.58804 | 0.63273
7423 | 2004-11-05 | 07:00 | 0.59266 | 0.51351 | 0.59266 | 0.52563 | 0.47941 | 0.51511 | 0.58741 | 0.52278 | 0.5486 | 0.51908 | 0.69235 | 0.58366 | 0.6316
7424 | 2004-11-05 | 08:00 | 0.62391 | 0.52278 | 0.62391 | 0.59266 | 0.51511 | 0.58495 | 0.64082 | 0.51161 | 0.54994 | 0.5486 | 0.67667 | 0.58254 | 0.62989
7425 | 2004-11-05 | 09:00 | 0.63272 | 0.51161 | 0.63272 | 0.62391 | 0.58495 | 0.63694 | 0.65608 | 0.50614 | 0.54525 | 0.54994 | 0.66954 | 0.57587 | 0.62496
7426 | 2004-11-05 | 10:00 | 0.63715 | 0.50614 | 0.63715 | 0.63272 | 0.63694 | 0.66233 | 0.66334 | 0.50344 | 0.53881 | 0.54525 | 0.66933 | 0.57076 | 0.61648
7427 | 2004-11-05 | 11:00 | 0.63971 | 0.50344 | 0.63971 | 0.63715 | 0.66233 | 0.67907 | 0.6664 | 0.50327 | 0.53299 | 0.53881 | 0.70252 | 0.57544 | 0.62095
7428 | 2004-11-05 | 12:00 | 0.63529 | 0.50327 | 0.63529 | 0.63971 | 0.67907 | 0.68758 | 0.66259 | 0.5011 | 0.52518 | 0.53299 | 0.75423 | 0.60932 | 0.66465
7429 | 2004-11-05 | 13:00 | 0.62613 | 0.5011 | 0.62613 | 0.63529 | 0.68758 | 0.68814 | 0.65343 | 0.50341 | 0.52093 | 0.52518 | 0.7529 | 0.62112 | 0.6638
7430 | 2004-11-05 | 14:00 | 0.62031 | 0.50341 | 0.62031 | 0.62613 | 0.68814 | 0.68136 | 0.65131 | 0.50595 | 0.51712 | 0.52093 | 0.73494 | 0.60381 | 0.64125
7431 | 2004-11-05 | 15:00 | 0.61156 | 0.50595 | 0.61156 | 0.62031 | 0.68136 | 0.68034 | 0.64426 | 0.50631 | 0.51163 | 0.51712 | 0.71638 | 0.588 | 0.61756
7432 | 2004-11-05 | 16:00 | 0.60933 | 0.50631 | 0.60933 | 0.61156 | 0.68034 | 0.67411 | 0.64327 | 0.50586 | 0.50887 | 0.51163 | 0.68729 | 0.5662 | 0.58558
7433 | 2004-11-05 | 17:00 | 0.61876 | 0.50586 | 0.61876 | 0.60933 | 0.67411 | 0.67147 | 0.67777 | 0.5081 | 0.51982 | 0.50887 | 0.64215 | 0.5327 | 0.53755
7434 | 2004-11-05 | 18:00 | 0.66672 | 0.5081 | 0.66672 | 0.61876 | 0.67147 | 0.68624 | 0.72794 | 0.52623 | 0.53569 | 0.51982 | 0.60324 | 0.49905 | 0.49146
7435 | 2004-11-05 | 19:00 | 0.67575 | 0.52623 | 0.67575 | 0.66672 | 0.68624 | 0.72986 | 0.71637 | 0.511 | 0.52879 | 0.53569 | 0.57588 | 0.47278 | 0.45561
7436 | 2004-11-05 | 20:00 | 0.66234 | 0.511 | 0.66234 | 0.67575 | 0.72986 | 0.72177 | 0.69112 | 0.4968 | 0.51838 | 0.52879 | 0.56289 | 0.46112 | 0.43443
7437 | 2004-11-05 | 21:00 | 0.64323 | 0.4968 | 0.64323 | 0.66234 | 0.72177 | 0.70109 | 0.66296 | 0.47917 | 0.50506 | 0.51838 | 0.55704 | 0.45347 | 0.42217
7438 | 2004-11-05 | 22:00 | 0.61538 | 0.47917 | 0.61538 | 0.64323 | 0.70109 | 0.67766 | 0.62353 | 0.45543 | 0.48445 | 0.50506 | 0.56047 | 0.45059 | 0.41634
7439 | 2004-11-05 | 23:00 | 0.57839 | 0.45543 | 0.57839 | 0.61538 | 0.67766 | 0.64401 | 0.57008 | 0.42684 | 0.45861 | 0.48445 | 0.57434 | 0.45634 | 0.41886
7440 | 2004-11-06 | 00:00 | 0.53648 | 0.42684 | 0.53648 | 0.57839 | 0.64401 | 0.60113 | 0.51547 | 0.40113 | 0.43726 | 0.45861 | 0.60564 | 0.47198 | 0.4341
7441 | 2004-11-06 | 01:00 | 0.50207 | 0.40113 | 0.50207 | 0.53648 | 0.60113 | 0.55161 | 0.47798 | 0.38809 | 0.4235 | 0.43726 | 0.64543 | 0.48869 | 0.45427
7442 | 2004-11-06 | 02:00 | 0.48479 | 0.38809 | 0.48479 | 0.50207 | 0.55161 | 0.51321 | 0.45547 | 0.38132 | 0.41672 | 0.4235 | 0.68812 | 0.50438 | 0.48275
7443 | 2004-11-06 | 03:00 | 0.47723 | 0.38132 | 0.47723 | 0.48479 | 0.51321 | 0.48968 | 0.44377 | 0.38002 | 0.4142 | 0.41672 | 0.7178 | 0.52852 | 0.5178
7444 | 2004-11-06 | 04:00 | 0.47394 | 0.38002 | 0.47394 | 0.47723 | 0.48968 | 0.47684 | 0.43904 | 0.38494 | 0.4168 | 0.4142 | 0.72264 | 0.54545 | 0.54382
7445 | 2004-11-06 | 05:00 | 0.47803 | 0.38494 | 0.47803 | 0.47394 | 0.47684 | 0.46981 | 0.44336 | 0.3977 | 0.42546 | 0.4168 | 0.70912 | 0.55123 | 0.55393
7446 | 2004-11-06 | 06:00 | 0.4935 | 0.3977 | 0.4935 | 0.47803 | 0.46981 | 0.47016 | 0.46322 | 0.41835 | 0.44473 | 0.42546 | 0.6853 | 0.55081 | 0.556
7447 | 2004-11-06 | 07:00 | 0.5152 | 0.41835 | 0.5152 | 0.4935 | 0.47016 | 0.48205 | 0.4939 | 0.44095 | 0.45864 | 0.44473 | 0.66361 | 0.5466 | 0.55222
7448 | 2004-11-06 | 08:00 | 0.54285 | 0.44095 | 0.54285 | 0.5152 | 0.48205 | 0.50452 | 0.53744 | 0.46009 | 0.47487 | 0.45864 | 0.6421 | 0.54239 | 0.54449
7449 | 2004-11-06 | 09:00 | 0.56862 | 0.46009 | 0.56862 | 0.54285 | 0.50452 | 0.53392 | 0.5831 | 0.46894 | 0.48471 | 0.47487 | 0.63095 | 0.53801 | 0.53871
7450 | 2004-11-06 | 10:00 | 0.57939 | 0.46894 | 0.57939 | 0.56862 | 0.53392 | 0.57483 | 0.60325 | 0.47311 | 0.48685 | 0.48471 | 0.63454 | 0.53776 | 0.53416
7451 | 2004-11-06 | 11:00 | 0.57939 | 0.47311 | 0.57939 | 0.57939 | 0.57483 | 0.59857 | 0.60711 | 0.47454 | 0.48141 | 0.48685 | 0.66853 | 0.54887 | 0.5439
7452 | 2004-11-06 | 12:00 | 0.56921 | 0.47454 | 0.56921 | 0.57939 | 0.59857 | 0.60919 | 0.60035 | 0.47596 | 0.48221 | 0.48141 | 0.71162 | 0.59345 | 0.60966
7453 | 2004-11-06 | 13:00 | 0.55759 | 0.47596 | 0.55759 | 0.56921 | 0.60919 | 0.60672 | 0.58812 | 0.4785 | 0.47987 | 0.48221 | 0.70603 | 0.60605 | 0.6121
7454 | 2004-11-06 | 14:00 | 0.54382 | 0.4785 | 0.54382 | 0.55759 | 0.60672 | 0.59769 | 0.57352 | 0.48315 | 0.48079 | 0.47987 | 0.68924 | 0.59318 | 0.59842
7455 | 2004-11-06 | 15:00 | 0.53419 | 0.48315 | 0.53419 | 0.54382 | 0.59769 | 0.59005 | 0.56062 | 0.48932 | 0.4792 | 0.48079 | 0.66959 | 0.57743 | 0.57944
7456 | 2004-11-06 | 16:00 | 0.52887 | 0.48932 | 0.52887 | 0.53419 | 0.59005 | 0.58207 | 0.5629 | 0.48961 | 0.48097 | 0.4792 | 0.63843 | 0.55843 | 0.55101
7457 | 2004-11-06 | 17:00 | 0.54378 | 0.48961 | 0.54378 | 0.52887 | 0.58207 | 0.57919 | 0.60416 | 0.49414 | 0.49651 | 0.48097 | 0.60007 | 0.52787 | 0.51286
7458 | 2004-11-06 | 18:00 | 0.59666 | 0.49414 | 0.59666 | 0.54378 | 0.57919 | 0.59906 | 0.65861 | 0.51363 | 0.51132 | 0.49651 | 0.56563 | 0.4945 | 0.4748
7459 | 2004-11-06 | 19:00 | 0.60184 | 0.51363 | 0.60184 | 0.59666 | 0.59906 | 0.65916 | 0.64957 | 0.49963 | 0.50599 | 0.51132 | 0.53774 | 0.47029 | 0.44394
7460 | 2004-11-06 | 20:00 | 0.59283 | 0.49963 | 0.59283 | 0.60184 | 0.65916 | 0.65945 | 0.62705 | 0.48484 | 0.49507 | 0.50599 | 0.52387 | 0.45447 | 0.42337
7461 | 2004-11-06 | 21:00 | 0.58512 | 0.48484 | 0.58512 | 0.59283 | 0.65945 | 0.64281 | 0.60391 | 0.46548 | 0.47966 | 0.49507 | 0.51988 | 0.44682 | 0.41176
7462 | 2004-11-06 | 22:00 | 0.56398 | 0.46548 | 0.56398 | 0.58512 | 0.64281 | 0.62396 | 0.57323 | 0.44157 | 0.45624 | 0.47966 | 0.52033 | 0.44239 | 0.40504
7463 | 2004-11-06 | 23:00 | 0.53198 | 0.44157 | 0.53198 | 0.56398 | 0.62396 | 0.59962 | 0.52849 | 0.41327 | 0.42927 | 0.45624 | 0.52925 | 0.44369 | 0.40574
7464 | 2004-11-07 | 00:00 | 0.49691 | 0.41327 | 0.49691 | 0.53198 | 0.59962 | 0.56477 | 0.48325 | 0.38715 | 0.40861 | 0.42927 | 0.55036 | 0.45494 | 0.41512
7465 | 2004-11-07 | 01:00 | 0.47121 | 0.38715 | 0.47121 | 0.49691 | 0.56477 | 0.52696 | 0.44912 | 0.37432 | 0.39573 | 0.40861 | 0.58206 | 0.46959 | 0.42682
7466 | 2004-11-07 | 02:00 | 0.45336 | 0.37432 | 0.45336 | 0.47121 | 0.52696 | 0.49235 | 0.42743 | 0.36734 | 0.38849 | 0.39573 | 0.62115 | 0.48276 | 0.44673
7467 | 2004-11-07 | 03:00 | 0.44472 | 0.36734 | 0.44472 | 0.45336 | 0.49235 | 0.46921 | 0.41748 | 0.3637 | 0.38723 | 0.38849 | 0.65158 | 0.50296 | 0.48036
7468 | 2004-11-07 | 04:00 | 0.44045 | 0.3637 | 0.44045 | 0.44472 | 0.46921 | 0.45503 | 0.41263 | 0.3642 | 0.38841 | 0.38723 | 0.66124 | 0.5203 | 0.50554
7469 | 2004-11-07 | 05:00 | 0.44301 | 0.3642 | 0.44301 | 0.44045 | 0.45503 | 0.448 | 0.41458 | 0.37012 | 0.39624 | 0.38841 | 0.65461 | 0.52869 | 0.51981
7470 | 2004-11-07 | 06:00 | 0.45314 | 0.37012 | 0.45314 | 0.44301 | 0.448 | 0.44695 | 0.42656 | 0.38231 | 0.40864 | 0.39624 | 0.64165 | 0.53173 | 0.52411
7471 | 2004-11-07 | 07:00 | 0.46926 | 0.38231 | 0.46926 | 0.45314 | 0.44695 | 0.45479 | 0.44597 | 0.39357 | 0.42123 | 0.40864 | 0.62701 | 0.53141 | 0.52211
7472 | 2004-11-07 | 08:00 | 0.48671 | 0.39357 | 0.48671 | 0.46926 | 0.45479 | 0.46678 | 0.47968 | 0.42172 | 0.44262 | 0.42123 | 0.61389 | 0.52832 | 0.51943
7473 | 2004-11-07 | 09:00 | 0.5104 | 0.42172 | 0.5104 | 0.48671 | 0.46678 | 0.48605 | 0.52011 | 0.43867 | 0.45617 | 0.44262 | 0.60652 | 0.5265 | 0.51744
7474 | 2004-11-07 | 10:00 | 0.52554 | 0.43867 | 0.52554 | 0.5104 | 0.48605 | 0.52098 | 0.54706 | 0.44908 | 0.45704 | 0.45617 | 0.61277 | 0.52877 | 0.51856
7475 | 2004-11-07 | 11:00 | 0.52924 | 0.44908 | 0.52924 | 0.52554 | 0.52098 | 0.54922 | 0.55731 | 0.46087 | 0.45807 | 0.45704 | 0.65277 | 0.54874 | 0.53897
7476 | 2004-11-07 | 12:00 | 0.52793 | 0.46087 | 0.52793 | 0.52924 | 0.54922 | 0.56294 | 0.56178 | 0.47372 | 0.46377 | 0.45807 | 0.70539 | 0.60025 | 0.60353
7477 | 2004-11-07 | 13:00 | 0.52715 | 0.47372 | 0.52715 | 0.52793 | 0.56294 | 0.56955 | 0.56004 | 0.48839 | 0.46745 | 0.46377 | 0.70491 | 0.61337 | 0.6194
7478 | 2004-11-07 | 14:00 | 0.52175 | 0.48839 | 0.52175 | 0.52715 | 0.56955 | 0.57138 | 0.55324 | 0.49938 | 0.47023 | 0.46745 | 0.69323 | 0.60105 | 0.60649
7479 | 2004-11-07 | 15:00 | 0.51506 | 0.49938 | 0.51506 | 0.52175 | 0.57138 | 0.56909 | 0.54748 | 0.50648 | 0.47268 | 0.47023 | 0.67093 | 0.58431 | 0.58562
7480 | 2004-11-07 | 16:00 | 0.51444 | 0.50648 | 0.51444 | 0.51506 | 0.56909 | 0.56804 | 0.55498 | 0.50713 | 0.47768 | 0.47268 | 0.63566 | 0.55616 | 0.55158
7481 | 2004-11-07 | 17:00 | 0.53469 | 0.50713 | 0.53469 | 0.51444 | 0.56804 | 0.5725 | 0.60134 | 0.51718 | 0.49909 | 0.47768 | 0.58738 | 0.5123 | 0.50434
7482 | 2004-11-07 | 18:00 | 0.59161 | 0.51718 | 0.59161 | 0.53469 | 0.5725 | 0.60117 | 0.66557 | 0.53986 | 0.52057 | 0.49909 | 0.54831 | 0.47651 | 0.46033
7483 | 2004-11-07 | 19:00 | 0.60313 | 0.53986 | 0.60313 | 0.59161 | 0.60117 | 0.65874 | 0.66023 | 0.52727 | 0.51769 | 0.52057 | 0.52579 | 0.45616 | 0.42848
7484 | 2004-11-07 | 20:00 | 0.5936 | 0.52727 | 0.5936 | 0.60313 | 0.65874 | 0.65997 | 0.64086 | 0.50873 | 0.50614 | 0.51769 | 0.51757 | 0.44543 | 0.41419
7485 | 2004-11-07 | 21:00 | 0.57693 | 0.50873 | 0.57693 | 0.5936 | 0.65997 | 0.64756 | 0.61142 | 0.48639 | 0.48891 | 0.50614 | 0.51717 | 0.43978 | 0.40672
7486 | 2004-11-07 | 22:00 | 0.54841 | 0.48639 | 0.54841 | 0.57693 | 0.64756 | 0.62818 | 0.56319 | 0.45133 | 0.46183 | 0.48891 | 0.52736 | 0.43783 | 0.40741
7487 | 2004-11-07 | 23:00 | 0.51152 | 0.45133 | 0.51152 | 0.54841 | 0.62818 | 0.59533 | 0.5095 | 0.40955 | 0.43329 | 0.46183 | 0.55698 | 0.45196 | 0.42005
7488 | 2004-11-08 | 00:00 | 0.47451 | 0.40955 | 0.47451 | 0.51152 | 0.59533 | 0.55309 | 0.46073 | 0.38651 | 0.41348 | 0.43329 | 0.62813 | 0.48874 | 0.45871
7489 | 2004-11-08 | 01:00 | 0.44868 | 0.38651 | 0.44868 | 0.47451 | 0.55309 | 0.51187 | 0.42992 | 0.37408 | 0.40426 | 0.41348 | 0.72038 | 0.54309 | 0.52392
7490 | 2004-11-08 | 02:00 | 0.43748 | 0.37408 | 0.43748 | 0.44868 | 0.51187 | 0.48015 | 0.41524 | 0.36828 | 0.40106 | 0.40426 | 0.76331 | 0.56496 | 0.5757
7491 | 2004-11-08 | 03:00 | 0.43418 | 0.36828 | 0.43418 | 0.43748 | 0.48015 | 0.46351 | 0.40952 | 0.36857 | 0.4016 | 0.40106 | 0.75402 | 0.57121 | 0.60293
7492 | 2004-11-08 | 04:00 | 0.43499 | 0.36857 | 0.43499 | 0.43418 | 0.46351 | 0.45208 | 0.41105 | 0.37698 | 0.40931 | 0.4016 | 0.74037 | 0.57639 | 0.62453
7493 | 2004-11-08 | 05:00 | 0.45067 | 0.37698 | 0.45067 | 0.43499 | 0.45208 | 0.44951 | 0.42648 | 0.41172 | 0.43749 | 0.40931 | 0.72754 | 0.58289 | 0.64264
7494 | 2004-11-08 | 06:00 | 0.49819 | 0.41172 | 0.49819 | 0.45067 | 0.44951 | 0.45838 | 0.47939 | 0.47272 | 0.48948 | 0.43749 | 0.7109 | 0.58418 | 0.64723
7495 | 2004-11-08 | 07:00 | 0.57528 | 0.47272 | 0.57528 | 0.49819 | 0.45838 | 0.49696 | 0.57215 | 0.49224 | 0.52258 | 0.48948 | 0.70121 | 0.58184 | 0.64781
7496 | 2004-11-08 | 08:00 | 0.61156 | 0.49224 | 0.61156 | 0.57528 | 0.49696 | 0.57384 | 0.63078 | 0.49653 | 0.53005 | 0.52258 | 0.6899 | 0.58107 | 0.64725
7497 | 2004-11-08 | 09:00 | 0.625 | 0.49653 | 0.625 | 0.61156 | 0.57384 | 0.62793 | 0.6487 | 0.50801 | 0.53252 | 0.53005 | 0.68144 | 0.57796 | 0.64127
7498 | 2004-11-08 | 10:00 | 0.62954 | 0.50801 | 0.62954 | 0.625 | 0.62793 | 0.65593 | 0.65757 | 0.5259 | 0.53544 | 0.53252 | 0.68506 | 0.57527 | 0.63892
7499 | 2004-11-08 | 11:00 | 0.63538 | 0.5259 | 0.63538 | 0.62954 | 0.65593 | 0.67327 | 0.66412 | 0.53758 | 0.53708 | 0.53544 | 0.72171 | 0.58476 | 0.64927
7500 | 2004-11-08 | 12:00 | 0.63334 | 0.53758 | 0.63334 | 0.63538 | 0.67327 | 0.68283 | 0.6635 | 0.54579 | 0.53433 | 0.53708 | 0.77353 | 0.63086 | 0.69687
7501 | 2004-11-08 | 13:00 | 0.63173 | 0.54579 | 0.63173 | 0.63334 | 0.68283 | 0.68357 | 0.65753 | 0.55802 | 0.53582 | 0.53433 | 0.77353 | 0.64451 | 0.69742
7502 | 2004-11-08 | 14:00 | 0.62887 | 0.55802 | 0.62887 | 0.63173 | 0.68357 | 0.68041 | 0.65517 | 0.56523 | 0.53448 | 0.53582 | 0.75753 | 0.63111 | 0.67731
7503 | 2004-11-08 | 15:00 | 0.62459 | 0.56523 | 0.62459 | 0.62887 | 0.68041 | 0.6809 | 0.64994 | 0.57088 | 0.53276 | 0.53448 | 0.72919 | 0.61238 | 0.64904
7504 | 2004-11-08 | 16:00 | 0.62665 | 0.57088 | 0.62665 | 0.62459 | 0.6809 | 0.67889 | 0.65542 | 0.56949 | 0.53098 | 0.53276 | 0.68109 | 0.57985 | 0.60609
7505 | 2004-11-08 | 17:00 | 0.64995 | 0.56949 | 0.64995 | 0.62665 | 0.67889 | 0.68153 | 0.7024 | 0.56833 | 0.54935 | 0.53098 | 0.62235 | 0.53106 | 0.54093
7506 | 2004-11-08 | 18:00 | 0.70644 | 0.56833 | 0.70644 | 0.64995 | 0.68153 | 0.70281 | 0.76426 | 0.58706 | 0.56893 | 0.54935 | 0.57367 | 0.48745 | 0.48846
7507 | 2004-11-08 | 19:00 | 0.71562 | 0.58706 | 0.71562 | 0.70644 | 0.70281 | 0.75564 | 0.75999 | 0.57151 | 0.56586 | 0.56893 | 0.54626 | 0.46276 | 0.45214
7508 | 2004-11-08 | 20:00 | 0.70778 | 0.57151 | 0.70778 | 0.71562 | 0.75564 | 0.75317 | 0.73885 | 0.5498 | 0.55339 | 0.56586 | 0.53327 | 0.45385 | 0.4331
7509 | 2004-11-08 | 21:00 | 0.69267 | 0.5498 | 0.69267 | 0.70778 | 0.75317 | 0.73942 | 0.70596 | 0.5152 | 0.53299 | 0.55339 | 0.5289 | 0.44682 | 0.42027
7510 | 2004-11-08 | 22:00 | 0.65992 | 0.5152 | 0.65992 | 0.69267 | 0.73942 | 0.71266 | 0.65355 | 0.47369 | 0.4987 | 0.53299 | 0.53356 | 0.44565 | 0.41884
7511 | 2004-11-08 | 23:00 | 0.60855 | 0.47369 | 0.60855 | 0.65992 | 0.71266 | 0.6727 | 0.58438 | 0.43109 | 0.46212 | 0.4987 | 0.55989 | 0.45816 | 0.42986
7512 | 2004-11-09 | 00:00 | 0.56027 | 0.43109 | 0.56027 | 0.60855 | 0.6727 | 0.6171 | 0.52442 | 0.4025 | 0.43999 | 0.46212 | 0.62552 | 0.49559 | 0.46832
7513 | 2004-11-09 | 01:00 | 0.52952 | 0.4025 | 0.52952 | 0.56027 | 0.6171 | 0.56294 | 0.4898 | 0.38733 | 0.42749 | 0.43999 | 0.71708 | 0.55158 | 0.53328
7514 | 2004-11-09 | 02:00 | 0.51486 | 0.38733 | 0.51486 | 0.52952 | 0.56294 | 0.52302 | 0.47255 | 0.37949 | 0.41976 | 0.42749 | 0.75298 | 0.56722 | 0.57965
7515 | 2004-11-09 | 03:00 | 0.50729 | 0.37949 | 0.50729 | 0.51486 | 0.52302 | 0.50111 | 0.46728 | 0.37811 | 0.41868 | 0.41976 | 0.74297 | 0.56804 | 0.60535
7516 | 2004-11-09 | 04:00 | 0.5099 | 0.37811 | 0.5099 | 0.50729 | 0.50111 | 0.49021 | 0.46795 | 0.38442 | 0.42687 | 0.41868 | 0.72714 | 0.57078 | 0.62808
7517 | 2004-11-09 | 05:00 | 0.52484 | 0.38442 | 0.52484 | 0.5099 | 0.49021 | 0.48693 | 0.48391 | 0.41474 | 0.45042 | 0.42687 | 0.71426 | 0.57597 | 0.63715
7518 | 2004-11-09 | 06:00 | 0.57083 | 0.41474 | 0.57083 | 0.52484 | 0.48693 | 0.4952 | 0.53686 | 0.47302 | 0.50045 | 0.45042 | 0.70252 | 0.57659 | 0.64126
7519 | 2004-11-09 | 07:00 | 0.64335 | 0.47302 | 0.64335 | 0.57083 | 0.4952 | 0.53304 | 0.63078 | 0.48994 | 0.53618 | 0.50045 | 0.69517 | 0.574 | 0.63963
7520 | 2004-11-09 | 08:00 | 0.67251 | 0.48994 | 0.67251 | 0.64335 | 0.53304 | 0.60317 | 0.68166 | 0.49311 | 0.5386 | 0.53618 | 0.68929 | 0.5741 | 0.63828
7521 | 2004-11-09 | 09:00 | 0.6692 | 0.49311 | 0.6692 | 0.67251 | 0.60317 | 0.65248 | 0.68884 | 0.50175 | 0.53894 | 0.5386 | 0.68083 | 0.57372 | 0.63299
7522 | 2004-11-09 | 10:00 | 0.66465 | 0.50175 | 0.66465 | 0.6692 | 0.65248 | 0.67692 | 0.69045 | 0.51112 | 0.53793 | 0.53894 | 0.68695 | 0.57245 | 0.62886
7523 | 2004-11-09 | 11:00 | 0.66182 | 0.51112 | 0.66182 | 0.66465 | 0.67692 | 0.69032 | 0.6929 | 0.52126 | 0.53497 | 0.53793 | 0.72299 | 0.58884 | 0.64038
7524 | 2004-11-09 | 12:00 | 0.65517 | 0.52126 | 0.65517 | 0.66182 | 0.69032 | 0.69739 | 0.68892 | 0.52809 | 0.53152 | 0.53497 | 0.77047 | 0.63014 | 0.69281
7525 | 2004-11-09 | 13:00 | 0.64845 | 0.52809 | 0.64845 | 0.65517 | 0.69739 | 0.69722 | 0.68075 | 0.5374 | 0.52959 | 0.53152 | 0.76962 | 0.64291 | 0.69414
7526 | 2004-11-09 | 14:00 | 0.64359 | 0.5374 | 0.64359 | 0.64845 | 0.69722 | 0.69236 | 0.6781 | 0.54092 | 0.52619 | 0.52959 | 0.75397 | 0.63143 | 0.67359
7527 | 2004-11-09 | 15:00 | 0.63626 | 0.54092 | 0.63626 | 0.64359 | 0.69236 | 0.69208 | 0.67333 | 0.53967 | 0.52503 | 0.52619 | 0.72634 | 0.61527 | 0.64427
7528 | 2004-11-09 | 16:00 | 0.63702 | 0.53967 | 0.63702 | 0.63626 | 0.69208 | 0.68899 | 0.68092 | 0.53729 | 0.52706 | 0.52503 | 0.67912 | 0.58247 | 0.60473
7529 | 2004-11-09 | 17:00 | 0.66004 | 0.53729 | 0.66004 | 0.63702 | 0.68899 | 0.68987 | 0.72889 | 0.54587 | 0.54618 | 0.52706 | 0.62174 | 0.53387 | 0.55735
7530 | 2004-11-09 | 18:00 | 0.72338 | 0.54587 | 0.72338 | 0.66004 | 0.68987 | 0.71839 | 0.78968 | 0.56874 | 0.56697 | 0.54618 | 0.57101 | 0.4937 | 0.49103
7531 | 2004-11-09 | 19:00 | 0.73466 | 0.56874 | 0.73466 | 0.72338 | 0.71839 | 0.77354 | 0.78562 | 0.55693 | 0.56514 | 0.56697 | 0.54213 | 0.47265 | 0.45672
7532 | 2004-11-09 | 20:00 | 0.72634 | 0.55693 | 0.72634 | 0.73466 | 0.77354 | 0.76974 | 0.76642 | 0.53996 | 0.55308 | 0.56514 | 0.53479 | 0.46157 | 0.43774
7533 | 2004-11-09 | 21:00 | 0.71418 | 0.53996 | 0.71418 | 0.72634 | 0.76974 | 0.75071 | 0.73607 | 0.51144 | 0.5334 | 0.55308 | 0.52515 | 0.45552 | 0.42621
7534 | 2004-11-09 | 22:00 | 0.68137 | 0.51144 | 0.68137 | 0.71418 | 0.75071 | 0.72648 | 0.68494 | 0.46859 | 0.50094 | 0.5334 | 0.52952 | 0.45748 | 0.42442
7535 | 2004-11-09 | 23:00 | 0.63108 | 0.46859 | 0.63108 | 0.68137 | 0.72648 | 0.6879 | 0.61594 | 0.42914 | 0.46611 | 0.50094 | 0.55611 | 0.47108 | 0.43642
7536 | 2004-11-10 | 00:00 | 0.58711 | 0.42914 | 0.58711 | 0.63108 | 0.6879 | 0.63335 | 0.55561 | 0.4025 | 0.44228 | 0.46611 | 0.61703 | 0.50785 | 0.47798
7537 | 2004-11-10 | 01:00 | 0.5565 | 0.4025 | 0.5565 | 0.58711 | 0.63335 | 0.57658 | 0.51862 | 0.38968 | 0.42873 | 0.44228 | 0.70811 | 0.56239 | 0.54505
7538 | 2004-11-10 | 02:00 | 0.54367 | 0.38968 | 0.54367 | 0.5565 | 0.57658 | 0.53909 | 0.50282 | 0.38238 | 0.42335 | 0.42873 | 0.74281 | 0.58428 | 0.59034
7539 | 2004-11-10 | 03:00 | 0.53909 | 0.38238 | 0.53909 | 0.54367 | 0.53909 | 0.5189 | 0.4971 | 0.38176 | 0.42203 | 0.42335 | 0.73121 | 0.58376 | 0.61566
7540 | 2004-11-10 | 04:00 | 0.5424 | 0.38176 | 0.5424 | 0.53909 | 0.5189 | 0.50642 | 0.49801 | 0.38949 | 0.4287 | 0.42203 | 0.71862 | 0.58648 | 0.63398
7541 | 2004-11-10 | 05:00 | 0.56 | 0.38949 | 0.56 | 0.5424 | 0.50642 | 0.50399 | 0.51393 | 0.41776 | 0.45246 | 0.4287 | 0.70449 | 0.58902 | 0.64239
7542 | 2004-11-10 | 06:00 | 0.6051 | 0.41776 | 0.6051 | 0.56 | 0.50399 | 0.51089 | 0.56834 | 0.48226 | 0.50228 | 0.45246 | 0.69105 | 0.58822 | 0.64619
7543 | 2004-11-10 | 07:00 | 0.67777 | 0.48226 | 0.67777 | 0.6051 | 0.51089 | 0.54669 | 0.65989 | 0.49897 | 0.53541 | 0.50228 | 0.67918 | 0.58797 | 0.64704
7544 | 2004-11-10 | 08:00 | 0.70597 | 0.49897 | 0.70597 | 0.67777 | 0.54669 | 0.61889 | 0.70816 | 0.50055 | 0.54193 | 0.53541 | 0.67329 | 0.5856 | 0.64623
7545 | 2004-11-10 | 09:00 | 0.70001 | 0.50055 | 0.70001 | 0.70597 | 0.61889 | 0.66708 | 0.71434 | 0.51243 | 0.54407 | 0.54193 | 0.66754 | 0.58463 | 0.63815
7546 | 2004-11-10 | 10:00 | 0.68411 | 0.51243 | 0.68411 | 0.70001 | 0.66708 | 0.68726 | 0.71019 | 0.52783 | 0.54489 | 0.54407 | 0.67566 | 0.58568 | 0.63461
7547 | 2004-11-10 | 11:00 | 0.67453 | 0.52783 | 0.67453 | 0.68411 | 0.68726 | 0.69982 | 0.70849 | 0.53976 | 0.54664 | 0.54489 | 0.71388 | 0.60067 | 0.63778
7548 | 2004-11-10 | 12:00 | 0.66243 | 0.53976 | 0.66243 | 0.67453 | 0.69982 | 0.70362 | 0.70389 | 0.54688 | 0.54224 | 0.54664 | 0.75378 | 0.64 | 0.68702
7549 | 2004-11-10 | 13:00 | 0.65086 | 0.54688 | 0.65086 | 0.66243 | 0.70362 | 0.70007 | 0.69323 | 0.55289 | 0.54288 | 0.54224 | 0.75146 | 0.65225 | 0.68642
7550 | 2004-11-10 | 14:00 | 0.64335 | 0.55289 | 0.64335 | 0.65086 | 0.70007 | 0.69163 | 0.69012 | 0.55963 | 0.53997 | 0.54288 | 0.73645 | 0.63796 | 0.6673
7551 | 2004-11-10 | 15:00 | 0.63513 | 0.55963 | 0.63513 | 0.64335 | 0.69163 | 0.68765 | 0.68473 | 0.56355 | 0.53866 | 0.53997 | 0.71082 | 0.62067 | 0.64134
7552 | 2004-11-10 | 16:00 | 0.63476 | 0.56355 | 0.63476 | 0.63513 | 0.68765 | 0.68164 | 0.68925 | 0.56246 | 0.54566 | 0.53866 | 0.67199 | 0.59056 | 0.60266
7553 | 2004-11-10 | 17:00 | 0.66084 | 0.56246 | 0.66084 | 0.63476 | 0.68164 | 0.68304 | 0.73192 | 0.56724 | 0.56416 | 0.54566 | 0.62145 | 0.54463 | 0.54685
7554 | 2004-11-10 | 18:00 | 0.71718 | 0.56724 | 0.71718 | 0.66084 | 0.68304 | 0.71442 | 0.78479 | 0.58733 | 0.57578 | 0.56416 | 0.57346 | 0.50573 | 0.49418
7555 | 2004-11-10 | 19:00 | 0.72187 | 0.58733 | 0.72187 | 0.71718 | 0.71442 | 0.7652 | 0.77492 | 0.57463 | 0.56849 | 0.57578 | 0.54543 | 0.48072 | 0.45635
7556 | 2004-11-10 | 20:00 | 0.70821 | 0.57463 | 0.70821 | 0.72187 | 0.7652 | 0.7563 | 0.75493 | 0.55654 | 0.55545 | 0.56849 | 0.53215 | 0.46924 | 0.43703
7557 | 2004-11-10 | 21:00 | 0.69233 | 0.55654 | 0.69233 | 0.70821 | 0.7563 | 0.7345 | 0.72147 | 0.52867 | 0.53562 | 0.55545 | 0.52555 | 0.46289 | 0.42534
7558 | 2004-11-10 | 22:00 | 0.65556 | 0.52867 | 0.65556 | 0.69233 | 0.7345 | 0.70714 | 0.67333 | 0.48751 | 0.50432 | 0.53562 | 0.53053 | 0.46456 | 0.42182
7559 | 2004-11-10 | 23:00 | 0.60885 | 0.48751 | 0.60885 | 0.65556 | 0.70714 | 0.66887 | 0.60765 | 0.44179 | 0.47404 | 0.50432 | 0.55323 | 0.47629 | 0.42967
7560 | 2004-11-11 | 00:00 | 0.562 | 0.44179 | 0.562 | 0.60885 | 0.66887 | 0.6184 | 0.54847 | 0.41248 | 0.45331 | 0.47404 | 0.60974 | 0.50847 | 0.46109
7561 | 2004-11-11 | 01:00 | 0.52847 | 0.41248 | 0.52847 | 0.562 | 0.6184 | 0.56396 | 0.50867 | 0.397 | 0.43234 | 0.45331 | 0.67526 | 0.55133 | 0.5149
7562 | 2004-11-11 | 02:00 | 0.51003 | 0.397 | 0.51003 | 0.52847 | 0.56396 | 0.52358 | 0.48785 | 0.38818 | 0.4252 | 0.43234 | 0.71404 | 0.56996 | 0.55822
7563 | 2004-11-11 | 03:00 | 0.5012 | 0.38818 | 0.5012 | 0.51003 | 0.52358 | 0.50016 | 0.47744 | 0.38577 | 0.42309 | 0.4252 | 0.72581 | 0.57746 | 0.59664
7564 | 2004-11-11 | 04:00 | 0.50079 | 0.38577 | 0.50079 | 0.5012 | 0.50016 | 0.48588 | 0.47383 | 0.39299 | 0.42839 | 0.42309 | 0.72581 | 0.58224 | 0.62123
7565 | 2004-11-11 | 05:00 | 0.51127 | 0.39299 | 0.51127 | 0.50079 | 0.48588 | 0.47916 | 0.48358 | 0.42313 | 0.45114 | 0.42839 | 0.71513 | 0.58518 | 0.63535
7566 | 2004-11-11 | 06:00 | 0.55231 | 0.42313 | 0.55231 | 0.51127 | 0.47916 | 0.48475 | 0.52185 | 0.48065 | 0.49759 | 0.45114 | 0.69956 | 0.58172 | 0.63708
7567 | 2004-11-11 | 07:00 | 0.61381 | 0.48065 | 0.61381 | 0.55231 | 0.48475 | 0.51328 | 0.57957 | 0.50194 | 0.53611 | 0.49759 | 0.68602 | 0.57564 | 0.63616
7568 | 2004-11-11 | 08:00 | 0.64598 | 0.50194 | 0.64598 | 0.61381 | 0.51328 | 0.56252 | 0.6295 | 0.50921 | 0.55038 | 0.53611 | 0.67537 | 0.572 | 0.63395
7569 | 2004-11-11 | 09:00 | 0.65016 | 0.50921 | 0.65016 | 0.64598 | 0.56252 | 0.60971 | 0.66499 | 0.51919 | 0.55986 | 0.55038 | 0.66526 | 0.56902 | 0.6295
7570 | 2004-11-11 | 10:00 | 0.64782 | 0.51919 | 0.64782 | 0.65016 | 0.60971 | 0.64939 | 0.67777 | 0.52663 | 0.56475 | 0.55986 | 0.66821 | 0.56842 | 0.62641
7571 | 2004-11-11 | 11:00 | 0.6428 | 0.52663 | 0.6428 | 0.64782 | 0.64939 | 0.67313 | 0.6798 | 0.5293 | 0.56498 | 0.56475 | 0.70374 | 0.58618 | 0.63837
7572 | 2004-11-11 | 12:00 | 0.6373 | 0.5293 | 0.6373 | 0.6428 | 0.67313 | 0.68533 | 0.67768 | 0.52831 | 0.56084 | 0.56498 | 0.75474 | 0.63474 | 0.68374
7573 | 2004-11-11 | 13:00 | 0.62852 | 0.52831 | 0.62852 | 0.6373 | 0.68533 | 0.68843 | 0.66815 | 0.53223 | 0.56012 | 0.56084 | 0.75538 | 0.6456 | 0.68122
7574 | 2004-11-11 | 14:00 | 0.62077 | 0.53223 | 0.62077 | 0.62852 | 0.68843 | 0.68406 | 0.66056 | 0.53182 | 0.55785 | 0.56012 | 0.74295 | 0.63469 | 0.66237
7575 | 2004-11-11 | 15:00 | 0.61358 | 0.53182 | 0.61358 | 0.62077 | 0.68406 | 0.67953 | 0.65052 | 0.5301 | 0.55738 | 0.55785 | 0.71761 | 0.61955 | 0.63575
7576 | 2004-11-11 | 16:00 | 0.61161 | 0.5301 | 0.61161 | 0.61358 | 0.67953 | 0.67474 | 0.64932 | 0.52904 | 0.56473 | 0.55738 | 0.6784 | 0.59068 | 0.59728
7577 | 2004-11-11 | 17:00 | 0.63101 | 0.52904 | 0.63101 | 0.61161 | 0.67474 | 0.67552 | 0.69551 | 0.54497 | 0.58585 | 0.56473 | 0.62701 | 0.54545 | 0.54303
7578 | 2004-11-11 | 18:00 | 0.68675 | 0.54497 | 0.68675 | 0.63101 | 0.67552 | 0.70246 | 0.75033 | 0.56628 | 0.60023 | 0.58585 | 0.58594 | 0.50665 | 0.4919
7579 | 2004-11-11 | 19:00 | 0.69178 | 0.56628 | 0.69178 | 0.68675 | 0.70246 | 0.74948 | 0.7415 | 0.5548 | 0.59337 | 0.60023 | 0.55379 | 0.48267 | 0.45598
7580 | 2004-11-11 | 20:00 | 0.68132 | 0.5548 | 0.68132 | 0.69178 | 0.74948 | 0.74016 | 0.72118 | 0.54415 | 0.58232 | 0.59337 | 0.53998 | 0.46989 | 0.43457
7581 | 2004-11-11 | 21:00 | 0.66348 | 0.54415 | 0.66348 | 0.68132 | 0.74016 | 0.72099 | 0.68904 | 0.51989 | 0.56285 | 0.58232 | 0.53535 | 0.46466 | 0.42384
7582 | 2004-11-11 | 22:00 | 0.63302 | 0.51989 | 0.63302 | 0.66348 | 0.72099 | 0.69532 | 0.63945 | 0.48164 | 0.53036 | 0.56285 | 0.54173 | 0.46366 | 0.42052
7583 | 2004-11-11 | 23:00 | 0.58559 | 0.48164 | 0.58559 | 0.63302 | 0.69532 | 0.65934 | 0.57638 | 0.44213 | 0.49435 | 0.53036 | 0.56808 | 0.47589 | 0.42852
7584 | 2004-11-12 | 00:00 | 0.53792 | 0.44213 | 0.53792 | 0.58559 | 0.65934 | 0.60887 | 0.51733 | 0.41899 | 0.46954 | 0.49435 | 0.63255 | 0.51098 | 0.46306
7585 | 2004-11-12 | 01:00 | 0.50279 | 0.41899 | 0.50279 | 0.53792 | 0.60887 | 0.55745 | 0.4796 | 0.40656 | 0.4564 | 0.46954 | 0.71532 | 0.56264 | 0.52047
7586 | 2004-11-12 | 02:00 | 0.48659 | 0.40656 | 0.48659 | 0.50279 | 0.55745 | 0.5175 | 0.4604 | 0.40035 | 0.45052 | 0.4564 | 0.75623 | 0.58314 | 0.56214
7587 | 2004-11-12 | 03:00 | 0.47925 | 0.40035 | 0.47925 | 0.48659 | 0.5175 | 0.49713 | 0.4531 | 0.4017 | 0.44862 | 0.45052 | 0.7558 | 0.58817 | 0.59384
7588 | 2004-11-12 | 04:00 | 0.47583 | 0.4017 | 0.47583 | 0.47925 | 0.49713 | 0.48507 | 0.45289 | 0.41202 | 0.45635 | 0.44862 | 0.74718 | 0.593 | 0.61415
7589 | 2004-11-12 | 05:00 | 0.48847 | 0.41202 | 0.48847 | 0.47583 | 0.48507 | 0.48043 | 0.46741 | 0.44882 | 0.47958 | 0.45635 | 0.73374 | 0.59223 | 0.62846
7590 | 2004-11-12 | 06:00 | 0.52971 | 0.44882 | 0.52971 | 0.48847 | 0.48043 | 0.48697 | 0.51684 | 0.51076 | 0.52851 | 0.47958 | 0.71907 | 0.58914 | 0.63216
7591 | 2004-11-12 | 07:00 | 0.60087 | 0.51076 | 0.60087 | 0.52971 | 0.48697 | 0.5207 | 0.60362 | 0.5295 | 0.55795 | 0.52851 | 0.69304 | 0.58164 | 0.63117
7592 | 2004-11-12 | 08:00 | 0.64497 | 0.5295 | 0.64497 | 0.60087 | 0.5207 | 0.5929 | 0.66599 | 0.53094 | 0.56455 | 0.55795 | 0.68658 | 0.57736 | 0.62993
7593 | 2004-11-12 | 09:00 | 0.66106 | 0.53094 | 0.66106 | 0.64497 | 0.5929 | 0.64925 | 0.68855 | 0.53421 | 0.56504 | 0.56455 | 0.68184 | 0.57218 | 0.62504
7594 | 2004-11-12 | 10:00 | 0.67249 | 0.53421 | 0.67249 | 0.66106 | 0.64925 | 0.68122 | 0.69871 | 0.53467 | 0.56421 | 0.56504 | 0.68676 | 0.573 | 0.61661
7595 | 2004-11-12 | 11:00 | 0.6802 | 0.53467 | 0.6802 | 0.67249 | 0.68122 | 0.70232 | 0.70389 | 0.5293 | 0.557 | 0.56421 | 0.7236 | 0.59059 | 0.62338
7596 | 2004-11-12 | 12:00 | 0.6801 | 0.5293 | 0.6801 | 0.6802 | 0.70232 | 0.71192 | 0.70887 | 0.51959 | 0.54713 | 0.557 | 0.75873 | 0.63198 | 0.66857
7597 | 2004-11-12 | 13:00 | 0.67687 | 0.51959 | 0.67687 | 0.6801 | 0.71192 | 0.71424 | 0.70949 | 0.51547 | 0.54067 | 0.54713 | 0.74718 | 0.63542 | 0.6611
7598 | 2004-11-12 | 14:00 | 0.67588 | 0.51547 | 0.67588 | 0.67687 | 0.71424 | 0.70988 | 0.71032 | 0.50941 | 0.53337 | 0.54067 | 0.72514 | 0.62045 | 0.63714
7599 | 2004-11-12 | 15:00 | 0.67266 | 0.50941 | 0.67266 | 0.67588 | 0.70988 | 0.70939 | 0.70642 | 0.50677 | 0.52869 | 0.53337 | 0.70031 | 0.60573 | 0.61313
7600 | 2004-11-12 | 16:00 | 0.67547 | 0.50677 | 0.67547 | 0.67266 | 0.70939 | 0.70622 | 0.71334 | 0.51407 | 0.53216 | 0.52869 | 0.66422 | 0.58386 | 0.58022
7601 | 2004-11-12 | 17:00 | 0.69424 | 0.51407 | 0.69424 | 0.67547 | 0.70622 | 0.70911 | 0.75129 | 0.54128 | 0.55651 | 0.53216 | 0.62028 | 0.54889 | 0.53753
7602 | 2004-11-12 | 18:00 | 0.72222 | 0.54128 | 0.72222 | 0.69424 | 0.70911 | 0.7314 | 0.77853 | 0.55396 | 0.569 | 0.55651 | 0.57519 | 0.51699 | 0.49278
7603 | 2004-11-12 | 19:00 | 0.71132 | 0.55396 | 0.71132 | 0.72222 | 0.7314 | 0.76299 | 0.76248 | 0.54194 | 0.56189 | 0.569 | 0.54716 | 0.4932 | 0.45552
7604 | 2004-11-12 | 20:00 | 0.69213 | 0.54194 | 0.69213 | 0.71132 | 0.76299 | 0.74568 | 0.73379 | 0.52993 | 0.55226 | 0.56189 | 0.53 | 0.4795 | 0.43265
7605 | 2004-11-12 | 21:00 | 0.67328 | 0.52993 | 0.67328 | 0.69213 | 0.74568 | 0.72465 | 0.70215 | 0.51124 | 0.53853 | 0.55226 | 0.52262 | 0.47303 | 0.41865
7606 | 2004-11-12 | 22:00 | 0.6444 | 0.51124 | 0.6444 | 0.67328 | 0.72465 | 0.6981 | 0.65977 | 0.48333 | 0.5172 | 0.53853 | 0.52222 | 0.47103 | 0.41302
7607 | 2004-11-12 | 23:00 | 0.60552 | 0.48333 | 0.60552 | 0.6444 | 0.6981 | 0.6669 | 0.60449 | 0.45232 | 0.48883 | 0.5172 | 0.53135 | 0.47681 | 0.41363
7608 | 2004-11-13 | 00:00 | 0.56326 | 0.45232 | 0.56326 | 0.60552 | 0.6669 | 0.6247 | 0.55212 | 0.4272 | 0.46678 | 0.48883 | 0.55366 | 0.49412 | 0.42662
7609 | 2004-11-13 | 01:00 | 0.53133 | 0.4272 | 0.53133 | 0.56326 | 0.6247 | 0.57827 | 0.51368 | 0.41334 | 0.45403 | 0.46678 | 0.59188 | 0.51771 | 0.45011
7610 | 2004-11-13 | 02:00 | 0.51077 | 0.41334 | 0.51077 | 0.53133 | 0.57827 | 0.5412 | 0.4932 | 0.4032 | 0.4473 | 0.45403 | 0.63353 | 0.534 | 0.47418
7611 | 2004-11-13 | 03:00 | 0.50166 | 0.4032 | 0.50166 | 0.51077 | 0.5412 | 0.51813 | 0.48175 | 0.40028 | 0.44478 | 0.4473 | 0.67069 | 0.56005 | 0.51097
7612 | 2004-11-13 | 04:00 | 0.49671 | 0.40028 | 0.49671 | 0.50166 | 0.51813 | 0.50382 | 0.47719 | 0.40194 | 0.44839 | 0.44478 | 0.6865 | 0.57569 | 0.53661
7613 | 2004-11-13 | 05:00 | 0.50079 | 0.40194 | 0.50079 | 0.49671 | 0.50382 | 0.49647 | 0.48192 | 0.41487 | 0.45781 | 0.44839 | 0.68461 | 0.57706 | 0.55234
7614 | 2004-11-13 | 06:00 | 0.51653 | 0.41487 | 0.51653 | 0.50079 | 0.49647 | 0.49629 | 0.50129 | 0.43704 | 0.47678 | 0.45781 | 0.67085 | 0.57168 | 0.55444
7615 | 2004-11-13 | 07:00 | 0.54487 | 0.43704 | 0.54487 | 0.51653 | 0.49629 | 0.50934 | 0.53471 | 0.45932 | 0.49429 | 0.47678 | 0.65216 | 0.56321 | 0.55165
7616 | 2004-11-13 | 08:00 | 0.57424 | 0.45932 | 0.57424 | 0.54487 | 0.50934 | 0.53557 | 0.57945 | 0.48557 | 0.513 | 0.49429 | 0.6367 | 0.55479 | 0.54553
7617 | 2004-11-13 | 09:00 | 0.60417 | 0.48557 | 0.60417 | 0.57424 | 0.53557 | 0.56762 | 0.62979 | 0.50185 | 0.52724 | 0.513 | 0.62765 | 0.54705 | 0.53952
7618 | 2004-11-13 | 10:00 | 0.61983 | 0.50185 | 0.61983 | 0.60417 | 0.56762 | 0.60321 | 0.65745 | 0.50982 | 0.52869 | 0.52724 | 0.63433 | 0.54969 | 0.53384
7619 | 2004-11-13 | 11:00 | 0.62112 | 0.50982 | 0.62112 | 0.61983 | 0.60321 | 0.62832 | 0.66657 | 0.50687 | 0.52454 | 0.52869 | 0.67606 | 0.56889 | 0.54506
7620 | 2004-11-13 | 12:00 | 0.61149 | 0.50687 | 0.61149 | 0.62112 | 0.62832 | 0.64031 | 0.6601 | 0.49921 | 0.51282 | 0.52454 | 0.71159 | 0.61474 | 0.60499
7621 | 2004-11-13 | 13:00 | 0.59644 | 0.49921 | 0.59644 | 0.61149 | 0.64031 | 0.63954 | 0.6438 | 0.49142 | 0.50251 | 0.51282 | 0.70302 | 0.62438 | 0.61017
7622 | 2004-11-13 | 14:00 | 0.5821 | 0.49142 | 0.5821 | 0.59644 | 0.63954 | 0.63089 | 0.62697 | 0.4839 | 0.49527 | 0.50251 | 0.68644 | 0.61128 | 0.59517
7623 | 2004-11-13 | 15:00 | 0.57168 | 0.4839 | 0.57168 | 0.5821 | 0.63089 | 0.62181 | 0.61523 | 0.48212 | 0.49424 | 0.49527 | 0.66717 | 0.59579 | 0.57611
7624 | 2004-11-13 | 16:00 | 0.57095 | 0.48212 | 0.57095 | 0.57168 | 0.62181 | 0.61295 | 0.61723 | 0.4891 | 0.5031 | 0.49424 | 0.63832 | 0.57472 | 0.54985
7625 | 2004-11-13 | 17:00 | 0.59638 | 0.4891 | 0.59638 | 0.57095 | 0.61295 | 0.6127 | 0.66528 | 0.51293 | 0.5309 | 0.5031 | 0.59928 | 0.54339 | 0.51251
7626 | 2004-11-13 | 18:00 | 0.65223 | 0.51293 | 0.65223 | 0.59638 | 0.6127 | 0.64274 | 0.7206 | 0.52462 | 0.54541 | 0.5309 | 0.56084 | 0.51298 | 0.4756
7627 | 2004-11-13 | 19:00 | 0.6594 | 0.52462 | 0.6594 | 0.65223 | 0.64274 | 0.69785 | 0.71189 | 0.51704 | 0.54242 | 0.54541 | 0.53282 | 0.48976 | 0.44239
7628 | 2004-11-13 | 20:00 | 0.65039 | 0.51704 | 0.65039 | 0.6594 | 0.69785 | 0.69901 | 0.69004 | 0.50743 | 0.53178 | 0.54242 | 0.51738 | 0.47619 | 0.42169
7629 | 2004-11-13 | 21:00 | 0.64218 | 0.50743 | 0.64218 | 0.65039 | 0.69901 | 0.68269 | 0.66761 | 0.4917 | 0.51972 | 0.53178 | 0.51086 | 0.46914 | 0.4104
7630 | 2004-11-13 | 22:00 | 0.62595 | 0.4917 | 0.62595 | 0.64218 | 0.68269 | 0.66634 | 0.63676 | 0.4691 | 0.49584 | 0.51972 | 0.50985 | 0.46667 | 0.40422
7631 | 2004-11-13 | 23:00 | 0.59862 | 0.4691 | 0.59862 | 0.62595 | 0.66634 | 0.64678 | 0.5938 | 0.44063 | 0.47049 | 0.49584 | 0.51757 | 0.46892 | 0.40463
7632 | 2004-11-14 | 00:00 | 0.56605 | 0.44063 | 0.56605 | 0.59862 | 0.64678 | 0.61706 | 0.55088 | 0.42127 | 0.44839 | 0.47049 | 0.5379 | 0.48077 | 0.41417
7633 | 2004-11-14 | 01:00 | 0.5381 | 0.42127 | 0.5381 | 0.56605 | 0.61706 | 0.57922 | 0.51364 | 0.40832 | 0.43512 | 0.44839 | 0.56811 | 0.49631 | 0.424
7634 | 2004-11-14 | 02:00 | 0.52322 | 0.40832 | 0.52322 | 0.5381 | 0.57922 | 0.54662 | 0.49345 | 0.40025 | 0.42788 | 0.43512 | 0.60894 | 0.50498 | 0.44152
7635 | 2004-11-14 | 03:00 | 0.51458 | 0.40025 | 0.51458 | 0.52322 | 0.54662 | 0.52277 | 0.48399 | 0.39588 | 0.42402 | 0.42788 | 0.64375 | 0.53014 | 0.47426
7636 | 2004-11-14 | 04:00 | 0.51003 | 0.39588 | 0.51003 | 0.51458 | 0.52277 | 0.50733 | 0.48068 | 0.3977 | 0.4251 | 0.42402 | 0.66342 | 0.54453 | 0.49857
7637 | 2004-11-14 | 05:00 | 0.51603 | 0.3977 | 0.51603 | 0.51003 | 0.50733 | 0.49995 | 0.48453 | 0.40564 | 0.43236 | 0.4251 | 0.66329 | 0.55071 | 0.51583
7638 | 2004-11-14 | 06:00 | 0.52944 | 0.40564 | 0.52944 | 0.51603 | 0.49995 | 0.49907 | 0.49797 | 0.42112 | 0.44617 | 0.43236 | 0.65866 | 0.55056 | 0.52406
7639 | 2004-11-14 | 07:00 | 0.54858 | 0.42112 | 0.54858 | 0.52944 | 0.49907 | 0.50501 | 0.51845 | 0.43802 | 0.45954 | 0.44617 | 0.64942 | 0.5462 | 0.5256
7640 | 2004-11-14 | 08:00 | 0.56628 | 0.43802 | 0.56628 | 0.54858 | 0.50501 | 0.51785 | 0.54856 | 0.46528 | 0.47915 | 0.45954 | 0.64242 | 0.53918 | 0.5247
7641 | 2004-11-14 | 09:00 | 0.58884 | 0.46528 | 0.58884 | 0.56628 | 0.51785 | 0.53389 | 0.58704 | 0.48338 | 0.4953 | 0.47915 | 0.63441 | 0.53472 | 0.52231
7642 | 2004-11-14 | 10:00 | 0.59673 | 0.48338 | 0.59673 | 0.58884 | 0.53389 | 0.56456 | 0.6113 | 0.49122 | 0.4963 | 0.4953 | 0.64077 | 0.53724 | 0.52225
7643 | 2004-11-14 | 11:00 | 0.59193 | 0.49122 | 0.59193 | 0.59673 | 0.56456 | 0.58633 | 0.61747 | 0.49159 | 0.49589 | 0.4963 | 0.68312 | 0.559 | 0.54232
7644 | 2004-11-14 | 12:00 | 0.58454 | 0.49159 | 0.58454 | 0.59193 | 0.58633 | 0.59927 | 0.61785 | 0.49224 | 0.49463 | 0.49589 | 0.7224 | 0.61788 | 0.61177
7645 | 2004-11-14 | 13:00 | 0.57376 | 0.49224 | 0.57376 | 0.58454 | 0.59927 | 0.6037 | 0.61105 | 0.48951 | 0.49105 | 0.49463 | 0.71915 | 0.63455 | 0.61876
7646 | 2004-11-14 | 14:00 | 0.56256 | 0.48951 | 0.56256 | 0.57376 | 0.6037 | 0.60103 | 0.59993 | 0.48647 | 0.48837 | 0.49105 | 0.706 | 0.62543 | 0.6067
7647 | 2004-11-14 | 15:00 | 0.5542 | 0.48647 | 0.5542 | 0.56256 | 0.60103 | 0.59628 | 0.59019 | 0.48545 | 0.48914 | 0.48837 | 0.68386 | 0.60844 | 0.58643
7648 | 2004-11-14 | 16:00 | 0.55425 | 0.48545 | 0.55425 | 0.5542 | 0.59628 | 0.59157 | 0.59736 | 0.49236 | 0.49981 | 0.48914 | 0.64258 | 0.57773 | 0.55194
7649 | 2004-11-14 | 17:00 | 0.58469 | 0.49236 | 0.58469 | 0.55425 | 0.59157 | 0.59227 | 0.65367 | 0.51854 | 0.53134 | 0.49981 | 0.59249 | 0.53504 | 0.50707
7650 | 2004-11-14 | 18:00 | 0.6475 | 0.51854 | 0.6475 | 0.58469 | 0.59227 | 0.6222 | 0.71529 | 0.53641 | 0.546 | 0.53134 | 0.55089 | 0.49908 | 0.46164
7651 | 2004-11-14 | 19:00 | 0.66308 | 0.53641 | 0.66308 | 0.6475 | 0.6222 | 0.6834 | 0.7121 | 0.53343 | 0.54255 | 0.546 | 0.52475 | 0.47748 | 0.43105
7652 | 2004-11-14 | 20:00 | 0.66162 | 0.53343 | 0.66162 | 0.66308 | 0.6834 | 0.68765 | 0.69551 | 0.52276 | 0.53471 | 0.54255 | 0.51421 | 0.46675 | 0.41442
7653 | 2004-11-14 | 21:00 | 0.65153 | 0.52276 | 0.65153 | 0.66162 | 0.68765 | 0.67773 | 0.66972 | 0.50004 | 0.51745 | 0.53471 | 0.51482 | 0.46441 | 0.4062
7654 | 2004-11-14 | 22:00 | 0.62719 | 0.50004 | 0.62719 | 0.65153 | 0.67773 | 0.65892 | 0.6234 | 0.46814 | 0.48909 | 0.51745 | 0.51983 | 0.46675 | 0.40465
7655 | 2004-11-14 | 23:00 | 0.59036 | 0.46814 | 0.59036 | 0.62719 | 0.65892 | 0.63022 | 0.568 | 0.4301 | 0.45663 | 0.48909 | 0.54647 | 0.48042 | 0.41762
7656 | 2004-11-15 | 00:00 | 0.55333 | 0.4301 | 0.55333 | 0.59036 | 0.63022 | 0.5884 | 0.51791 | 0.40518 | 0.43527 | 0.45663 | 0.61218 | 0.52132 | 0.45838
7657 | 2004-11-15 | 01:00 | 0.5268 | 0.40518 | 0.5268 | 0.55333 | 0.5884 | 0.54236 | 0.48362 | 0.39296 | 0.42332 | 0.43527 | 0.70097 | 0.57943 | 0.52479
7658 | 2004-11-15 | 02:00 | 0.51653 | 0.39296 | 0.51653 | 0.5268 | 0.54236 | 0.50983 | 0.46865 | 0.38702 | 0.41794 | 0.42332 | 0.7447 | 0.59908 | 0.57209
7659 | 2004-11-15 | 03:00 | 0.51454 | 0.38702 | 0.51454 | 0.51653 | 0.50983 | 0.49189 | 0.46401 | 0.38719 | 0.41701 | 0.41794 | 0.7384 | 0.5989 | 0.60407
7660 | 2004-11-15 | 04:00 | 0.51933 | 0.38719 | 0.51933 | 0.51454 | 0.49189 | 0.48314 | 0.46517 | 0.3976 | 0.42494 | 0.41701 | 0.73217 | 0.59915 | 0.63087
7661 | 2004-11-15 | 05:00 | 0.53618 | 0.3976 | 0.53618 | 0.51933 | 0.48314 | 0.48152 | 0.48126 | 0.43157 | 0.45176 | 0.42494 | 0.72442 | 0.5991 | 0.64742
7662 | 2004-11-15 | 06:00 | 0.58203 | 0.43157 | 0.58203 | 0.53618 | 0.48152 | 0.48922 | 0.53321 | 0.49059 | 0.50102 | 0.45176 | 0.71359 | 0.59674 | 0.65557
7663 | 2004-11-15 | 07:00 | 0.66097 | 0.49059 | 0.66097 | 0.58203 | 0.48922 | 0.52858 | 0.62315 | 0.51237 | 0.53788 | 0.50102 | 0.70654 | 0.59126 | 0.65927
7664 | 2004-11-15 | 08:00 | 0.6918 | 0.51237 | 0.6918 | 0.66097 | 0.52858 | 0.60141 | 0.67669 | 0.51088 | 0.5453 | 0.53788 | 0.70137 | 0.58775 | 0.65999
7665 | 2004-11-15 | 09:00 | 0.68575 | 0.51088 | 0.68575 | 0.6918 | 0.60141 | 0.64928 | 0.68469 | 0.5167 | 0.54837 | 0.5453 | 0.69467 | 0.58164 | 0.65485
7666 | 2004-11-15 | 10:00 | 0.67672 | 0.5167 | 0.67672 | 0.68575 | 0.64928 | 0.6719 | 0.68593 | 0.52175 | 0.55084 | 0.54837 | 0.70095 | 0.57811 | 0.64805
7667 | 2004-11-15 | 11:00 | 0.66737 | 0.52175 | 0.66737 | 0.67672 | 0.6719 | 0.68297 | 0.68726 | 0.52363 | 0.55105 | 0.55084 | 0.74039 | 0.5945 | 0.65469
7668 | 2004-11-15 | 12:00 | 0.6541 | 0.52363 | 0.6541 | 0.66737 | 0.68297 | 0.68776 | 0.68216 | 0.52238 | 0.5462 | 0.55105 | 0.77646 | 0.64511 | 0.70481
7669 | 2004-11-15 | 13:00 | 0.64447 | 0.52238 | 0.64447 | 0.6541 | 0.68776 | 0.6885 | 0.67403 | 0.5225 | 0.54574 | 0.5462 | 0.77369 | 0.65928 | 0.69966
7670 | 2004-11-15 | 14:00 | 0.63695 | 0.5225 | 0.63695 | 0.64447 | 0.6885 | 0.68255 | 0.66848 | 0.51875 | 0.54136 | 0.54574 | 0.75721 | 0.64949 | 0.67685
7671 | 2004-11-15 | 15:00 | 0.62854 | 0.51875 | 0.62854 | 0.63695 | 0.68255 | 0.67896 | 0.65973 | 0.51733 | 0.53755 | 0.54136 | 0.73036 | 0.63313 | 0.64739
7672 | 2004-11-15 | 16:00 | 0.62515 | 0.51733 | 0.62515 | 0.62854 | 0.67896 | 0.67394 | 0.66242 | 0.52297 | 0.54182 | 0.53755 | 0.68346 | 0.60085 | 0.60449
7673 | 2004-11-15 | 17:00 | 0.65007 | 0.52297 | 0.65007 | 0.62515 | 0.67394 | 0.67415 | 0.71106 | 0.54614 | 0.56375 | 0.54182 | 0.62517 | 0.55158 | 0.54267
7674 | 2004-11-15 | 18:00 | 0.70883 | 0.54614 | 0.70883 | 0.65007 | 0.67415 | 0.70299 | 0.76721 | 0.56142 | 0.57441 | 0.56375 | 0.57745 | 0.51091 | 0.48409
7675 | 2004-11-15 | 19:00 | 0.71178 | 0.56142 | 0.71178 | 0.70883 | 0.70299 | 0.75715 | 0.76128 | 0.55389 | 0.56772 | 0.57441 | 0.54738 | 0.48692 | 0.4481
7676 | 2004-11-15 | 20:00 | 0.70397 | 0.55389 | 0.70397 | 0.71178 | 0.75715 | 0.75033 | 0.74017 | 0.53894 | 0.55708 | 0.56772 | 0.53481 | 0.47477 | 0.42826
7677 | 2004-11-15 | 21:00 | 0.68958 | 0.53894 | 0.68958 | 0.70397 | 0.75033 | 0.73263 | 0.70837 | 0.51126 | 0.53626 | 0.55708 | 0.52882 | 0.47041 | 0.41699
7678 | 2004-11-15 | 22:00 | 0.65706 | 0.51126 | 0.65706 | 0.68958 | 0.73263 | 0.70668 | 0.65583 | 0.47186 | 0.50112 | 0.53626 | 0.53274 | 0.47136 | 0.41399
7679 | 2004-11-15 | 23:00 | 0.60943 | 0.47186 | 0.60943 | 0.65706 | 0.70668 | 0.66711 | 0.58679 | 0.4288 | 0.465 | 0.50112 | 0.55919 | 0.48553 | 0.42449
7680 | 2004-11-16 | 00:00 | 0.56114 | 0.4288 | 0.56114 | 0.60943 | 0.66711 | 0.61327 | 0.52455 | 0.40008 | 0.43929 | 0.465 | 0.62411 | 0.52623 | 0.46431
7681 | 2004-11-16 | 01:00 | 0.5264 | 0.40008 | 0.5264 | 0.56114 | 0.61327 | 0.55787 | 0.48889 | 0.38635 | 0.4252 | 0.43929 | 0.71106 | 0.5856 | 0.53025
7682 | 2004-11-16 | 02:00 | 0.50996 | 0.38635 | 0.50996 | 0.5264 | 0.55787 | 0.51634 | 0.46977 | 0.37872 | 0.41624 | 0.4252 | 0.74766 | 0.59935 | 0.57879
7683 | 2004-11-16 | 03:00 | 0.50284 | 0.37872 | 0.50284 | 0.50996 | 0.51634 | 0.49478 | 0.46363 | 0.37722 | 0.41371 | 0.41624 | 0.73762 | 0.5945 | 0.6067
7684 | 2004-11-16 | 04:00 | 0.50413 | 0.37722 | 0.50413 | 0.50284 | 0.49478 | 0.4844 | 0.46604 | 0.38478 | 0.41902 | 0.41371 | 0.72245 | 0.59198 | 0.62574
7685 | 2004-11-16 | 05:00 | 0.52073 | 0.38478 | 0.52073 | 0.50413 | 0.4844 | 0.48138 | 0.483 | 0.41518 | 0.44182 | 0.41902 | 0.70891 | 0.59111 | 0.6391
7686 | 2004-11-16 | 06:00 | 0.56575 | 0.41518 | 0.56575 | 0.52073 | 0.48138 | 0.48802 | 0.53479 | 0.47664 | 0.48829 | 0.44182 | 0.69358 | 0.58879 | 0.64785
7687 | 2004-11-16 | 07:00 | 0.64133 | 0.47664 | 0.64133 | 0.56575 | 0.48802 | 0.52576 | 0.62564 | 0.50151 | 0.5249 | 0.48829 | 0.68466 | 0.5857 | 0.64916
7688 | 2004-11-16 | 08:00 | 0.67062 | 0.50151 | 0.67062 | 0.64133 | 0.52576 | 0.60148 | 0.67785 | 0.50511 | 0.5308 | 0.5249 | 0.68282 | 0.58349 | 0.65171
7689 | 2004-11-16 | 09:00 | 0.66674 | 0.50511 | 0.66674 | 0.67062 | 0.60148 | 0.65072 | 0.68793 | 0.50511 | 0.53652 | 0.5308 | 0.68208 | 0.57873 | 0.64918
7690 | 2004-11-16 | 10:00 | 0.65574 | 0.50511 | 0.65574 | 0.66674 | 0.65072 | 0.6765 | 0.6912 | 0.52122 | 0.54164 | 0.53652 | 0.68889 | 0.57669 | 0.6406
7691 | 2004-11-16 | 11:00 | 0.65057 | 0.52122 | 0.65057 | 0.65574 | 0.6765 | 0.68684 | 0.69091 | 0.53131 | 0.54319 | 0.54164 | 0.72735 | 0.59176 | 0.64799
7692 | 2004-11-16 | 12:00 | 0.64208 | 0.53131 | 0.64208 | 0.65057 | 0.68684 | 0.68909 | 0.68486 | 0.53245 | 0.54213 | 0.54319 | 0.77041 | 0.63918 | 0.69877
7693 | 2004-11-16 | 13:00 | 0.63158 | 0.53245 | 0.63158 | 0.64208 | 0.68909 | 0.68639 | 0.67242 | 0.53693 | 0.54255 | 0.54213 | 0.76586 | 0.653 | 0.69549
7694 | 2004-11-16 | 14:00 | 0.62613 | 0.53693 | 0.62613 | 0.63158 | 0.68639 | 0.68086 | 0.67437 | 0.53609 | 0.54152 | 0.54255 | 0.75303 | 0.64017 | 0.67446
7695 | 2004-11-16 | 15:00 | 0.61699 | 0.53609 | 0.61699 | 0.62613 | 0.68086 | 0.67759 | 0.66404 | 0.53643 | 0.53909 | 0.54152 | 0.72969 | 0.6268 | 0.64574
7696 | 2004-11-16 | 16:00 | 0.61802 | 0.53643 | 0.61802 | 0.61699 | 0.67759 | 0.67214 | 0.66425 | 0.53935 | 0.54304 | 0.53909 | 0.68631 | 0.59502 | 0.60253
7697 | 2004-11-16 | 17:00 | 0.6381 | 0.53935 | 0.6381 | 0.61802 | 0.67214 | 0.67186 | 0.72276 | 0.55981 | 0.56243 | 0.54304 | 0.62845 | 0.5472 | 0.54361
7698 | 2004-11-16 | 18:00 | 0.69451 | 0.55981 | 0.69451 | 0.6381 | 0.67186 | 0.70204 | 0.77073 | 0.5727 | 0.5731 | 0.56243 | 0.58123 | 0.50555 | 0.48582
7699 | 2004-11-16 | 19:00 | 0.70011 | 0.5727 | 0.70011 | 0.69451 | 0.70204 | 0.75476 | 0.76024 | 0.56144 | 0.56586 | 0.5731 | 0.55483 | 0.48219 | 0.44603
7700 | 2004-11-16 | 20:00 | 0.69034 | 0.56144 | 0.69034 | 0.70011 | 0.75476 | 0.74881 | 0.74096 | 0.54817 | 0.55367 | 0.56586 | 0.54269 | 0.46999 | 0.42745
7701 | 2004-11-16 | 21:00 | 0.67563 | 0.54817 | 0.67563 | 0.69034 | 0.74881 | 0.73028 | 0.71106 | 0.52225 | 0.5352 | 0.55367 | 0.53955 | 0.46446 | 0.41698
7702 | 2004-11-16 | 22:00 | 0.6479 | 0.52225 | 0.6479 | 0.67563 | 0.73028 | 0.70387 | 0.66105 | 0.48243 | 0.50215 | 0.5352 | 0.54668 | 0.46605 | 0.41389
7703 | 2004-11-16 | 23:00 | 0.59298 | 0.48243 | 0.59298 | 0.6479 | 0.70387 | 0.66578 | 0.59288 | 0.43803 | 0.46382 | 0.50215 | 0.57615 | 0.47883 | 0.42538
7704 | 2004-11-17 | 00:00 | 0.54905 | 0.43803 | 0.54905 | 0.59298 | 0.66578 | 0.6113 | 0.53089 | 0.41125 | 0.43429 | 0.46382 | 0.64548 | 0.52005 | 0.46144
7705 | 2004-11-17 | 01:00 | 0.51724 | 0.41125 | 0.51724 | 0.54905 | 0.6113 | 0.55569 | 0.49299 | 0.39492 | 0.41974 | 0.43429 | 0.73653 | 0.58369 | 0.53458
7706 | 2004-11-17 | 02:00 | 0.50129 | 0.39492 | 0.50129 | 0.51724 | 0.55569 | 0.51479 | 0.4757 | 0.38499 | 0.41175 | 0.41974 | 0.77523 | 0.59611 | 0.58187
7707 | 2004-11-17 | 03:00 | 0.49696 | 0.38499 | 0.49696 | 0.50129 | 0.51479 | 0.49397 | 0.46931 | 0.38227 | 0.40786 | 0.41175 | 0.76043 | 0.59462 | 0.6093
7708 | 2004-11-17 | 04:00 | 0.49793 | 0.38227 | 0.49793 | 0.49696 | 0.49397 | 0.48335 | 0.46969 | 0.38739 | 0.41348 | 0.40786 | 0.7389 | 0.59243 | 0.62757
7709 | 2004-11-17 | 05:00 | 0.51229 | 0.38739 | 0.51229 | 0.49793 | 0.48335 | 0.47962 | 0.48578 | 0.41812 | 0.43795 | 0.41348 | 0.71899 | 0.5926 | 0.64503
7710 | 2004-11-17 | 06:00 | 0.55761 | 0.41812 | 0.55761 | 0.51229 | 0.47962 | 0.48679 | 0.5362 | 0.47714 | 0.48466 | 0.43795 | 0.70164 | 0.58971 | 0.65062
7711 | 2004-11-17 | 07:00 | 0.63531 | 0.47714 | 0.63531 | 0.55761 | 0.48679 | 0.52481 | 0.63207 | 0.50475 | 0.52145 | 0.48466 | 0.68514 | 0.5863 | 0.65607
7712 | 2004-11-17 | 08:00 | 0.66557 | 0.50475 | 0.66557 | 0.63531 | 0.52481 | 0.59913 | 0.68121 | 0.50684 | 0.52941 | 0.52145 | 0.67529 | 0.58433 | 0.65787
7713 | 2004-11-17 | 09:00 | 0.66126 | 0.50684 | 0.66126 | 0.66557 | 0.59913 | 0.64946 | 0.68846 | 0.51713 | 0.53363 | 0.52941 | 0.67026 | 0.58107 | 0.65404
7714 | 2004-11-17 | 10:00 | 0.65333 | 0.51713 | 0.65333 | 0.66126 | 0.64946 | 0.67182 | 0.68664 | 0.52756 | 0.53866 | 0.53363 | 0.67705 | 0.57848 | 0.64654
7715 | 2004-11-17 | 11:00 | 0.64646 | 0.52756 | 0.64646 | 0.65333 | 0.67182 | 0.68192 | 0.68461 | 0.53293 | 0.54069 | 0.53866 | 0.72575 | 0.59567 | 0.6506
7716 | 2004-11-17 | 12:00 | 0.63959 | 0.53293 | 0.63959 | 0.64646 | 0.68192 | 0.68565 | 0.67988 | 0.53399 | 0.53613 | 0.54069 | 0.77678 | 0.63858 | 0.70118
7717 | 2004-11-17 | 13:00 | 0.63016 | 0.53399 | 0.63016 | 0.63959 | 0.68565 | 0.68252 | 0.67022 | 0.53488 | 0.54038 | 0.53613 | 0.77888 | 0.65101 | 0.69816
7718 | 2004-11-17 | 14:00 | 0.626 | 0.53488 | 0.626 | 0.63016 | 0.68252 | 0.677 | 0.66616 | 0.5335 | 0.5384 | 0.54038 | 0.76695 | 0.63841 | 0.67582
7719 | 2004-11-17 | 15:00 | 0.61843 | 0.5335 | 0.61843 | 0.626 | 0.677 | 0.67664 | 0.66147 | 0.53176 | 0.53474 | 0.5384 | 0.74183 | 0.6257 | 0.64998
7720 | 2004-11-17 | 16:00 | 0.61975 | 0.53176 | 0.61975 | 0.61843 | 0.67664 | 0.67316 | 0.66769 | 0.53452 | 0.53974 | 0.53474 | 0.69789 | 0.59367 | 0.6094
7721 | 2004-11-17 | 17:00 | 0.6435 | 0.53452 | 0.6435 | 0.61975 | 0.67316 | 0.677 | 0.71873 | 0.54691 | 0.56297 | 0.53974 | 0.63861 | 0.5454 | 0.54679
7722 | 2004-11-17 | 18:00 | 0.69324 | 0.54691 | 0.69324 | 0.6435 | 0.677 | 0.70914 | 0.76397 | 0.56499 | 0.57349 | 0.56297 | 0.59262 | 0.50369 | 0.48896
7723 | 2004-11-17 | 19:00 | 0.69691 | 0.56499 | 0.69691 | 0.69324 | 0.70914 | 0.75585 | 0.75498 | 0.55524 | 0.56488 | 0.57349 | 0.56103 | 0.48032 | 0.4532
7724 | 2004-11-17 | 20:00 | 0.6865 | 0.55524 | 0.6865 | 0.69691 | 0.75585 | 0.74635 | 0.73412 | 0.54193 | 0.55396 | 0.56488 | 0.54897 | 0.46887 | 0.43331
7725 | 2004-11-17 | 21:00 | 0.66821 | 0.54193 | 0.66821 | 0.6865 | 0.74635 | 0.72521 | 0.70277 | 0.51769 | 0.53397 | 0.55396 | 0.54426 | 0.46374 | 0.42262
7726 | 2004-11-17 | 22:00 | 0.63559 | 0.51769 | 0.63559 | 0.66821 | 0.72521 | 0.69915 | 0.65069 | 0.47773 | 0.50035 | 0.53397 | 0.54958 | 0.46526 | 0.41904
7727 | 2004-11-17 | 23:00 | 0.58183 | 0.47773 | 0.58183 | 0.63559 | 0.69915 | 0.65962 | 0.58007 | 0.43268 | 0.46173 | 0.50035 | 0.57774 | 0.47955 | 0.42927
7728 | 2004-11-18 | 00:00 | 0.53414 | 0.43268 | 0.53414 | 0.58183 | 0.65962 | 0.60458 | 0.51945 | 0.40564 | 0.4336 | 0.46173 | 0.6438 | 0.5207 | 0.47077
7729 | 2004-11-18 | 01:00 | 0.4999 | 0.40564 | 0.4999 | 0.53414 | 0.60458 | 0.54662 | 0.48059 | 0.39239 | 0.41719 | 0.4336 | 0.73225 | 0.58037 | 0.53901
7730 | 2004-11-18 | 02:00 | 0.48153 | 0.39239 | 0.48153 | 0.4999 | 0.54662 | 0.50642 | 0.46144 | 0.38415 | 0.41008 | 0.41719 | 0.77153 | 0.59763 | 0.58613
7731 | 2004-11-18 | 03:00 | 0.47314 | 0.38415 | 0.47314 | 0.48153 | 0.50642 | 0.48387 | 0.45265 | 0.38108 | 0.40668 | 0.41008 | 0.75559 | 0.59323 | 0.60935
7732 | 2004-11-18 | 04:00 | 0.47178 | 0.38108 | 0.47178 | 0.47314 | 0.48387 | 0.47234 | 0.45186 | 0.38961 | 0.40691 | 0.40668 | 0.73675 | 0.58986 | 0.62441
7733 | 2004-11-18 | 05:00 | 0.48268 | 0.38961 | 0.48268 | 0.47178 | 0.47234 | 0.46854 | 0.46633 | 0.42126 | 0.43411 | 0.40691 | 0.72173 | 0.58986 | 0.64013
7734 | 2004-11-18 | 06:00 | 0.52508 | 0.42126 | 0.52508 | 0.48268 | 0.46854 | 0.47547 | 0.51638 | 0.48265 | 0.48265 | 0.43411 | 0.70736 | 0.58745 | 0.64854
7735 | 2004-11-18 | 07:00 | 0.60203 | 0.48265 | 0.60203 | 0.52508 | 0.47547 | 0.51271 | 0.61287 | 0.50289 | 0.52083 | 0.48265 | 0.69677 | 0.58369 | 0.64845
7736 | 2004-11-18 | 08:00 | 0.63409 | 0.50289 | 0.63409 | 0.60203 | 0.51271 | 0.5878 | 0.66711 | 0.50371 | 0.53008 | 0.52083 | 0.69038 | 0.58458 | 0.6495
7737 | 2004-11-18 | 09:00 | 0.63999 | 0.50371 | 0.63999 | 0.63409 | 0.5878 | 0.64404 | 0.67967 | 0.51062 | 0.53353 | 0.53008 | 0.68639 | 0.57828 | 0.64759
7738 | 2004-11-18 | 10:00 | 0.64028 | 0.51062 | 0.64028 | 0.63999 | 0.64404 | 0.67147 | 0.67955 | 0.52052 | 0.53824 | 0.53353 | 0.69184 | 0.57676 | 0.63857
7739 | 2004-11-18 | 11:00 | 0.63269 | 0.52052 | 0.63269 | 0.64028 | 0.67147 | 0.68501 | 0.68216 | 0.52392 | 0.53788 | 0.53824 | 0.74076 | 0.59275 | 0.64893
7740 | 2004-11-18 | 12:00 | 0.62469 | 0.52392 | 0.62469 | 0.63269 | 0.68501 | 0.69015 | 0.67727 | 0.52844 | 0.53407 | 0.53788 | 0.78417 | 0.63925 | 0.69935
7741 | 2004-11-18 | 13:00 | 0.61886 | 0.52844 | 0.61886 | 0.62469 | 0.69015 | 0.69025 | 0.66856 | 0.53438 | 0.53667 | 0.53407 | 0.783 | 0.65452 | 0.69153
7742 | 2004-11-18 | 14:00 | 0.61923 | 0.53438 | 0.61923 | 0.61886 | 0.69025 | 0.68603 | 0.66541 | 0.53403 | 0.53626 | 0.53667 | 0.77036 | 0.64379 | 0.67275
7743 | 2004-11-18 | 15:00 | 0.61893 | 0.53403 | 0.61893 | 0.61923 | 0.68603 | 0.68674 | 0.66135 | 0.53495 | 0.53242 | 0.53626 | 0.74609 | 0.62775 | 0.6506
7744 | 2004-11-18 | 16:00 | 0.61956 | 0.53495 | 0.61956 | 0.61893 | 0.68674 | 0.68589 | 0.66549 | 0.53662 | 0.53752 | 0.53242 | 0.70388 | 0.59925 | 0.60976
7745 | 2004-11-18 | 17:00 | 0.64486 | 0.53662 | 0.64486 | 0.61956 | 0.68589 | 0.69205 | 0.71339 | 0.55048 | 0.55643 | 0.53752 | 0.64681 | 0.55248 | 0.55
7746 | 2004-11-18 | 18:00 | 0.6916 | 0.55048 | 0.6916 | 0.64486 | 0.69205 | 0.72338 | 0.75195 | 0.56804 | 0.56929 | 0.55643 | 0.59603 | 0.51166 | 0.49389
7747 | 2004-11-18 | 19:00 | 0.68949 | 0.56804 | 0.68949 | 0.6916 | 0.72338 | 0.7581 | 0.74088 | 0.55599 | 0.56292 | 0.56929 | 0.56843 | 0.48839 | 0.45658
7748 | 2004-11-18 | 20:00 | 0.67784 | 0.55599 | 0.67784 | 0.68949 | 0.7581 | 0.74748 | 0.72193 | 0.54131 | 0.55293 | 0.56292 | 0.5568 | 0.47592 | 0.43489
7749 | 2004-11-18 | 21:00 | 0.65866 | 0.54131 | 0.65866 | 0.67784 | 0.74748 | 0.72623 | 0.68793 | 0.51668 | 0.53598 | 0.55293 | 0.55336 | 0.46979 | 0.42324
7750 | 2004-11-18 | 22:00 | 0.62145 | 0.51668 | 0.62145 | 0.65866 | 0.72623 | 0.69993 | 0.63618 | 0.47796 | 0.50174 | 0.53598 | 0.5606 | 0.47233 | 0.4174
7751 | 2004-11-18 | 23:00 | 0.57451 | 0.47796 | 0.57451 | 0.62145 | 0.69993 | 0.66127 | 0.56917 | 0.43259 | 0.46276 | 0.50174 | 0.58701 | 0.48585 | 0.42745
7752 | 2004-11-19 | 00:00 | 0.52628 | 0.43259 | 0.52628 | 0.57451 | 0.66127 | 0.60905 | 0.50858 | 0.40417 | 0.43885 | 0.46276 | 0.65514 | 0.52785 | 0.46743
7753 | 2004-11-19 | 01:00 | 0.48838 | 0.40417 | 0.48838 | 0.52628 | 0.60905 | 0.55404 | 0.46857 | 0.38978 | 0.42234 | 0.43885 | 0.7471 | 0.5878 | 0.5348
7754 | 2004-11-19 | 02:00 | 0.47019 | 0.38978 | 0.47019 | 0.48838 | 0.55404 | 0.51096 | 0.44784 | 0.3814 | 0.41448 | 0.42234 | 0.79056 | 0.60075 | 0.58214
7755 | 2004-11-19 | 03:00 | 0.46041 | 0.3814 | 0.46041 | 0.47019 | 0.51096 | 0.48574 | 0.4373 | 0.38045 | 0.41134 | 0.41448 | 0.77696 | 0.59721 | 0.59123
7756 | 2004-11-19 | 04:00 | 0.46068 | 0.38045 | 0.46068 | 0.46041 | 0.48574 | 0.47114 | 0.43502 | 0.38893 | 0.41747 | 0.41134 | 0.75359 | 0.59689 | 0.60692
7757 | 2004-11-19 | 05:00 | 0.47143 | 0.38893 | 0.47143 | 0.46068 | 0.47114 | 0.46537 | 0.44672 | 0.42086 | 0.43888 | 0.41747 | 0.73552 | 0.59557 | 0.61857
7758 | 2004-11-19 | 06:00 | 0.51167 | 0.42086 | 0.51167 | 0.47143 | 0.46537 | 0.47107 | 0.49602 | 0.48127 | 0.48721 | 0.43888 | 0.71077 | 0.59091 | 0.62216
7759 | 2004-11-19 | 07:00 | 0.58743 | 0.48127 | 0.58743 | 0.51167 | 0.47107 | 0.50533 | 0.58666 | 0.50195 | 0.52441 | 0.48721 | 0.70204 | 0.58481 | 0.62224
7760 | 2004-11-19 | 08:00 | 0.62296 | 0.50195 | 0.62296 | 0.58743 | 0.50533 | 0.58102 | 0.6424 | 0.50033 | 0.53299 | 0.52441 | 0.6931 | 0.58207 | 0.62086
7761 | 2004-11-19 | 09:00 | 0.63202 | 0.50033 | 0.63202 | 0.62296 | 0.58102 | 0.63602 | 0.65637 | 0.50844 | 0.53716 | 0.53299 | 0.68897 | 0.57761 | 0.61619
7762 | 2004-11-19 | 10:00 | 0.63585 | 0.50844 | 0.63585 | 0.63202 | 0.63602 | 0.66124 | 0.6613 | 0.51918 | 0.54038 | 0.53716 | 0.69531 | 0.5741 | 0.61188
7763 | 2004-11-19 | 11:00 | 0.6389 | 0.51918 | 0.6389 | 0.63585 | 0.66124 | 0.68002 | 0.66508 | 0.52319 | 0.54041 | 0.54038 | 0.73584 | 0.59178 | 0.62165
7764 | 2004-11-19 | 12:00 | 0.63439 | 0.52319 | 0.63439 | 0.6389 | 0.68002 | 0.68484 | 0.66325 | 0.52508 | 0.53531 | 0.54041 | 0.78082 | 0.63071 | 0.67509
7765 | 2004-11-19 | 13:00 | 0.62732 | 0.52508 | 0.62732 | 0.63439 | 0.68484 | 0.68449 | 0.65459 | 0.52949 | 0.53402 | 0.53531 | 0.77502 | 0.63609 | 0.66385
7766 | 2004-11-19 | 14:00 | 0.62319 | 0.52949 | 0.62319 | 0.62732 | 0.68449 | 0.68048 | 0.65085 | 0.52839 | 0.5299 | 0.53402 | 0.7611 | 0.62244 | 0.63561
7767 | 2004-11-19 | 15:00 | 0.61757 | 0.52839 | 0.61757 | 0.62319 | 0.68048 | 0.67861 | 0.64219 | 0.52353 | 0.52387 | 0.5299 | 0.74409 | 0.60775 | 0.61078
7768 | 2004-11-19 | 16:00 | 0.6162 | 0.52353 | 0.6162 | 0.61757 | 0.67861 | 0.67411 | 0.63978 | 0.52093 | 0.52503 | 0.52387 | 0.71218 | 0.5877 | 0.57744
7769 | 2004-11-19 | 17:00 | 0.63787 | 0.52093 | 0.63787 | 0.6162 | 0.67411 | 0.67601 | 0.68448 | 0.53737 | 0.53958 | 0.52503 | 0.66912 | 0.55621 | 0.53005
7770 | 2004-11-19 | 18:00 | 0.67503 | 0.53737 | 0.67503 | 0.63787 | 0.67601 | 0.70351 | 0.72334 | 0.55097 | 0.54783 | 0.53958 | 0.62563 | 0.52057 | 0.47832
7771 | 2004-11-19 | 19:00 | 0.66437 | 0.55097 | 0.66437 | 0.67503 | 0.70351 | 0.74009 | 0.70841 | 0.53512 | 0.53925 | 0.54783 | 0.59885 | 0.49469 | 0.4394
7772 | 2004-11-19 | 20:00 | 0.64581 | 0.53512 | 0.64581 | 0.66437 | 0.74009 | 0.72187 | 0.68212 | 0.51948 | 0.52696 | 0.53925 | 0.58581 | 0.47963 | 0.41625
7773 | 2004-11-19 | 21:00 | 0.62877 | 0.51948 | 0.62877 | 0.64581 | 0.72187 | 0.69866 | 0.65604 | 0.50095 | 0.51351 | 0.52696 | 0.58373 | 0.47362 | 0.40258
7774 | 2004-11-19 | 22:00 | 0.59992 | 0.50095 | 0.59992 | 0.62877 | 0.69866 | 0.67598 | 0.62017 | 0.47502 | 0.49064 | 0.51351 | 0.58823 | 0.47303 | 0.39733
7775 | 2004-11-19 | 23:00 | 0.56122 | 0.47502 | 0.56122 | 0.59992 | 0.67598 | 0.64422 | 0.56908 | 0.44315 | 0.46078 | 0.49064 | 0.60449 | 0.47905 | 0.39927
7776 | 2004-11-20 | 00:00 | 0.51744 | 0.44315 | 0.51744 | 0.56122 | 0.64422 | 0.60229 | 0.51675 | 0.41738 | 0.43496 | 0.46078 | 0.63872 | 0.49656 | 0.41309
7777 | 2004-11-20 | 01:00 | 0.48129 | 0.41738 | 0.48129 | 0.51744 | 0.60229 | 0.55643 | 0.47748 | 0.39949 | 0.41982 | 0.43496 | 0.68708 | 0.52354 | 0.43955
7778 | 2004-11-20 | 02:00 | 0.45993 | 0.39949 | 0.45993 | 0.48129 | 0.55643 | 0.51458 | 0.45584 | 0.39018 | 0.41101 | 0.41982 | 0.73568 | 0.5403 | 0.46782
7779 | 2004-11-20 | 03:00 | 0.44814 | 0.39018 | 0.44814 | 0.45993 | 0.51458 | 0.48736 | 0.44651 | 0.38577 | 0.40781 | 0.41101 | 0.76488 | 0.56508 | 0.5044
7780 | 2004-11-20 | 04:00 | 0.44294 | 0.38577 | 0.44294 | 0.44814 | 0.48736 | 0.47276 | 0.44261 | 0.3863 | 0.40779 | 0.40781 | 0.76871 | 0.57935 | 0.5309
7781 | 2004-11-20 | 05:00 | 0.44457 | 0.3863 | 0.44457 | 0.44294 | 0.47276 | 0.46495 | 0.44825 | 0.39687 | 0.42033 | 0.40779 | 0.75303 | 0.5861 | 0.54633
7782 | 2004-11-20 | 06:00 | 0.45891 | 0.39687 | 0.45891 | 0.44457 | 0.46495 | 0.46506 | 0.46936 | 0.41667 | 0.43648 | 0.42033 | 0.72546 | 0.58516 | 0.54915
7783 | 2004-11-20 | 07:00 | 0.48709 | 0.41667 | 0.48709 | 0.45891 | 0.46506 | 0.47695 | 0.50618 | 0.43807 | 0.45547 | 0.43648 | 0.69887 | 0.5787 | 0.5442
7784 | 2004-11-20 | 08:00 | 0.51732 | 0.43807 | 0.51732 | 0.48709 | 0.47695 | 0.50146 | 0.54831 | 0.46326 | 0.4769 | 0.45547 | 0.67795 | 0.56976 | 0.53682
7785 | 2004-11-20 | 09:00 | 0.55472 | 0.46326 | 0.55472 | 0.51732 | 0.50146 | 0.53336 | 0.59355 | 0.4868 | 0.49561 | 0.4769 | 0.66462 | 0.56463 | 0.52843
7786 | 2004-11-20 | 10:00 | 0.58121 | 0.4868 | 0.58121 | 0.55472 | 0.53336 | 0.57848 | 0.61569 | 0.4983 | 0.50117 | 0.49561 | 0.67407 | 0.56608 | 0.52546
7787 | 2004-11-20 | 11:00 | 0.59502 | 0.4983 | 0.59502 | 0.58121 | 0.57848 | 0.61154 | 0.62058 | 0.50342 | 0.49937 | 0.50117 | 0.72581 | 0.5872 | 0.55176
7788 | 2004-11-20 | 12:00 | 0.594 | 0.50342 | 0.594 | 0.59502 | 0.61154 | 0.63018 | 0.6149 | 0.5025 | 0.49133 | 0.49937 | 0.77169 | 0.63051 | 0.60664
7789 | 2004-11-20 | 13:00 | 0.58596 | 0.5025 | 0.58596 | 0.594 | 0.63018 | 0.63845 | 0.60926 | 0.49762 | 0.48453 | 0.49133 | 0.76632 | 0.63908 | 0.6107
7790 | 2004-11-20 | 14:00 | 0.57835 | 0.49762 | 0.57835 | 0.58596 | 0.63845 | 0.63725 | 0.6013 | 0.49323 | 0.47974 | 0.48453 | 0.74864 | 0.62755 | 0.59721
7791 | 2004-11-20 | 15:00 | 0.57165 | 0.49323 | 0.57165 | 0.57835 | 0.63725 | 0.63423 | 0.59616 | 0.49069 | 0.47778 | 0.47974 | 0.73166 | 0.613 | 0.57565
7792 | 2004-11-20 | 16:00 | 0.57265 | 0.49069 | 0.57265 | 0.57165 | 0.63423 | 0.63279 | 0.60483 | 0.49485 | 0.48471 | 0.47778 | 0.70108 | 0.59156 | 0.5483
7793 | 2004-11-20 | 17:00 | 0.59885 | 0.49485 | 0.59885 | 0.57265 | 0.63279 | 0.63926 | 0.65488 | 0.51556 | 0.51145 | 0.48471 | 0.65911 | 0.55945 | 0.50821
7794 | 2004-11-20 | 18:00 | 0.6266 | 0.51556 | 0.6266 | 0.59885 | 0.63926 | 0.66725 | 0.68652 | 0.52252 | 0.52395 | 0.51145 | 0.6206 | 0.52705 | 0.46924
7795 | 2004-11-20 | 19:00 | 0.62297 | 0.52252 | 0.62297 | 0.6266 | 0.66725 | 0.68941 | 0.67308 | 0.51458 | 0.51939 | 0.52395 | 0.59374 | 0.50301 | 0.43351
7796 | 2004-11-20 | 20:00 | 0.60793 | 0.51458 | 0.60793 | 0.62297 | 0.68941 | 0.68136 | 0.64895 | 0.50407 | 0.50849 | 0.51939 | 0.58134 | 0.48857 | 0.41051
7797 | 2004-11-20 | 21:00 | 0.59437 | 0.50407 | 0.59437 | 0.60793 | 0.68136 | 0.66345 | 0.62585 | 0.49071 | 0.49568 | 0.50849 | 0.57575 | 0.48077 | 0.39819
7798 | 2004-11-20 | 22:00 | 0.57204 | 0.49071 | 0.57204 | 0.59437 | 0.66345 | 0.64274 | 0.59492 | 0.47029 | 0.47541 | 0.49568 | 0.58086 | 0.47963 | 0.39254
7799 | 2004-11-20 | 23:00 | 0.54358 | 0.47029 | 0.54358 | 0.57204 | 0.64274 | 0.61812 | 0.55233 | 0.43945 | 0.44872 | 0.47541 | 0.59648 | 0.48179 | 0.39398
7800 | 2004-11-21 | 00:00 | 0.5071 | 0.43945 | 0.5071 | 0.54358 | 0.61812 | 0.58443 | 0.5063 | 0.41711 | 0.42798 | 0.44872 | 0.62347 | 0.49328 | 0.40417
7801 | 2004-11-21 | 01:00 | 0.47317 | 0.41711 | 0.47317 | 0.5071 | 0.58443 | 0.54479 | 0.46679 | 0.40021 | 0.41461 | 0.42798 | 0.66137 | 0.51133 | 0.42575
7802 | 2004-11-21 | 02:00 | 0.45065 | 0.40021 | 0.45065 | 0.47317 | 0.54479 | 0.50902 | 0.44274 | 0.3898 | 0.4067 | 0.41461 | 0.70294 | 0.52782 | 0.45128
7803 | 2004-11-21 | 03:00 | 0.43795 | 0.3898 | 0.43795 | 0.45065 | 0.50902 | 0.48148 | 0.43112 | 0.38371 | 0.40243 | 0.4067 | 0.73318 | 0.54879 | 0.4829
7804 | 2004-11-21 | 04:00 | 0.43109 | 0.38371 | 0.43109 | 0.43795 | 0.48148 | 0.46348 | 0.42507 | 0.38306 | 0.40353 | 0.40243 | 0.74074 | 0.56476 | 0.50638
7805 | 2004-11-21 | 05:00 | 0.43101 | 0.38306 | 0.43101 | 0.43109 | 0.46348 | 0.45535 | 0.4266 | 0.38777 | 0.41106 | 0.40353 | 0.72935 | 0.57315 | 0.51962
7806 | 2004-11-21 | 06:00 | 0.44069 | 0.38777 | 0.44069 | 0.43101 | 0.45535 | 0.45307 | 0.43809 | 0.40048 | 0.42466 | 0.41106 | 0.71058 | 0.57253 | 0.5254
7807 | 2004-11-21 | 07:00 | 0.46 | 0.40048 | 0.46 | 0.44069 | 0.45307 | 0.45947 | 0.46198 | 0.41419 | 0.44068 | 0.42466 | 0.6887 | 0.57026 | 0.5231
7808 | 2004-11-21 | 08:00 | 0.48039 | 0.41419 | 0.48039 | 0.46 | 0.45947 | 0.47512 | 0.49631 | 0.4421 | 0.46292 | 0.44068 | 0.67087 | 0.56543 | 0.51292
7809 | 2004-11-21 | 09:00 | 0.51506 | 0.4421 | 0.51506 | 0.48039 | 0.47512 | 0.49615 | 0.5452 | 0.46674 | 0.48219 | 0.46292 | 0.66209 | 0.56047 | 0.50414
7810 | 2004-11-21 | 10:00 | 0.53987 | 0.46674 | 0.53987 | 0.51506 | 0.49615 | 0.53361 | 0.58061 | 0.48029 | 0.48958 | 0.48219 | 0.67452 | 0.56262 | 0.50557
7811 | 2004-11-21 | 11:00 | 0.55005 | 0.48029 | 0.55005 | 0.53987 | 0.53361 | 0.56888 | 0.60109 | 0.4869 | 0.49326 | 0.48958 | 0.72618 | 0.59036 | 0.53354
7812 | 2004-11-21 | 12:00 | 0.55321 | 0.4869 | 0.55321 | 0.55005 | 0.56888 | 0.58924 | 0.6137 | 0.49173 | 0.49692 | 0.49326 | 0.7764 | 0.64376 | 0.61261
7813 | 2004-11-21 | 13:00 | 0.55136 | 0.49173 | 0.55136 | 0.55321 | 0.58924 | 0.59969 | 0.61577 | 0.49255 | 0.49772 | 0.49692 | 0.77691 | 0.65345 | 0.62156
7814 | 2004-11-21 | 14:00 | 0.54432 | 0.49255 | 0.54432 | 0.55136 | 0.59969 | 0.60356 | 0.61138 | 0.48729 | 0.4954 | 0.49772 | 0.76671 | 0.64189 | 0.61354
7815 | 2004-11-21 | 15:00 | 0.54206 | 0.48729 | 0.54206 | 0.54432 | 0.60356 | 0.60177 | 0.60823 | 0.48704 | 0.49522 | 0.4954 | 0.74255 | 0.62663 | 0.59197
7816 | 2004-11-21 | 16:00 | 0.54596 | 0.48704 | 0.54596 | 0.54206 | 0.60177 | 0.60001 | 0.61689 | 0.49345 | 0.50504 | 0.49522 | 0.70023 | 0.59843 | 0.56325
7817 | 2004-11-21 | 17:00 | 0.57316 | 0.49345 | 0.57316 | 0.54596 | 0.60001 | 0.60627 | 0.66242 | 0.52194 | 0.53441 | 0.50504 | 0.64607 | 0.55763 | 0.51674
7818 | 2004-11-21 | 18:00 | 0.62291 | 0.52194 | 0.62291 | 0.57316 | 0.60627 | 0.63936 | 0.69887 | 0.53155 | 0.54698 | 0.53441 | 0.59981 | 0.52232 | 0.46851
7819 | 2004-11-21 | 19:00 | 0.62809 | 0.53155 | 0.62809 | 0.62291 | 0.63936 | 0.68248 | 0.69236 | 0.52735 | 0.54337 | 0.54698 | 0.57575 | 0.4929 | 0.43577
7820 | 2004-11-21 | 20:00 | 0.6219 | 0.52735 | 0.6219 | 0.62809 | 0.68248 | 0.68111 | 0.67262 | 0.51639 | 0.53404 | 0.54337 | 0.56409 | 0.48067 | 0.41816
7821 | 2004-11-21 | 21:00 | 0.60723 | 0.51639 | 0.60723 | 0.6219 | 0.68111 | 0.66922 | 0.6426 | 0.4991 | 0.51959 | 0.53404 | 0.5626 | 0.47704 | 0.41057
7822 | 2004-11-21 | 22:00 | 0.58282 | 0.4991 | 0.58282 | 0.60723 | 0.66922 | 0.64935 | 0.5989 | 0.47011 | 0.49208 | 0.51959 | 0.57194 | 0.47915 | 0.41031
7823 | 2004-11-21 | 23:00 | 0.54602 | 0.47011 | 0.54602 | 0.58282 | 0.64935 | 0.61872 | 0.54391 | 0.43713 | 0.45802 | 0.49208 | 0.60178 | 0.49278 | 0.42402
7824 | 2004-11-22 | 00:00 | 0.50672 | 0.43713 | 0.50672 | 0.54602 | 0.61872 | 0.57732 | 0.49146 | 0.41013 | 0.43388 | 0.45802 | 0.66888 | 0.5325 | 0.46458
7825 | 2004-11-22 | 01:00 | 0.47419 | 0.41013 | 0.47419 | 0.50672 | 0.57732 | 0.53012 | 0.45559 | 0.3953 | 0.42064 | 0.43388 | 0.76057 | 0.59091 | 0.53275
7826 | 2004-11-22 | 02:00 | 0.46177 | 0.3953 | 0.46177 | 0.47419 | 0.53012 | 0.49439 | 0.43875 | 0.38932 | 0.41526 | 0.42064 | 0.80259 | 0.61577 | 0.57795
7827 | 2004-11-22 | 03:00 | 0.45518 | 0.38932 | 0.45518 | 0.46177 | 0.49439 | 0.47322 | 0.43183 | 0.38845 | 0.41533 | 0.41526 | 0.79378 | 0.61833 | 0.6009
7828 | 2004-11-22 | 04:00 | 0.45729 | 0.38845 | 0.45729 | 0.45518 | 0.47322 | 0.46224 | 0.43204 | 0.39726 | 0.42221 | 0.41533 | 0.77771 | 0.62483 | 0.61426
7829 | 2004-11-22 | 05:00 | 0.47108 | 0.39726 | 0.47108 | 0.45729 | 0.46224 | 0.45999 | 0.44692 | 0.42474 | 0.44694 | 0.42221 | 0.76155 | 0.62257 | 0.61911
7830 | 2004-11-22 | 06:00 | 0.51209 | 0.42474 | 0.51209 | 0.47108 | 0.45999 | 0.46843 | 0.4988 | 0.47707 | 0.49386 | 0.44694 | 0.74404 | 0.61469 | 0.6188
7831 | 2004-11-22 | 07:00 | 0.58494 | 0.47707 | 0.58494 | 0.51209 | 0.46843 | 0.50396 | 0.59429 | 0.50743 | 0.53258 | 0.49386 | 0.73108 | 0.60842 | 0.6145
7832 | 2004-11-22 | 08:00 | 0.62936 | 0.50743 | 0.62936 | 0.58494 | 0.50396 | 0.5781 | 0.64973 | 0.52194 | 0.54582 | 0.53258 | 0.72102 | 0.6003 | 0.61186
7833 | 2004-11-22 | 09:00 | 0.63911 | 0.52194 | 0.63911 | 0.62936 | 0.5781 | 0.63497 | 0.6669 | 0.5356 | 0.55574 | 0.54582 | 0.71274 | 0.59532 | 0.60564
7834 | 2004-11-22 | 10:00 | 0.64063 | 0.5356 | 0.64063 | 0.63911 | 0.63497 | 0.66054 | 0.67258 | 0.54447 | 0.56202 | 0.55574 | 0.72237 | 0.59639 | 0.6
7835 | 2004-11-22 | 11:00 | 0.64203 | 0.54447 | 0.64203 | 0.64063 | 0.66054 | 0.67116 | 0.67578 | 0.55073 | 0.56017 | 0.56202 | 0.76653 | 0.62107 | 0.6152
7836 | 2004-11-22 | 12:00 | 0.64151 | 0.55073 | 0.64151 | 0.64203 | 0.67116 | 0.67798 | 0.67316 | 0.55161 | 0.55842 | 0.56017 | 0.80648 | 0.67143 | 0.67845
7837 | 2004-11-22 | 13:00 | 0.63894 | 0.55161 | 0.63894 | 0.64151 | 0.67798 | 0.68062 | 0.66586 | 0.55246 | 0.55586 | 0.55842 | 0.80509 | 0.68097 | 0.68346
7838 | 2004-11-22 | 14:00 | 0.63996 | 0.55246 | 0.63996 | 0.63894 | 0.68062 | 0.679 | 0.66321 | 0.55005 | 0.55236 | 0.55586 | 0.78854 | 0.67138 | 0.66825
7839 | 2004-11-22 | 15:00 | 0.63633 | 0.55005 | 0.63633 | 0.63996 | 0.679 | 0.67552 | 0.6589 | 0.54585 | 0.54922 | 0.55236 | 0.76195 | 0.65577 | 0.64248
7840 | 2004-11-22 | 16:00 | 0.64013 | 0.54585 | 0.64013 | 0.63633 | 0.67552 | 0.67337 | 0.66416 | 0.54664 | 0.5546 | 0.54922 | 0.71484 | 0.62722 | 0.60385
7841 | 2004-11-22 | 17:00 | 0.67179 | 0.54664 | 0.67179 | 0.64013 | 0.67337 | 0.67816 | 0.71803 | 0.56543 | 0.57398 | 0.5546 | 0.65229 | 0.57679 | 0.54658
7842 | 2004-11-22 | 18:00 | 0.70663 | 0.56543 | 0.70663 | 0.67179 | 0.67816 | 0.71424 | 0.76256 | 0.5774 | 0.58402 | 0.57398 | 0.60244 | 0.53208 | 0.49109
7843 | 2004-11-22 | 19:00 | 0.70307 | 0.5774 | 0.70307 | 0.70663 | 0.71424 | 0.75736 | 0.75618 | 0.56611 | 0.5789 | 0.58402 | 0.57266 | 0.50767 | 0.45214
7844 | 2004-11-22 | 20:00 | 0.69118 | 0.56611 | 0.69118 | 0.70307 | 0.75736 | 0.74751 | 0.73623 | 0.55097 | 0.5672 | 0.5789 | 0.55877 | 0.49514 | 0.43252
7845 | 2004-11-22 | 21:00 | 0.67331 | 0.55097 | 0.67331 | 0.69118 | 0.74751 | 0.72986 | 0.70613 | 0.52978 | 0.54778 | 0.5672 | 0.55363 | 0.48974 | 0.42125
7846 | 2004-11-22 | 22:00 | 0.63835 | 0.52978 | 0.63835 | 0.67331 | 0.72986 | 0.70478 | 0.65467 | 0.49554 | 0.51578 | 0.54778 | 0.56047 | 0.49143 | 0.41798
7847 | 2004-11-22 | 23:00 | 0.58614 | 0.49554 | 0.58614 | 0.63835 | 0.70478 | 0.66732 | 0.59065 | 0.45352 | 0.47696 | 0.51578 | 0.58887 | 0.50618 | 0.42727
7848 | 2004-11-23 | 00:00 | 0.53609 | 0.45352 | 0.53609 | 0.58614 | 0.66732 | 0.60982 | 0.5284 | 0.42515 | 0.44818 | 0.47696 | 0.65567 | 0.54675 | 0.46742
7849 | 2004-11-23 | 01:00 | 0.49906 | 0.42515 | 0.49906 | 0.53609 | 0.60982 | 0.55587 | 0.48785 | 0.40523 | 0.4301 | 0.44818 | 0.74348 | 0.60643 | 0.53834
7850 | 2004-11-23 | 02:00 | 0.48141 | 0.40523 | 0.48141 | 0.49906 | 0.55587 | 0.51134 | 0.4672 | 0.39729 | 0.42146 | 0.4301 | 0.78343 | 0.62792 | 0.58549
7851 | 2004-11-23 | 03:00 | 0.47046 | 0.39729 | 0.47046 | 0.48141 | 0.51134 | 0.48824 | 0.45882 | 0.3933 | 0.41863 | 0.42146 | 0.76813 | 0.62613 | 0.61165
7852 | 2004-11-23 | 04:00 | 0.47141 | 0.3933 | 0.47141 | 0.47046 | 0.48824 | 0.47575 | 0.45903 | 0.40124 | 0.42492 | 0.41863 | 0.75037 | 0.62286 | 0.62516
7853 | 2004-11-23 | 05:00 | 0.48144 | 0.40124 | 0.48144 | 0.47141 | 0.47575 | 0.47156 | 0.47512 | 0.42945 | 0.44447 | 0.42492 | 0.73818 | 0.61579 | 0.63175
7854 | 2004-11-23 | 06:00 | 0.52424 | 0.42945 | 0.52424 | 0.48144 | 0.47156 | 0.47828 | 0.52587 | 0.48033 | 0.48816 | 0.44447 | 0.72333 | 0.61567 | 0.63106
7855 | 2004-11-23 | 07:00 | 0.59654 | 0.48033 | 0.59654 | 0.52424 | 0.47828 | 0.51588 | 0.62038 | 0.50632 | 0.52642 | 0.48816 | 0.71431 | 0.601 | 0.62492
7856 | 2004-11-23 | 08:00 | 0.63454 | 0.50632 | 0.63454 | 0.59654 | 0.51588 | 0.59294 | 0.67072 | 0.51972 | 0.54002 | 0.52642 | 0.70845 | 0.59365 | 0.62713
7857 | 2004-11-23 | 09:00 | 0.64395 | 0.51972 | 0.64395 | 0.63454 | 0.59294 | 0.64362 | 0.67922 | 0.54017 | 0.55084 | 0.54002 | 0.70372 | 0.59011 | 0.62457
7858 | 2004-11-23 | 10:00 | 0.64763 | 0.54017 | 0.64763 | 0.64395 | 0.64362 | 0.66922 | 0.67818 | 0.55487 | 0.55746 | 0.55084 | 0.71697 | 0.58879 | 0.62015
7859 | 2004-11-23 | 11:00 | 0.65016 | 0.55487 | 0.65016 | 0.64763 | 0.66922 | 0.68055 | 0.67578 | 0.55852 | 0.55854 | 0.55746 | 0.76105 | 0.61447 | 0.63599
7860 | 2004-11-23 | 12:00 | 0.64882 | 0.55852 | 0.64882 | 0.65016 | 0.68055 | 0.68378 | 0.66989 | 0.56094 | 0.55744 | 0.55854 | 0.79221 | 0.66426 | 0.69458
7861 | 2004-11-23 | 13:00 | 0.64364 | 0.56094 | 0.64364 | 0.64882 | 0.68378 | 0.68515 | 0.66118 | 0.56507 | 0.55623 | 0.55744 | 0.78612 | 0.67597 | 0.69421
7862 | 2004-11-23 | 14:00 | 0.64317 | 0.56507 | 0.64317 | 0.64364 | 0.68515 | 0.68259 | 0.65741 | 0.56633 | 0.55491 | 0.55623 | 0.7714 | 0.66618 | 0.67848
7863 | 2004-11-23 | 15:00 | 0.63987 | 0.56633 | 0.63987 | 0.64317 | 0.68259 | 0.67946 | 0.65119 | 0.56676 | 0.55411 | 0.55491 | 0.74564 | 0.6534 | 0.65496
7864 | 2004-11-23 | 16:00 | 0.64359 | 0.56676 | 0.64359 | 0.63987 | 0.67946 | 0.6783 | 0.65637 | 0.56389 | 0.55978 | 0.55411 | 0.70087 | 0.62466 | 0.6159
7865 | 2004-11-23 | 17:00 | 0.6702 | 0.56389 | 0.6702 | 0.64359 | 0.6783 | 0.68195 | 0.71036 | 0.57658 | 0.57915 | 0.55978 | 0.64455 | 0.57953 | 0.56079
7866 | 2004-11-23 | 18:00 | 0.70482 | 0.57658 | 0.70482 | 0.6702 | 0.68195 | 0.71716 | 0.75216 | 0.59322 | 0.58662 | 0.57915 | 0.59486 | 0.53626 | 0.50647
7867 | 2004-11-23 | 19:00 | 0.69967 | 0.59322 | 0.69967 | 0.70482 | 0.71716 | 0.75289 | 0.74461 | 0.57985 | 0.58111 | 0.58662 | 0.55975 | 0.50899 | 0.46687
7868 | 2004-11-23 | 20:00 | 0.68782 | 0.57985 | 0.68782 | 0.69967 | 0.75289 | 0.74206 | 0.72616 | 0.56354 | 0.57027 | 0.58111 | 0.54362 | 0.49579 | 0.44533
7869 | 2004-11-23 | 21:00 | 0.67159 | 0.56354 | 0.67159 | 0.68782 | 0.74206 | 0.72212 | 0.70066 | 0.53713 | 0.55527 | 0.57027 | 0.5371 | 0.49041 | 0.43455
7870 | 2004-11-23 | 22:00 | 0.6372 | 0.53713 | 0.6372 | 0.67159 | 0.72212 | 0.69855 | 0.65409 | 0.48827 | 0.52807 | 0.55527 | 0.5395 | 0.493 | 0.43209
7871 | 2004-11-23 | 23:00 | 0.5866 | 0.48827 | 0.5866 | 0.6372 | 0.69855 | 0.66261 | 0.58733 | 0.44426 | 0.4929 | 0.52807 | 0.56217 | 0.5071 | 0.44236
7872 | 2004-11-24 | 00:00 | 0.53843 | 0.44426 | 0.53843 | 0.5866 | 0.66261 | 0.61042 | 0.52393 | 0.41491 | 0.46711 | 0.4929 | 0.61849 | 0.54755 | 0.48092
7873 | 2004-11-24 | 01:00 | 0.49721 | 0.41491 | 0.49721 | 0.53843 | 0.61042 | 0.55348 | 0.48321 | 0.39781 | 0.45269 | 0.46711 | 0.69813 | 0.60085 | 0.54631
7874 | 2004-11-24 | 02:00 | 0.47631 | 0.39781 | 0.47631 | 0.49721 | 0.55348 | 0.50818 | 0.45999 | 0.38878 | 0.44648 | 0.45269 | 0.73736 | 0.61856 | 0.59082
7875 | 2004-11-24 | 03:00 | 0.46565 | 0.38878 | 0.46565 | 0.47631 | 0.50818 | 0.48148 | 0.44875 | 0.38785 | 0.44408 | 0.44648 | 0.73954 | 0.62169 | 0.61943
7876 | 2004-11-24 | 04:00 | 0.462 | 0.38785 | 0.462 | 0.46565 | 0.48148 | 0.46713 | 0.44626 | 0.39794 | 0.45158 | 0.44408 | 0.73257 | 0.6207 | 0.63437
7877 | 2004-11-24 | 05:00 | 0.47155 | 0.39794 | 0.47155 | 0.462 | 0.46713 | 0.46049 | 0.45866 | 0.42783 | 0.47214 | 0.45158 | 0.72275 | 0.61534 | 0.64256
7878 | 2004-11-24 | 06:00 | 0.51015 | 0.42783 | 0.51015 | 0.47155 | 0.46049 | 0.46583 | 0.50473 | 0.47695 | 0.50996 | 0.47214 | 0.71237 | 0.6061 | 0.63972
7879 | 2004-11-24 | 07:00 | 0.57861 | 0.47695 | 0.57861 | 0.51015 | 0.46583 | 0.49879 | 0.58754 | 0.50707 | 0.54523 | 0.50996 | 0.70459 | 0.59547 | 0.63329
7880 | 2004-11-24 | 08:00 | 0.62688 | 0.50707 | 0.62688 | 0.57861 | 0.49879 | 0.56839 | 0.64596 | 0.53007 | 0.56522 | 0.54523 | 0.70023 | 0.59093 | 0.62986
7881 | 2004-11-24 | 09:00 | 0.6444 | 0.53007 | 0.6444 | 0.62688 | 0.56839 | 0.63061 | 0.67366 | 0.54693 | 0.5825 | 0.56522 | 0.69376 | 0.58531 | 0.62039
7882 | 2004-11-24 | 10:00 | 0.6551 | 0.54693 | 0.6551 | 0.6444 | 0.63061 | 0.66831 | 0.68482 | 0.55179 | 0.58593 | 0.5825 | 0.69656 | 0.58142 | 0.61094
7883 | 2004-11-24 | 11:00 | 0.66268 | 0.55179 | 0.66268 | 0.6551 | 0.66831 | 0.68864 | 0.69091 | 0.54693 | 0.5834 | 0.58593 | 0.72857 | 0.60045 | 0.62395
7884 | 2004-11-24 | 12:00 | 0.66187 | 0.54693 | 0.66187 | 0.66268 | 0.68864 | 0.70007 | 0.69108 | 0.53498 | 0.57524 | 0.5834 | 0.74995 | 0.64613 | 0.67868
7885 | 2004-11-24 | 13:00 | 0.65721 | 0.53498 | 0.65721 | 0.66187 | 0.70007 | 0.70154 | 0.68755 | 0.52532 | 0.56699 | 0.57524 | 0.74058 | 0.65502 | 0.67418
7886 | 2004-11-24 | 14:00 | 0.65276 | 0.52532 | 0.65276 | 0.65721 | 0.70154 | 0.70021 | 0.68954 | 0.5137 | 0.55605 | 0.56699 | 0.72514 | 0.6455 | 0.654
7887 | 2004-11-24 | 15:00 | 0.64982 | 0.5137 | 0.64982 | 0.65276 | 0.70021 | 0.69919 | 0.689 | 0.5054 | 0.54561 | 0.55605 | 0.70127 | 0.63198 | 0.63023
7888 | 2004-11-24 | 16:00 | 0.64812 | 0.5054 | 0.64812 | 0.64982 | 0.69919 | 0.69729 | 0.69593 | 0.50622 | 0.54499 | 0.54561 | 0.6647 | 0.61029 | 0.59672
7889 | 2004-11-24 | 17:00 | 0.66976 | 0.50622 | 0.66976 | 0.64812 | 0.69729 | 0.70126 | 0.73267 | 0.52882 | 0.56934 | 0.54499 | 0.61982 | 0.57467 | 0.54919
7890 | 2004-11-24 | 18:00 | 0.69018 | 0.52882 | 0.69018 | 0.66976 | 0.70126 | 0.72986 | 0.74735 | 0.55801 | 0.58853 | 0.56934 | 0.58096 | 0.5339 | 0.49954
7891 | 2004-11-24 | 19:00 | 0.6803 | 0.55801 | 0.6803 | 0.69018 | 0.72986 | 0.74677 | 0.73225 | 0.55362 | 0.58683 | 0.58853 | 0.53433 | 0.50521 | 0.45802
7892 | 2004-11-24 | 20:00 | 0.66271 | 0.55362 | 0.66271 | 0.6803 | 0.74677 | 0.73256 | 0.70654 | 0.54688 | 0.58042 | 0.58683 | 0.51517 | 0.492 | 0.43326
7893 | 2004-11-24 | 21:00 | 0.64303 | 0.54688 | 0.64303 | 0.66271 | 0.73256 | 0.70854 | 0.6742 | 0.53542 | 0.56692 | 0.58042 | 0.50452 | 0.48403 | 0.41829
7894 | 2004-11-24 | 22:00 | 0.61219 | 0.53542 | 0.61219 | 0.64303 | 0.70854 | 0.68333 | 0.62776 | 0.51518 | 0.54466 | 0.56692 | 0.50125 | 0.48147 | 0.41247
7895 | 2004-11-24 | 23:00 | 0.56777 | 0.51518 | 0.56777 | 0.61219 | 0.68333 | 0.64738 | 0.56983 | 0.48639 | 0.51176 | 0.54466 | 0.50852 | 0.4869 | 0.41273
7896 | 2004-11-25 | 00:00 | 0.5167 | 0.48639 | 0.5167 | 0.56777 | 0.64738 | 0.60057 | 0.50601 | 0.46123 | 0.48716 | 0.51176 | 0.52936 | 0.50169 | 0.42508
7897 | 2004-11-25 | 01:00 | 0.47384 | 0.46123 | 0.47384 | 0.5167 | 0.60057 | 0.5488 | 0.4594 | 0.44754 | 0.47492 | 0.48716 | 0.56295 | 0.52316 | 0.44169
7898 | 2004-11-25 | 02:00 | 0.44679 | 0.44754 | 0.44679 | 0.47384 | 0.5488 | 0.50301 | 0.43059 | 0.44085 | 0.46379 | 0.47492 | 0.60271 | 0.53743 | 0.46031
7899 | 2004-11-25 | 03:00 | 0.43106 | 0.44085 | 0.43106 | 0.44679 | 0.50301 | 0.47223 | 0.41516 | 0.44112 | 0.45763 | 0.46379 | 0.64532 | 0.56025 | 0.49124
7900 | 2004-11-25 | 04:00 | 0.42104 | 0.44112 | 0.42104 | 0.43106 | 0.47223 | 0.45416 | 0.40629 | 0.44872 | 0.46008 | 0.45763 | 0.67713 | 0.5735 | 0.51755
7901 | 2004-11-25 | 05:00 | 0.42004 | 0.44872 | 0.42004 | 0.42104 | 0.45416 | 0.44417 | 0.40736 | 0.4642 | 0.46897 | 0.46008 | 0.69094 | 0.57763 | 0.53134
7902 | 2004-11-25 | 06:00 | 0.429 | 0.4642 | 0.429 | 0.42004 | 0.44417 | 0.44216 | 0.42242 | 0.4846 | 0.48597 | 0.46897 | 0.68634 | 0.57215 | 0.53656
7903 | 2004-11-25 | 07:00 | 0.44475 | 0.4846 | 0.44475 | 0.429 | 0.44216 | 0.45134 | 0.45103 | 0.50114 | 0.49999 | 0.48597 | 0.66432 | 0.55537 | 0.53176
7904 | 2004-11-25 | 08:00 | 0.46769 | 0.50114 | 0.46769 | 0.44475 | 0.45134 | 0.46991 | 0.49017 | 0.51368 | 0.51452 | 0.49999 | 0.63273 | 0.53208 | 0.52385
7905 | 2004-11-25 | 09:00 | 0.50497 | 0.51368 | 0.50497 | 0.46769 | 0.46991 | 0.49274 | 0.54653 | 0.51211 | 0.52286 | 0.51452 | 0.60771 | 0.51181 | 0.51309
7906 | 2004-11-25 | 10:00 | 0.54173 | 0.51211 | 0.54173 | 0.50497 | 0.49274 | 0.5329 | 0.59396 | 0.50542 | 0.51725 | 0.52286 | 0.59441 | 0.49706 | 0.50305
7907 | 2004-11-25 | 11:00 | 0.56714 | 0.50542 | 0.56714 | 0.54173 | 0.5329 | 0.57345 | 0.62116 | 0.48808 | 0.49798 | 0.51725 | 0.61043 | 0.50286 | 0.50989
7908 | 2004-11-25 | 12:00 | 0.5772 | 0.48808 | 0.5772 | 0.56714 | 0.57345 | 0.60117 | 0.62979 | 0.46114 | 0.46449 | 0.49798 | 0.62797 | 0.53629 | 0.54583
7909 | 2004-11-25 | 13:00 | 0.56851 | 0.46114 | 0.56851 | 0.5772 | 0.60117 | 0.61365 | 0.60868 | 0.43764 | 0.43512 | 0.46449 | 0.62754 | 0.54807 | 0.5413
7910 | 2004-11-25 | 14:00 | 0.55416 | 0.43764 | 0.55416 | 0.56851 | 0.61365 | 0.60989 | 0.5695 | 0.42119 | 0.41788 | 0.43512 | 0.62823 | 0.54745 | 0.53213
7911 | 2004-11-25 | 15:00 | 0.53644 | 0.42119 | 0.53644 | 0.55416 | 0.60989 | 0.59593 | 0.53421 | 0.41081 | 0.40853 | 0.41788 | 0.62435 | 0.54593 | 0.52446
7912 | 2004-11-25 | 16:00 | 0.52481 | 0.41081 | 0.52481 | 0.53644 | 0.59593 | 0.58344 | 0.52169 | 0.40528 | 0.41113 | 0.40853 | 0.60888 | 0.53813 | 0.50986
7913 | 2004-11-25 | 17:00 | 0.5318 | 0.40528 | 0.5318 | 0.52481 | 0.58344 | 0.5763 | 0.54449 | 0.42455 | 0.43893 | 0.41113 | 0.58256 | 0.51477 | 0.48517
7914 | 2004-11-25 | 18:00 | 0.55881 | 0.42455 | 0.55881 | 0.5318 | 0.5763 | 0.57947 | 0.55756 | 0.45123 | 0.46392 | 0.43893 | 0.5527 | 0.49081 | 0.45378
7915 | 2004-11-25 | 19:00 | 0.55992 | 0.45123 | 0.55992 | 0.55881 | 0.57947 | 0.59508 | 0.55739 | 0.4542 | 0.47371 | 0.46392 | 0.5289 | 0.47255 | 0.42592
7916 | 2004-11-25 | 20:00 | 0.56292 | 0.4542 | 0.56292 | 0.55992 | 0.59508 | 0.59297 | 0.55851 | 0.45534 | 0.47469 | 0.47371 | 0.52105 | 0.46314 | 0.40744
7917 | 2004-11-25 | 21:00 | 0.56829 | 0.45534 | 0.56829 | 0.56292 | 0.59297 | 0.58889 | 0.55391 | 0.45253 | 0.47332 | 0.47469 | 0.51871 | 0.4599 | 0.39823
7918 | 2004-11-25 | 22:00 | 0.56237 | 0.45253 | 0.56237 | 0.56829 | 0.58889 | 0.58752 | 0.53935 | 0.44247 | 0.4614 | 0.47332 | 0.53061 | 0.46219 | 0.39612
7919 | 2004-11-25 | 23:00 | 0.54459 | 0.44247 | 0.54459 | 0.56237 | 0.58752 | 0.57785 | 0.50738 | 0.42271 | 0.44048 | 0.4614 | 0.55666 | 0.47509 | 0.40208
7920 | 2004-11-26 | 00:00 | 0.51802 | 0.42271 | 0.51802 | 0.54459 | 0.57785 | 0.55492 | 0.47301 | 0.40663 | 0.42494 | 0.44048 | 0.59464 | 0.4998 | 0.42428
7921 | 2004-11-26 | 01:00 | 0.49244 | 0.40663 | 0.49244 | 0.51802 | 0.55492 | 0.52323 | 0.44502 | 0.39618 | 0.41616 | 0.42494 | 0.63648 | 0.52859 | 0.45406
7922 | 2004-11-26 | 02:00 | 0.47969 | 0.39618 | 0.47969 | 0.49244 | 0.52323 | 0.49411 | 0.43133 | 0.3933 | 0.4118 | 0.41616 | 0.67297 | 0.54182 | 0.47575
7923 | 2004-11-26 | 03:00 | 0.47419 | 0.3933 | 0.47419 | 0.47969 | 0.49411 | 0.4736 | 0.42602 | 0.39422 | 0.41368 | 0.4118 | 0.69371 | 0.55813 | 0.50594
7924 | 2004-11-26 | 04:00 | 0.47573 | 0.39422 | 0.47573 | 0.47419 | 0.4736 | 0.46309 | 0.4269 | 0.40523 | 0.4208 | 0.41368 | 0.69877 | 0.56563 | 0.52904
7925 | 2004-11-26 | 05:00 | 0.48898 | 0.40523 | 0.48898 | 0.47573 | 0.46309 | 0.45929 | 0.44004 | 0.42612 | 0.43646 | 0.4208 | 0.69118 | 0.56369 | 0.54203
7926 | 2004-11-26 | 06:00 | 0.51608 | 0.42612 | 0.51608 | 0.48898 | 0.45929 | 0.4652 | 0.47131 | 0.44575 | 0.45709 | 0.43646 | 0.67532 | 0.55816 | 0.54592
7927 | 2004-11-26 | 07:00 | 0.5553 | 0.44575 | 0.5553 | 0.51608 | 0.4652 | 0.48964 | 0.51215 | 0.45261 | 0.47095 | 0.45709 | 0.661 | 0.54927 | 0.54251
7928 | 2004-11-26 | 08:00 | 0.57745 | 0.45261 | 0.57745 | 0.5553 | 0.48964 | 0.52618 | 0.54594 | 0.46538 | 0.48283 | 0.47095 | 0.6515 | 0.54172 | 0.5396
7929 | 2004-11-26 | 09:00 | 0.59656 | 0.46538 | 0.59656 | 0.57745 | 0.52618 | 0.55407 | 0.58393 | 0.47511 | 0.49094 | 0.48283 | 0.65158 | 0.53554 | 0.5351
7930 | 2004-11-26 | 10:00 | 0.6045 | 0.47511 | 0.6045 | 0.59656 | 0.55407 | 0.58879 | 0.60765 | 0.4784 | 0.48875 | 0.49094 | 0.66587 | 0.53701 | 0.53455
7931 | 2004-11-26 | 11:00 | 0.60537 | 0.4784 | 0.60537 | 0.6045 | 0.58879 | 0.61165 | 0.61611 | 0.47214 | 0.48316 | 0.48875 | 0.71237 | 0.55743 | 0.55677
7932 | 2004-11-26 | 12:00 | 0.59903 | 0.47214 | 0.59903 | 0.60537 | 0.61165 | 0.62252 | 0.61677 | 0.46601 | 0.47451 | 0.48316 | 0.73872 | 0.61024 | 0.61849
7933 | 2004-11-26 | 13:00 | 0.58808 | 0.46601 | 0.58808 | 0.59903 | 0.62252 | 0.62835 | 0.60972 | 0.46159 | 0.46678 | 0.47451 | 0.72996 | 0.62301 | 0.61442
7934 | 2004-11-26 | 14:00 | 0.57912 | 0.46159 | 0.57912 | 0.58808 | 0.62835 | 0.62579 | 0.60105 | 0.4587 | 0.45967 | 0.46678 | 0.71761 | 0.61544 | 0.59746
7935 | 2004-11-26 | 15:00 | 0.57051 | 0.4587 | 0.57051 | 0.57912 | 0.62579 | 0.62097 | 0.59475 | 0.45876 | 0.45738 | 0.45967 | 0.69978 | 0.60416 | 0.57687
7936 | 2004-11-26 | 16:00 | 0.57128 | 0.45876 | 0.57128 | 0.57051 | 0.62097 | 0.61559 | 0.60089 | 0.46109 | 0.46696 | 0.45738 | 0.66866 | 0.58872 | 0.55078
7937 | 2004-11-26 | 17:00 | 0.60256 | 0.46109 | 0.60256 | 0.57128 | 0.61559 | 0.61921 | 0.65724 | 0.48238 | 0.49231 | 0.46696 | 0.63066 | 0.55796 | 0.51313
7938 | 2004-11-26 | 18:00 | 0.65907 | 0.48238 | 0.65907 | 0.60256 | 0.61921 | 0.65522 | 0.70472 | 0.50598 | 0.50736 | 0.49231 | 0.59291 | 0.5268 | 0.4709
7939 | 2004-11-26 | 19:00 | 0.6597 | 0.50598 | 0.6597 | 0.65907 | 0.65522 | 0.70158 | 0.69394 | 0.49817 | 0.50313 | 0.50736 | 0.56239 | 0.50463 | 0.43773
7940 | 2004-11-26 | 20:00 | 0.65029 | 0.49817 | 0.65029 | 0.6597 | 0.70158 | 0.69469 | 0.6754 | 0.48777 | 0.49648 | 0.50313 | 0.54911 | 0.49103 | 0.41851
7941 | 2004-11-26 | 21:00 | 0.63692 | 0.48777 | 0.63692 | 0.65029 | 0.69469 | 0.67735 | 0.65181 | 0.47499 | 0.48394 | 0.49648 | 0.54392 | 0.4861 | 0.40658
7942 | 2004-11-26 | 22:00 | 0.61629 | 0.47499 | 0.61629 | 0.63692 | 0.67735 | 0.65786 | 0.62038 | 0.45543 | 0.46482 | 0.48394 | 0.54615 | 0.48608 | 0.40159
7943 | 2004-11-26 | 23:00 | 0.58524 | 0.45543 | 0.58524 | 0.61629 | 0.65786 | 0.6317 | 0.57638 | 0.42704 | 0.43919 | 0.46482 | 0.55784 | 0.49078 | 0.40367
7944 | 2004-11-27 | 00:00 | 0.54561 | 0.42704 | 0.54561 | 0.58524 | 0.6317 | 0.59579 | 0.52961 | 0.40265 | 0.41781 | 0.43919 | 0.5816 | 0.50827 | 0.41522
7945 | 2004-11-27 | 01:00 | 0.51625 | 0.40265 | 0.51625 | 0.54561 | 0.59579 | 0.55404 | 0.49229 | 0.38615 | 0.4042 | 0.41781 | 0.61894 | 0.53141 | 0.43614
7946 | 2004-11-27 | 02:00 | 0.4936 | 0.38615 | 0.4936 | 0.51625 | 0.55404 | 0.51686 | 0.47118 | 0.37642 | 0.39658 | 0.4042 | 0.66358 | 0.54463 | 0.45804
7947 | 2004-11-27 | 03:00 | 0.48108 | 0.37642 | 0.48108 | 0.4936 | 0.51686 | 0.49122 | 0.45994 | 0.37345 | 0.39511 | 0.39658 | 0.70467 | 0.56538 | 0.49947
7948 | 2004-11-27 | 04:00 | 0.47528 | 0.37345 | 0.47528 | 0.48108 | 0.49122 | 0.4754 | 0.4558 | 0.37529 | 0.39823 | 0.39511 | 0.72421 | 0.57788 | 0.53143
7949 | 2004-11-27 | 05:00 | 0.47929 | 0.37529 | 0.47929 | 0.47528 | 0.4754 | 0.46801 | 0.46036 | 0.38596 | 0.40753 | 0.39823 | 0.72328 | 0.57968 | 0.54806
7950 | 2004-11-27 | 06:00 | 0.49368 | 0.38596 | 0.49368 | 0.47929 | 0.46801 | 0.46812 | 0.47811 | 0.40385 | 0.42626 | 0.40753 | 0.71218 | 0.5745 | 0.55029
7951 | 2004-11-27 | 07:00 | 0.51822 | 0.40385 | 0.51822 | 0.49368 | 0.46812 | 0.48004 | 0.50879 | 0.41431 | 0.44532 | 0.42626 | 0.69581 | 0.56643 | 0.54728
7952 | 2004-11-27 | 08:00 | 0.54097 | 0.41431 | 0.54097 | 0.51822 | 0.48004 | 0.50223 | 0.54354 | 0.43926 | 0.46565 | 0.44532 | 0.67675 | 0.55801 | 0.54323
7953 | 2004-11-27 | 09:00 | 0.56786 | 0.43926 | 0.56786 | 0.54097 | 0.50223 | 0.52506 | 0.58451 | 0.46065 | 0.48548 | 0.46565 | 0.66925 | 0.55263 | 0.54006
7954 | 2004-11-27 | 10:00 | 0.58218 | 0.46065 | 0.58218 | 0.56786 | 0.52506 | 0.56128 | 0.60872 | 0.47127 | 0.49561 | 0.48548 | 0.67856 | 0.55457 | 0.53821
7955 | 2004-11-27 | 11:00 | 0.58297 | 0.47127 | 0.58297 | 0.58218 | 0.56128 | 0.58977 | 0.61374 | 0.47181 | 0.49589 | 0.49561 | 0.72517 | 0.57888 | 0.55767
7956 | 2004-11-27 | 12:00 | 0.57521 | 0.47181 | 0.57521 | 0.58297 | 0.58977 | 0.60349 | 0.60686 | 0.467 | 0.48811 | 0.49589 | 0.76581 | 0.62259 | 0.61173
7957 | 2004-11-27 | 13:00 | 0.5659 | 0.467 | 0.5659 | 0.57521 | 0.60349 | 0.60616 | 0.59429 | 0.45954 | 0.47814 | 0.48811 | 0.76195 | 0.63621 | 0.61762
7958 | 2004-11-27 | 14:00 | 0.55443 | 0.45954 | 0.55443 | 0.5659 | 0.60616 | 0.59976 | 0.58073 | 0.45259 | 0.46969 | 0.47814 | 0.75083 | 0.62702 | 0.60524
7959 | 2004-11-27 | 15:00 | 0.55009 | 0.45259 | 0.55009 | 0.55443 | 0.59976 | 0.59132 | 0.57281 | 0.44758 | 0.46565 | 0.46969 | 0.73262 | 0.6143 | 0.5881
7960 | 2004-11-27 | 16:00 | 0.55533 | 0.44758 | 0.55533 | 0.55009 | 0.59132 | 0.58481 | 0.58165 | 0.44686 | 0.47057 | 0.46565 | 0.70318 | 0.59427 | 0.56251
7961 | 2004-11-27 | 17:00 | 0.59002 | 0.44686 | 0.59002 | 0.55533 | 0.58481 | 0.58527 | 0.63982 | 0.46903 | 0.50218 | 0.47057 | 0.65852 | 0.55953 | 0.52496
7962 | 2004-11-27 | 18:00 | 0.63396 | 0.46903 | 0.63396 | 0.59002 | 0.58527 | 0.62223 | 0.68121 | 0.49624 | 0.52614 | 0.50218 | 0.62217 | 0.52934 | 0.48369
7963 | 2004-11-27 | 19:00 | 0.63056 | 0.49624 | 0.63056 | 0.63396 | 0.62223 | 0.67453 | 0.67242 | 0.49617 | 0.5291 | 0.52614 | 0.59677 | 0.50558 | 0.45248
7964 | 2004-11-27 | 20:00 | 0.61965 | 0.49617 | 0.61965 | 0.63056 | 0.67453 | 0.67299 | 0.63962 | 0.49151 | 0.52673 | 0.5291 | 0.58568 | 0.49004 | 0.43144
7965 | 2004-11-27 | 21:00 | 0.60629 | 0.49151 | 0.60629 | 0.61965 | 0.67299 | 0.65772 | 0.61702 | 0.48198 | 0.51732 | 0.52673 | 0.5824 | 0.47918 | 0.41968
7966 | 2004-11-27 | 22:00 | 0.58693 | 0.48198 | 0.58693 | 0.60629 | 0.65772 | 0.63968 | 0.59458 | 0.46374 | 0.50104 | 0.51732 | 0.58741 | 0.47928 | 0.41462
7967 | 2004-11-27 | 23:00 | 0.55258 | 0.46374 | 0.55258 | 0.58693 | 0.63968 | 0.61657 | 0.55449 | 0.44106 | 0.4776 | 0.50104 | 0.60071 | 0.48227 | 0.41507
7968 | 2004-11-28 | 00:00 | 0.51361 | 0.44106 | 0.51361 | 0.55258 | 0.61657 | 0.58221 | 0.50867 | 0.42361 | 0.45794 | 0.4776 | 0.6256 | 0.4937 | 0.4245
7969 | 2004-11-28 | 01:00 | 0.47837 | 0.42361 | 0.47837 | 0.51361 | 0.58221 | 0.53994 | 0.46865 | 0.41441 | 0.44692 | 0.45794 | 0.66249 | 0.51263 | 0.44016
7970 | 2004-11-28 | 02:00 | 0.45455 | 0.41441 | 0.45455 | 0.47837 | 0.53994 | 0.50142 | 0.44468 | 0.40919 | 0.44161 | 0.44692 | 0.70736 | 0.52752 | 0.45672
7971 | 2004-11-28 | 03:00 | 0.44192 | 0.40919 | 0.44192 | 0.45455 | 0.50142 | 0.47399 | 0.43171 | 0.40707 | 0.44014 | 0.44161 | 0.73991 | 0.54787 | 0.48665
7972 | 2004-11-28 | 04:00 | 0.43265 | 0.40707 | 0.43265 | 0.44192 | 0.47399 | 0.45774 | 0.42553 | 0.40997 | 0.44233 | 0.44014 | 0.74752 | 0.56675 | 0.50905
7973 | 2004-11-28 | 05:00 | 0.43143 | 0.40997 | 0.43143 | 0.43265 | 0.45774 | 0.44768 | 0.42615 | 0.4182 | 0.45096 | 0.44233 | 0.73866 | 0.57564 | 0.52154
7974 | 2004-11-28 | 06:00 | 0.43853 | 0.4182 | 0.43853 | 0.43143 | 0.44768 | 0.44554 | 0.4366 | 0.43329 | 0.46626 | 0.45096 | 0.72155 | 0.57798 | 0.52437
7975 | 2004-11-28 | 07:00 | 0.45443 | 0.43329 | 0.45443 | 0.43853 | 0.44554 | 0.45025 | 0.45754 | 0.44606 | 0.48507 | 0.46626 | 0.70502 | 0.57866 | 0.52239
7976 | 2004-11-28 | 08:00 | 0.47792 | 0.44606 | 0.47792 | 0.45443 | 0.45025 | 0.46541 | 0.48225 | 0.46657 | 0.50331 | 0.48507 | 0.69155 | 0.57569 | 0.51919
7977 | 2004-11-28 | 09:00 | 0.50716 | 0.46657 | 0.50716 | 0.47792 | 0.46541 | 0.48496 | 0.52136 | 0.47635 | 0.51511 | 0.50331 | 0.68498 | 0.57345 | 0.5148
7978 | 2004-11-28 | 10:00 | 0.53748 | 0.47635 | 0.53748 | 0.50716 | 0.48496 | 0.52175 | 0.57269 | 0.47685 | 0.51508 | 0.51511 | 0.69988 | 0.57567 | 0.51573
7979 | 2004-11-28 | 11:00 | 0.5535 | 0.47685 | 0.5535 | 0.53748 | 0.52175 | 0.56427 | 0.59931 | 0.4743 | 0.50885 | 0.51508 | 0.76405 | 0.60441 | 0.54569
7980 | 2004-11-28 | 12:00 | 0.55619 | 0.4743 | 0.55619 | 0.5535 | 0.56427 | 0.596 | 0.61843 | 0.47289 | 0.50555 | 0.50885 | 0.81747 | 0.66578 | 0.62984
7981 | 2004-11-28 | 13:00 | 0.55766 | 0.47289 | 0.55766 | 0.55619 | 0.596 | 0.61225 | 0.62892 | 0.46958 | 0.502 | 0.50555 | 0.8135 | 0.68667 | 0.64673
7982 | 2004-11-28 | 14:00 | 0.55049 | 0.46958 | 0.55049 | 0.55766 | 0.61225 | 0.61721 | 0.62763 | 0.46442 | 0.50024 | 0.502 | 0.81122 | 0.68002 | 0.64145
7983 | 2004-11-28 | 15:00 | 0.54487 | 0.46442 | 0.54487 | 0.55049 | 0.61721 | 0.61288 | 0.62755 | 0.46256 | 0.49957 | 0.50024 | 0.78708 | 0.66618 | 0.62443
7984 | 2004-11-28 | 16:00 | 0.5445 | 0.46256 | 0.5445 | 0.54487 | 0.61288 | 0.60542 | 0.63261 | 0.46949 | 0.51083 | 0.49957 | 0.74252 | 0.63791 | 0.58826
7985 | 2004-11-28 | 17:00 | 0.5769 | 0.46949 | 0.5769 | 0.5445 | 0.60542 | 0.6069 | 0.67569 | 0.50417 | 0.54448 | 0.51083 | 0.68306 | 0.59263 | 0.53971
7986 | 2004-11-28 | 18:00 | 0.63996 | 0.50417 | 0.63996 | 0.5769 | 0.6069 | 0.64239 | 0.70186 | 0.53295 | 0.56614 | 0.54448 | 0.63771 | 0.55417 | 0.488
7987 | 2004-11-28 | 19:00 | 0.64873 | 0.53295 | 0.64873 | 0.63996 | 0.64239 | 0.68617 | 0.69319 | 0.53041 | 0.56555 | 0.56614 | 0.6133 | 0.5345 | 0.45456
7988 | 2004-11-28 | 20:00 | 0.64354 | 0.53041 | 0.64354 | 0.64873 | 0.68617 | 0.6847 | 0.67217 | 0.52058 | 0.55641 | 0.56555 | 0.60628 | 0.52553 | 0.43684
7989 | 2004-11-28 | 21:00 | 0.63309 | 0.52058 | 0.63309 | 0.64354 | 0.6847 | 0.67313 | 0.64277 | 0.50064 | 0.53966 | 0.55641 | 0.61003 | 0.52461 | 0.43024
7990 | 2004-11-28 | 22:00 | 0.60606 | 0.50064 | 0.60606 | 0.63309 | 0.67313 | 0.65449 | 0.59309 | 0.46463 | 0.51003 | 0.53966 | 0.62331 | 0.52917 | 0.43089
7991 | 2004-11-28 | 23:00 | 0.56799 | 0.46463 | 0.56799 | 0.60606 | 0.65449 | 0.62213 | 0.53458 | 0.42726 | 0.47593 | 0.51003 | 0.65863 | 0.5469 | 0.44593
7992 | 2004-11-29 | 00:00 | 0.52553 | 0.42726 | 0.52553 | 0.56799 | 0.62213 | 0.58038 | 0.48636 | 0.40161 | 0.45176 | 0.47593 | 0.73371 | 0.592 | 0.49004
7993 | 2004-11-29 | 01:00 | 0.49542 | 0.40161 | 0.49542 | 0.52553 | 0.58038 | 0.53311 | 0.4514 | 0.38826 | 0.44006 | 0.45176 | 0.83458 | 0.65116 | 0.5658
7994 | 2004-11-29 | 02:00 | 0.48083 | 0.38826 | 0.48083 | 0.49542 | 0.53311 | 0.49576 | 0.43548 | 0.38137 | 0.43599 | 0.44006 | 0.87855 | 0.67415 | 0.6152
7995 | 2004-11-29 | 03:00 | 0.47805 | 0.38137 | 0.47805 | 0.48083 | 0.49576 | 0.4761 | 0.4293 | 0.38176 | 0.43535 | 0.43599 | 0.86548 | 0.67263 | 0.63599
7996 | 2004-11-29 | 04:00 | 0.48275 | 0.38176 | 0.48275 | 0.47805 | 0.4761 | 0.46432 | 0.43237 | 0.39219 | 0.44426 | 0.43535 | 0.84494 | 0.66667 | 0.65164
7997 | 2004-11-29 | 05:00 | 0.50059 | 0.39219 | 0.50059 | 0.48275 | 0.46432 | 0.46133 | 0.44829 | 0.42624 | 0.47178 | 0.44426 | 0.82338 | 0.66025 | 0.65694
7998 | 2004-11-29 | 06:00 | 0.5442 | 0.42624 | 0.5442 | 0.50059 | 0.46133 | 0.47044 | 0.5005 | 0.48687 | 0.52235 | 0.47178 | 0.80273 | 0.64907 | 0.65383
7999 | 2004-11-29 | 07:00 | 0.61358 | 0.48687 | 0.61358 | 0.5442 | 0.47044 | 0.50997 | 0.59968 | 0.51371 | 0.56617 | 0.52235 | 0.78918 | 0.63719 | 0.64998
8000 | 2004-11-29 | 08:00 | 0.64832 | 0.51371 | 0.64832 | 0.61358 | 0.50997 | 0.58738 | 0.65542 | 0.5195 | 0.5775 | 0.56617 | 0.77837 | 0.62832 | 0.64734
8001 | 2004-11-29 | 09:00 | 0.6582 | 0.5195 | 0.6582 | 0.64832 | 0.58738 | 0.64179 | 0.6708 | 0.53457 | 0.58346 | 0.5775 | 0.77438 | 0.62022 | 0.64166
8002 | 2004-11-29 | 10:00 | 0.66187 | 0.53457 | 0.66187 | 0.6582 | 0.64179 | 0.66644 | 0.67544 | 0.54563 | 0.58827 | 0.58346 | 0.79139 | 0.62065 | 0.63813
8003 | 2004-11-29 | 11:00 | 0.65749 | 0.54563 | 0.65749 | 0.66187 | 0.66644 | 0.681 | 0.67872 | 0.55365 | 0.58799 | 0.58827 | 0.84922 | 0.64979 | 0.66608
8004 | 2004-11-29 | 12:00 | 0.6479 | 0.55365 | 0.6479 | 0.65749 | 0.681 | 0.68997 | 0.67607 | 0.55966 | 0.58626 | 0.58799 | 0.89508 | 0.71791 | 0.73114
8005 | 2004-11-29 | 13:00 | 0.63822 | 0.55966 | 0.63822 | 0.6479 | 0.68997 | 0.69043 | 0.66835 | 0.56536 | 0.58634 | 0.58626 | 0.89497 | 0.74423 | 0.73924
8006 | 2004-11-29 | 14:00 | 0.62938 | 0.56536 | 0.62938 | 0.63822 | 0.69043 | 0.68702 | 0.66425 | 0.56838 | 0.58503 | 0.58634 | 0.87813 | 0.73943 | 0.72955
8007 | 2004-11-29 | 15:00 | 0.62215 | 0.56838 | 0.62215 | 0.62938 | 0.68702 | 0.68287 | 0.655 | 0.56825 | 0.58461 | 0.58503 | 0.84622 | 0.72755 | 0.70746
8008 | 2004-11-29 | 16:00 | 0.62359 | 0.56825 | 0.62359 | 0.62215 | 0.68287 | 0.67812 | 0.6628 | 0.57391 | 0.59482 | 0.58461 | 0.79139 | 0.69883 | 0.66231
8009 | 2004-11-29 | 17:00 | 0.65816 | 0.57391 | 0.65816 | 0.62359 | 0.67812 | 0.68132 | 0.72309 | 0.59892 | 0.6221 | 0.59482 | 0.722 | 0.64578 | 0.59776
8010 | 2004-11-29 | 18:00 | 0.71888 | 0.59892 | 0.71888 | 0.65816 | 0.68132 | 0.72156 | 0.78073 | 0.62232 | 0.63575 | 0.6221 | 0.66345 | 0.6005 | 0.5334
8011 | 2004-11-29 | 19:00 | 0.72495 | 0.62232 | 0.72495 | 0.71888 | 0.72156 | 0.776 | 0.7789 | 0.61611 | 0.6306 | 0.63575 | 0.62903 | 0.57639 | 0.4923
8012 | 2004-11-29 | 20:00 | 0.71878 | 0.61611 | 0.71878 | 0.72495 | 0.776 | 0.76875 | 0.76132 | 0.60317 | 0.62017 | 0.6306 | 0.61509 | 0.5676 | 0.47158
8013 | 2004-11-29 | 21:00 | 0.70243 | 0.60317 | 0.70243 | 0.71878 | 0.76875 | 0.7505 | 0.73043 | 0.57685 | 0.59979 | 0.62017 | 0.61141 | 0.5655 | 0.46193
8014 | 2004-11-29 | 22:00 | 0.6691 | 0.57685 | 0.6691 | 0.70243 | 0.7505 | 0.72462 | 0.67835 | 0.52959 | 0.56411 | 0.59979 | 0.61913 | 0.56989 | 0.46054
8015 | 2004-11-29 | 23:00 | 0.61612 | 0.52959 | 0.61612 | 0.6691 | 0.72462 | 0.68473 | 0.60499 | 0.48402 | 0.52359 | 0.56411 | 0.64713 | 0.587 | 0.4728
8016 | 2004-11-30 | 00:00 | 0.56316 | 0.48402 | 0.56316 | 0.61612 | 0.68473 | 0.62821 | 0.53819 | 0.45425 | 0.49571 | 0.52359 | 0.71867 | 0.63183 | 0.51773
8017 | 2004-11-30 | 01:00 | 0.52735 | 0.45425 | 0.52735 | 0.56316 | 0.62821 | 0.56459 | 0.49793 | 0.44385 | 0.4819 | 0.49571 | 0.81223 | 0.69542 | 0.59444
8018 | 2004-11-30 | 02:00 | 0.50965 | 0.44385 | 0.50965 | 0.52735 | 0.56459 | 0.5208 | 0.47516 | 0.43861 | 0.47662 | 0.4819 | 0.84893 | 0.70976 | 0.64631
8019 | 2004-11-30 | 03:00 | 0.50403 | 0.43861 | 0.50403 | 0.50965 | 0.5208 | 0.49689 | 0.4667 | 0.44049 | 0.47665 | 0.47662 | 0.83411 | 0.69519 | 0.66247
8020 | 2004-11-30 | 04:00 | 0.50433 | 0.44049 | 0.50433 | 0.50403 | 0.49689 | 0.48377 | 0.46579 | 0.45102 | 0.48324 | 0.47665 | 0.81079 | 0.67674 | 0.67048
8021 | 2004-11-30 | 05:00 | 0.51857 | 0.45102 | 0.51857 | 0.50433 | 0.48377 | 0.47775 | 0.47869 | 0.49091 | 0.50663 | 0.48324 | 0.79658 | 0.66177 | 0.66919
8022 | 2004-11-30 | 06:00 | 0.56224 | 0.49091 | 0.56224 | 0.51857 | 0.47775 | 0.48743 | 0.52952 | 0.55739 | 0.557 | 0.50663 | 0.78047 | 0.64588 | 0.66251
8023 | 2004-11-30 | 07:00 | 0.63855 | 0.55739 | 0.63855 | 0.56224 | 0.48743 | 0.52478 | 0.6278 | 0.59252 | 0.60151 | 0.557 | 0.76858 | 0.63205 | 0.65188
8024 | 2004-11-30 | 08:00 | 0.67516 | 0.59252 | 0.67516 | 0.63855 | 0.52478 | 0.6005 | 0.68299 | 0.58965 | 0.60978 | 0.60151 | 0.76248 | 0.62042 | 0.64415
8025 | 2004-11-30 | 09:00 | 0.67456 | 0.58965 | 0.67456 | 0.67516 | 0.6005 | 0.65431 | 0.69485 | 0.59306 | 0.6129 | 0.60978 | 0.75676 | 0.60927 | 0.63766
8026 | 2004-11-30 | 10:00 | 0.66885 | 0.59306 | 0.66885 | 0.67456 | 0.65431 | 0.67766 | 0.69609 | 0.59438 | 0.61519 | 0.6129 | 0.76986 | 0.60635 | 0.63328
8027 | 2004-11-30 | 11:00 | 0.66331 | 0.59438 | 0.66331 | 0.66885 | 0.67766 | 0.68825 | 0.69083 | 0.58974 | 0.60984 | 0.61519 | 0.82442 | 0.63567 | 0.66404
8028 | 2004-11-30 | 12:00 | 0.65487 | 0.58974 | 0.65487 | 0.66331 | 0.68825 | 0.68867 | 0.68585 | 0.57565 | 0.6036 | 0.60984 | 0.86445 | 0.7066 | 0.73228
8029 | 2004-11-30 | 13:00 | 0.64691 | 0.57565 | 0.64691 | 0.65487 | 0.68867 | 0.68748 | 0.67354 | 0.56698 | 0.59981 | 0.6036 | 0.86 | 0.733 | 0.74151
8030 | 2004-11-30 | 14:00 | 0.64116 | 0.56698 | 0.64116 | 0.64691 | 0.68748 | 0.68213 | 0.66823 | 0.55446 | 0.59227 | 0.59981 | 0.84358 | 0.73143 | 0.72804
8031 | 2004-11-30 | 15:00 | 0.63683 | 0.55446 | 0.63683 | 0.64116 | 0.68213 | 0.68086 | 0.66255 | 0.5473 | 0.58843 | 0.59227 | 0.81657 | 0.72139 | 0.70537
8032 | 2004-11-30 | 16:00 | 0.64081 | 0.5473 | 0.64081 | 0.63683 | 0.68086 | 0.67742 | 0.67146 | 0.55394 | 0.59283 | 0.58843 | 0.76517 | 0.694 | 0.66744
8033 | 2004-11-30 | 17:00 | 0.67623 | 0.55394 | 0.67623 | 0.64081 | 0.67742 | 0.68167 | 0.7335 | 0.59713 | 0.62385 | 0.59283 | 0.69794 | 0.64232 | 0.5999
8034 | 2004-11-30 | 18:00 | 0.72983 | 0.59713 | 0.72983 | 0.67623 | 0.68167 | 0.72402 | 0.78122 | 0.64087 | 0.64964 | 0.62385 | 0.64178 | 0.59626 | 0.53074
8035 | 2004-11-30 | 19:00 | 0.72965 | 0.64087 | 0.72965 | 0.72983 | 0.72402 | 0.77224 | 0.77558 | 0.64828 | 0.65105 | 0.64964 | 0.60888 | 0.57101 | 0.49718
8036 | 2004-11-30 | 20:00 | 0.71997 | 0.64828 | 0.71997 | 0.72965 | 0.77224 | 0.76404 | 0.7568 | 0.64754 | 0.64559 | 0.65105 | 0.59355 | 0.56209 | 0.4766
8037 | 2004-11-30 | 21:00 | 0.70256 | 0.64754 | 0.70256 | 0.71997 | 0.76404 | 0.74565 | 0.72392 | 0.62971 | 0.62743 | 0.64559 | 0.59097 | 0.55965 | 0.46754
8038 | 2004-11-30 | 22:00 | 0.66839 | 0.62971 | 0.66839 | 0.70256 | 0.74565 | 0.72036 | 0.67229 | 0.59445 | 0.596 | 0.62743 | 0.5992 | 0.56413 | 0.46647
8039 | 2004-11-30 | 23:00 | 0.61426 | 0.59445 | 0.61426 | 0.66839 | 0.72036 | 0.68224 | 0.59906 | 0.55565 | 0.55671 | 0.596 | 0.6294 | 0.58037 | 0.47836
8040 | 2004-12-01 | 00:00 | 0.55744 | 0.55565 | 0.55744 | 0.61426 | 0.68224 | 0.6235 | 0.5316 | 0.52795 | 0.53265 | 0.55671 | 0.7026 | 0.62503 | 0.52506
8041 | 2004-12-01 | 01:00 | 0.51968 | 0.52795 | 0.51968 | 0.55744 | 0.6235 | 0.56252 | 0.48698 | 0.51904 | 0.52299 | 0.53265 | 0.79796 | 0.68991 | 0.60271
8042 | 2004-12-01 | 02:00 | 0.49704 | 0.51904 | 0.49704 | 0.51968 | 0.56252 | 0.51669 | 0.46368 | 0.51882 | 0.51732 | 0.52299 | 0.83879 | 0.70677 | 0.6507
8043 | 2004-12-01 | 03:00 | 0.48646 | 0.51882 | 0.48646 | 0.49704 | 0.51669 | 0.49189 | 0.45364 | 0.52457 | 0.51843 | 0.51732 | 0.82157 | 0.69031 | 0.66264
8044 | 2004-12-01 | 04:00 | 0.48551 | 0.52457 | 0.48551 | 0.48646 | 0.49189 | 0.47842 | 0.45016 | 0.54194 | 0.52729 | 0.51843 | 0.799 | 0.67255 | 0.66919
8045 | 2004-12-01 | 05:00 | 0.49763 | 0.54194 | 0.49763 | 0.48551 | 0.47842 | 0.4741 | 0.46218 | 0.58748 | 0.55499 | 0.52729 | 0.78111 | 0.65629 | 0.66698
8046 | 2004-12-01 | 06:00 | 0.53795 | 0.58748 | 0.53795 | 0.49763 | 0.4741 | 0.4811 | 0.51169 | 0.66065 | 0.60641 | 0.55499 | 0.76304 | 0.63853 | 0.66222
8047 | 2004-12-01 | 07:00 | 0.61137 | 0.66065 | 0.61137 | 0.53795 | 0.4811 | 0.51693 | 0.612 | 0.6739 | 0.64322 | 0.60641 | 0.75085 | 0.62309 | 0.65449
8048 | 2004-12-01 | 08:00 | 0.65806 | 0.6739 | 0.65806 | 0.61137 | 0.51693 | 0.59248 | 0.6781 | 0.64085 | 0.63653 | 0.64322 | 0.74401 | 0.61425 | 0.64936
8049 | 2004-12-01 | 09:00 | 0.66435 | 0.64085 | 0.66435 | 0.65806 | 0.59248 | 0.6586 | 0.69593 | 0.6117 | 0.62153 | 0.63653 | 0.74154 | 0.60453 | 0.64053
8050 | 2004-12-01 | 10:00 | 0.66936 | 0.6117 | 0.66936 | 0.66435 | 0.6586 | 0.68779 | 0.70567 | 0.6117 | 0.60896 | 0.62153 | 0.75277 | 0.60416 | 0.63591
8051 | 2004-12-01 | 11:00 | 0.66896 | 0.6117 | 0.66896 | 0.66936 | 0.68779 | 0.70717 | 0.71571 | 0.56644 | 0.59044 | 0.60896 | 0.80805 | 0.63395 | 0.66051
8052 | 2004-12-01 | 12:00 | 0.66318 | 0.56644 | 0.66318 | 0.66896 | 0.70717 | 0.71804 | 0.7172 | 0.53696 | 0.57405 | 0.59044 | 0.85556 | 0.70097 | 0.7282
8053 | 2004-12-01 | 13:00 | 0.64955 | 0.53696 | 0.64955 | 0.66318 | 0.71804 | 0.7186 | 0.71202 | 0.5246 | 0.56153 | 0.57405 | 0.85681 | 0.72643 | 0.73434
8054 | 2004-12-01 | 14:00 | 0.64449 | 0.5246 | 0.64449 | 0.64955 | 0.7186 | 0.70956 | 0.70464 | 0.5138 | 0.55156 | 0.56153 | 0.84534 | 0.72428 | 0.72317
8055 | 2004-12-01 | 15:00 | 0.64033 | 0.5138 | 0.64033 | 0.64449 | 0.70956 | 0.70242 | 0.69178 | 0.50859 | 0.54474 | 0.55156 | 0.82061 | 0.71469 | 0.70112
8056 | 2004-12-01 | 16:00 | 0.64385 | 0.50859 | 0.64385 | 0.64033 | 0.70242 | 0.69866 | 0.68933 | 0.51928 | 0.552 | 0.54474 | 0.77475 | 0.68892 | 0.66313
8057 | 2004-12-01 | 17:00 | 0.67739 | 0.51928 | 0.67739 | 0.64385 | 0.69866 | 0.70112 | 0.7359 | 0.56209 | 0.59054 | 0.552 | 0.70915 | 0.64022 | 0.60346
8058 | 2004-12-01 | 18:00 | 0.73598 | 0.56209 | 0.73598 | 0.67739 | 0.70112 | 0.73847 | 0.77986 | 0.6024 | 0.62094 | 0.59054 | 0.65325 | 0.59442 | 0.54122
8059 | 2004-12-01 | 19:00 | 0.73862 | 0.6024 | 0.73862 | 0.73598 | 0.73847 | 0.78261 | 0.77173 | 0.60716 | 0.62735 | 0.62094 | 0.62193 | 0.57205 | 0.49868
8060 | 2004-12-01 | 20:00 | 0.7301 | 0.60716 | 0.7301 | 0.73862 | 0.78261 | 0.77206 | 0.75224 | 0.60668 | 0.62411 | 0.62735 | 0.61085 | 0.56369 | 0.48027
8061 | 2004-12-01 | 21:00 | 0.71738 | 0.60668 | 0.71738 | 0.7301 | 0.77206 | 0.75391 | 0.72151 | 0.58881 | 0.61223 | 0.62411 | 0.6062 | 0.56289 | 0.4693
8062 | 2004-12-01 | 22:00 | 0.68797 | 0.58881 | 0.68797 | 0.71738 | 0.75391 | 0.72884 | 0.67159 | 0.55048 | 0.58052 | 0.61223 | 0.61418 | 0.5672 | 0.46825
8063 | 2004-12-01 | 23:00 | 0.63536 | 0.55048 | 0.63536 | 0.68797 | 0.72884 | 0.69194 | 0.60159 | 0.50817 | 0.54069 | 0.58052 | 0.64322 | 0.58575 | 0.48141
8064 | 2004-12-02 | 00:00 | 0.5834 | 0.50817 | 0.5834 | 0.63536 | 0.69194 | 0.63497 | 0.53259 | 0.48309 | 0.51498 | 0.54069 | 0.7183 | 0.63121 | 0.5209
8065 | 2004-12-02 | 01:00 | 0.54495 | 0.48309 | 0.54495 | 0.5834 | 0.63497 | 0.57289 | 0.49096 | 0.47342 | 0.50251 | 0.51498 | 0.81782 | 0.69808 | 0.5991
8066 | 2004-12-02 | 02:00 | 0.52732 | 0.47342 | 0.52732 | 0.54495 | 0.57289 | 0.52745 | 0.47135 | 0.47178 | 0.49746 | 0.50251 | 0.85532 | 0.7121 | 0.64684
8067 | 2004-12-02 | 03:00 | 0.52023 | 0.47178 | 0.52023 | 0.52732 | 0.52745 | 0.50399 | 0.46301 | 0.4777 | 0.49798 | 0.49746 | 0.84097 | 0.69213 | 0.66503
8068 | 2004-12-02 | 04:00 | 0.52157 | 0.4777 | 0.52157 | 0.52023 | 0.50399 | 0.49021 | 0.4616 | 0.49333 | 0.50893 | 0.49798 | 0.82016 | 0.6734 | 0.66689
8069 | 2004-12-02 | 05:00 | 0.53929 | 0.49333 | 0.53929 | 0.52157 | 0.49021 | 0.48525 | 0.47471 | 0.53515 | 0.53837 | 0.50893 | 0.8003 | 0.65838 | 0.66627
8070 | 2004-12-02 | 06:00 | 0.58511 | 0.53515 | 0.58511 | 0.53929 | 0.48525 | 0.4926 | 0.52612 | 0.6082 | 0.59191 | 0.53837 | 0.78516 | 0.63935 | 0.65994
8071 | 2004-12-02 | 07:00 | 0.66433 | 0.6082 | 0.66433 | 0.58511 | 0.4926 | 0.52791 | 0.62432 | 0.62266 | 0.62766 | 0.59191 | 0.7727 | 0.62431 | 0.6525
8072 | 2004-12-02 | 08:00 | 0.69364 | 0.62266 | 0.69364 | 0.66433 | 0.52791 | 0.60254 | 0.67573 | 0.59405 | 0.62364 | 0.62766 | 0.76142 | 0.61357 | 0.64884
8073 | 2004-12-02 | 09:00 | 0.69641 | 0.59405 | 0.69641 | 0.69364 | 0.60254 | 0.65572 | 0.68577 | 0.57386 | 0.6112 | 0.62364 | 0.75825 | 0.60528 | 0.64286
8074 | 2004-12-02 | 10:00 | 0.68581 | 0.57386 | 0.68581 | 0.69641 | 0.65572 | 0.67925 | 0.68668 | 0.55526 | 0.5993 | 0.6112 | 0.76836 | 0.60232 | 0.63961
8075 | 2004-12-02 | 11:00 | 0.67777 | 0.55526 | 0.67777 | 0.68581 | 0.67925 | 0.69279 | 0.6866 | 0.53942 | 0.58588 | 0.5993 | 0.82538 | 0.62862 | 0.66083
8076 | 2004-12-02 | 12:00 | 0.66615 | 0.53942 | 0.66615 | 0.67777 | 0.69279 | 0.69803 | 0.68361 | 0.52467 | 0.57096 | 0.58588 | 0.87145 | 0.69838 | 0.72692
8077 | 2004-12-02 | 13:00 | 0.65534 | 0.52467 | 0.65534 | 0.66615 | 0.69803 | 0.69641 | 0.67723 | 0.51557 | 0.56174 | 0.57096 | 0.86847 | 0.72276 | 0.73311
8078 | 2004-12-02 | 14:00 | 0.65027 | 0.51557 | 0.65027 | 0.65534 | 0.69641 | 0.69113 | 0.67598 | 0.50963 | 0.55141 | 0.56174 | 0.85183 | 0.71935 | 0.71885
8079 | 2004-12-02 | 15:00 | 0.64415 | 0.50963 | 0.64415 | 0.65027 | 0.69113 | 0.68892 | 0.67072 | 0.50469 | 0.54517 | 0.55141 | 0.82774 | 0.71088 | 0.69838
8080 | 2004-12-02 | 16:00 | 0.64462 | 0.50469 | 0.64462 | 0.64415 | 0.68892 | 0.68748 | 0.6781 | 0.50859 | 0.54945 | 0.54517 | 0.77973 | 0.68232 | 0.66041
8081 | 2004-12-02 | 17:00 | 0.67595 | 0.50859 | 0.67595 | 0.64462 | 0.68748 | 0.69205 | 0.7352 | 0.54218 | 0.58652 | 0.54945 | 0.71335 | 0.6322 | 0.60006
8082 | 2004-12-02 | 18:00 | 0.74116 | 0.54218 | 0.74116 | 0.67595 | 0.69205 | 0.7314 | 0.78661 | 0.58113 | 0.61576 | 0.58652 | 0.65591 | 0.58974 | 0.53956
8083 | 2004-12-02 | 19:00 | 0.74834 | 0.58113 | 0.74834 | 0.74116 | 0.7314 | 0.77864 | 0.78301 | 0.58438 | 0.62248 | 0.61576 | 0.62344 | 0.56506 | 0.4983
8084 | 2004-12-02 | 20:00 | 0.74444 | 0.58438 | 0.74444 | 0.74834 | 0.77864 | 0.77013 | 0.76642 | 0.58407 | 0.62243 | 0.62248 | 0.61006 | 0.55616 | 0.47655
8085 | 2004-12-02 | 21:00 | 0.73383 | 0.58407 | 0.73383 | 0.74444 | 0.77013 | 0.75416 | 0.73897 | 0.56862 | 0.61035 | 0.62243 | 0.60739 | 0.55362 | 0.46471
8086 | 2004-12-02 | 22:00 | 0.70492 | 0.56862 | 0.70492 | 0.73383 | 0.75416 | 0.73077 | 0.69103 | 0.53486 | 0.58067 | 0.61035 | 0.61375 | 0.559 | 0.46265
8087 | 2004-12-02 | 23:00 | 0.65378 | 0.53486 | 0.65378 | 0.70492 | 0.73077 | 0.695 | 0.62054 | 0.4956 | 0.54296 | 0.58067 | 0.63758 | 0.57624 | 0.475
8088 | 2004-12-03 | 00:00 | 0.60191 | 0.4956 | 0.60191 | 0.65378 | 0.695 | 0.64161 | 0.55187 | 0.47328 | 0.51727 | 0.54296 | 0.70702 | 0.62082 | 0.51645
8089 | 2004-12-03 | 01:00 | 0.56595 | 0.47328 | 0.56595 | 0.60191 | 0.64161 | 0.58313 | 0.50892 | 0.46611 | 0.50906 | 0.51727 | 0.80416 | 0.68384 | 0.59166
8090 | 2004-12-03 | 02:00 | 0.548 | 0.46611 | 0.548 | 0.56595 | 0.58313 | 0.53814 | 0.48739 | 0.46323 | 0.50496 | 0.50906 | 0.84999 | 0.70137 | 0.64135
8091 | 2004-12-03 | 03:00 | 0.54101 | 0.46323 | 0.54101 | 0.548 | 0.53814 | 0.51176 | 0.47856 | 0.46859 | 0.50671 | 0.50496 | 0.84129 | 0.68301 | 0.65536
8092 | 2004-12-03 | 04:00 | 0.54213 | 0.46859 | 0.54213 | 0.54101 | 0.51176 | 0.50023 | 0.47877 | 0.48763 | 0.51856 | 0.50671 | 0.82498 | 0.66493 | 0.65873
8093 | 2004-12-03 | 05:00 | 0.5534 | 0.48763 | 0.5534 | 0.54213 | 0.50023 | 0.49453 | 0.49245 | 0.52942 | 0.54734 | 0.51856 | 0.80733 | 0.64877 | 0.66359
8094 | 2004-12-03 | 06:00 | 0.59517 | 0.52942 | 0.59517 | 0.5534 | 0.49453 | 0.50118 | 0.54188 | 0.5989 | 0.60177 | 0.54734 | 0.79147 | 0.63086 | 0.65569
8095 | 2004-12-03 | 07:00 | 0.67277 | 0.5989 | 0.67277 | 0.59517 | 0.50118 | 0.5355 | 0.64024 | 0.61537 | 0.63768 | 0.60177 | 0.77882 | 0.61457 | 0.64159
8096 | 2004-12-03 | 08:00 | 0.70521 | 0.61537 | 0.70521 | 0.67277 | 0.5355 | 0.6094 | 0.69788 | 0.59103 | 0.63462 | 0.63768 | 0.77033 | 0.60413 | 0.63977
8097 | 2004-12-03 | 09:00 | 0.69942 | 0.59103 | 0.69942 | 0.70521 | 0.6094 | 0.66331 | 0.7116 | 0.57796 | 0.61965 | 0.63462 | 0.76658 | 0.59577 | 0.63193
8098 | 2004-12-03 | 10:00 | 0.68981 | 0.57796 | 0.68981 | 0.69942 | 0.66331 | 0.68533 | 0.71202 | 0.56451 | 0.60672 | 0.61965 | 0.77528 | 0.59111 | 0.62621
8099 | 2004-12-03 | 11:00 | 0.68459 | 0.56451 | 0.68459 | 0.68981 | 0.68533 | 0.69708 | 0.70642 | 0.54891 | 0.58892 | 0.60672 | 0.82165 | 0.61654 | 0.64434
8100 | 2004-12-03 | 12:00 | 0.67832 | 0.54891 | 0.67832 | 0.68459 | 0.69708 | 0.70176 | 0.69709 | 0.53377 | 0.57222 | 0.58892 | 0.85231 | 0.67499 | 0.70683
8101 | 2004-12-03 | 13:00 | 0.66878 | 0.53377 | 0.66878 | 0.67832 | 0.70176 | 0.70274 | 0.67034 | 0.52382 | 0.56024 | 0.57222 | 0.83999 | 0.68832 | 0.7057
8102 | 2004-12-03 | 14:00 | 0.6603 | 0.52382 | 0.6603 | 0.66878 | 0.70274 | 0.69891 | 0.68212 | 0.5167 | 0.54806 | 0.56024 | 0.81832 | 0.67888 | 0.68816
8103 | 2004-12-03 | 15:00 | 0.65136 | 0.5167 | 0.65136 | 0.6603 | 0.69891 | 0.69852 | 0.67955 | 0.51359 | 0.53974 | 0.54806 | 0.79227 | 0.67044 | 0.66914
8104 | 2004-12-03 | 16:00 | 0.64992 | 0.51359 | 0.64992 | 0.65136 | 0.69852 | 0.69166 | 0.68797 | 0.52083 | 0.54267 | 0.53974 | 0.75578 | 0.65238 | 0.63821
8105 | 2004-12-03 | 17:00 | 0.67938 | 0.52083 | 0.67938 | 0.64992 | 0.69166 | 0.69574 | 0.7386 | 0.55394 | 0.57647 | 0.54267 | 0.7038 | 0.61554 | 0.59108
8106 | 2004-12-03 | 18:00 | 0.73668 | 0.55394 | 0.73668 | 0.67938 | 0.69574 | 0.73569 | 0.77409 | 0.57296 | 0.60043 | 0.57647 | 0.65504 | 0.57903 | 0.53853
8107 | 2004-12-03 | 19:00 | 0.73719 | 0.57296 | 0.73719 | 0.73668 | 0.73569 | 0.77477 | 0.76244 | 0.56806 | 0.59914 | 0.60043 | 0.62427 | 0.55228 | 0.49664
8108 | 2004-12-03 | 20:00 | 0.72505 | 0.56806 | 0.72505 | 0.73719 | 0.77477 | 0.76235 | 0.7415 | 0.56159 | 0.59546 | 0.59914 | 0.60069 | 0.53669 | 0.4728
8109 | 2004-12-03 | 21:00 | 0.71183 | 0.56159 | 0.71183 | 0.72505 | 0.76235 | 0.74224 | 0.71683 | 0.54872 | 0.58585 | 0.59546 | 0.59635 | 0.53171 | 0.45887
8110 | 2004-12-03 | 22:00 | 0.68914 | 0.54872 | 0.68914 | 0.71183 | 0.74224 | 0.72022 | 0.68 | 0.52319 | 0.56522 | 0.58585 | 0.59637 | 0.53111 | 0.45325
8111 | 2004-12-03 | 23:00 | 0.65204 | 0.52319 | 0.65204 | 0.68914 | 0.72022 | 0.69198 | 0.62515 | 0.49161 | 0.53659 | 0.56522 | 0.60944 | 0.53853 | 0.45622
8112 | 2004-12-04 | 00:00 | 0.60818 | 0.49161 | 0.60818 | 0.65204 | 0.69198 | 0.64981 | 0.56378 | 0.46652 | 0.51421 | 0.53659 | 0.63909 | 0.55841 | 0.47605
8113 | 2004-12-04 | 01:00 | 0.56898 | 0.46652 | 0.56898 | 0.60818 | 0.64981 | 0.59881 | 0.51841 | 0.4541 | 0.49911 | 0.51421 | 0.68474 | 0.58476 | 0.50528
8114 | 2004-12-04 | 02:00 | 0.54938 | 0.4541 | 0.54938 | 0.56898 | 0.59881 | 0.55393 | 0.49511 | 0.44874 | 0.49275 | 0.49911 | 0.73251 | 0.60257 | 0.5299
8115 | 2004-12-04 | 03:00 | 0.54146 | 0.44874 | 0.54146 | 0.54938 | 0.55393 | 0.52654 | 0.48279 | 0.44846 | 0.49182 | 0.49275 | 0.769 | 0.62269 | 0.56179
8116 | 2004-12-04 | 04:00 | 0.54196 | 0.44846 | 0.54196 | 0.54146 | 0.52654 | 0.51053 | 0.47972 | 0.4543 | 0.49628 | 0.49182 | 0.7842 | 0.63133 | 0.5819
8117 | 2004-12-04 | 05:00 | 0.54998 | 0.4543 | 0.54998 | 0.54196 | 0.51053 | 0.50276 | 0.48482 | 0.47099 | 0.51114 | 0.49628 | 0.7793 | 0.62802 | 0.59078
8118 | 2004-12-04 | 06:00 | 0.57041 | 0.47099 | 0.57041 | 0.54998 | 0.50276 | 0.50269 | 0.50547 | 0.49687 | 0.53685 | 0.51114 | 0.76208 | 0.6196 | 0.59025
8119 | 2004-12-04 | 07:00 | 0.60064 | 0.49687 | 0.60064 | 0.57041 | 0.50269 | 0.51739 | 0.54487 | 0.5168 | 0.55749 | 0.53685 | 0.741 | 0.60924 | 0.58171
8120 | 2004-12-04 | 08:00 | 0.62951 | 0.5168 | 0.62951 | 0.60064 | 0.51739 | 0.54493 | 0.58791 | 0.53578 | 0.56998 | 0.55749 | 0.72394 | 0.60077 | 0.57091
8121 | 2004-12-04 | 09:00 | 0.65198 | 0.53578 | 0.65198 | 0.62951 | 0.54493 | 0.57307 | 0.6302 | 0.5378 | 0.57181 | 0.56998 | 0.71984 | 0.59651 | 0.56179
8122 | 2004-12-04 | 10:00 | 0.65482 | 0.5378 | 0.65482 | 0.65198 | 0.57307 | 0.60732 | 0.64882 | 0.52638 | 0.56305 | 0.57181 | 0.72791 | 0.5988 | 0.55876
8123 | 2004-12-04 | 11:00 | 0.644 | 0.52638 | 0.644 | 0.65482 | 0.60732 | 0.62934 | 0.6499 | 0.50894 | 0.54736 | 0.56305 | 0.77885 | 0.63156 | 0.58607
8124 | 2004-12-04 | 12:00 | 0.62757 | 0.50894 | 0.62757 | 0.644 | 0.62934 | 0.6376 | 0.64119 | 0.48927 | 0.52861 | 0.54736 | 0.80983 | 0.68633 | 0.65972
8125 | 2004-12-04 | 13:00 | 0.61002 | 0.48927 | 0.61002 | 0.62757 | 0.6376 | 0.63585 | 0.62564 | 0.47647 | 0.5138 | 0.52861 | 0.79916 | 0.69203 | 0.66767
8126 | 2004-12-04 | 14:00 | 0.59485 | 0.47647 | 0.59485 | 0.61002 | 0.63585 | 0.63004 | 0.61254 | 0.46758 | 0.50068 | 0.5138 | 0.78271 | 0.68279 | 0.65531
8127 | 2004-12-04 | 15:00 | 0.58494 | 0.46758 | 0.58494 | 0.59485 | 0.63004 | 0.6242 | 0.60416 | 0.4649 | 0.49568 | 0.50068 | 0.76341 | 0.67151 | 0.63739
8128 | 2004-12-04 | 16:00 | 0.58613 | 0.4649 | 0.58613 | 0.58494 | 0.6242 | 0.6203 | 0.61353 | 0.47369 | 0.50246 | 0.49568 | 0.72754 | 0.65098 | 0.61237
8129 | 2004-12-04 | 17:00 | 0.62266 | 0.47369 | 0.62266 | 0.58613 | 0.6203 | 0.62572 | 0.68216 | 0.51201 | 0.54221 | 0.50246 | 0.68429 | 0.61208 | 0.57146
8130 | 2004-12-04 | 18:00 | 0.68152 | 0.51201 | 0.68152 | 0.62266 | 0.62572 | 0.66887 | 0.73167 | 0.53133 | 0.56656 | 0.54221 | 0.63829 | 0.57738 | 0.52301
8131 | 2004-12-04 | 19:00 | 0.68613 | 0.53133 | 0.68613 | 0.68152 | 0.66887 | 0.71639 | 0.72184 | 0.52549 | 0.56694 | 0.56656 | 0.60601 | 0.54697 | 0.48344
8132 | 2004-12-04 | 20:00 | 0.67376 | 0.52549 | 0.67376 | 0.68613 | 0.71639 | 0.7129 | 0.69958 | 0.51774 | 0.5621 | 0.56694 | 0.58914 | 0.53293 | 0.46054
8133 | 2004-12-04 | 21:00 | 0.66261 | 0.51774 | 0.66261 | 0.67376 | 0.7129 | 0.69641 | 0.67677 | 0.5037 | 0.55275 | 0.5621 | 0.58126 | 0.52486 | 0.44767
8134 | 2004-12-04 | 22:00 | 0.64552 | 0.5037 | 0.64552 | 0.66261 | 0.69641 | 0.67752 | 0.64534 | 0.48041 | 0.53131 | 0.55275 | 0.58373 | 0.52281 | 0.44093
8135 | 2004-12-04 | 23:00 | 0.61145 | 0.48041 | 0.61145 | 0.64552 | 0.67752 | 0.6534 | 0.5974 | 0.44814 | 0.50182 | 0.53131 | 0.59478 | 0.52563 | 0.44077
8136 | 2004-12-05 | 00:00 | 0.5704 | 0.44814 | 0.5704 | 0.61145 | 0.6534 | 0.6164 | 0.54404 | 0.42124 | 0.4767 | 0.50182 | 0.61772 | 0.53601 | 0.44996
8137 | 2004-12-05 | 01:00 | 0.5331 | 0.42124 | 0.5331 | 0.5704 | 0.6164 | 0.57075 | 0.49988 | 0.40567 | 0.46078 | 0.4767 | 0.65562 | 0.56134 | 0.4693
8138 | 2004-12-05 | 02:00 | 0.51197 | 0.40567 | 0.51197 | 0.5331 | 0.57075 | 0.53142 | 0.47168 | 0.39514 | 0.45297 | 0.46078 | 0.70031 | 0.57415 | 0.49028
8139 | 2004-12-05 | 03:00 | 0.49953 | 0.39514 | 0.49953 | 0.51197 | 0.53142 | 0.50311 | 0.45621 | 0.39035 | 0.44864 | 0.45297 | 0.73717 | 0.59422 | 0.5265
8140 | 2004-12-05 | 04:00 | 0.49462 | 0.39035 | 0.49462 | 0.49953 | 0.50311 | 0.48511 | 0.45053 | 0.39012 | 0.44839 | 0.44864 | 0.7509 | 0.60583 | 0.55411
8141 | 2004-12-05 | 05:00 | 0.49724 | 0.39012 | 0.49724 | 0.49462 | 0.48511 | 0.47536 | 0.45111 | 0.39753 | 0.45568 | 0.44839 | 0.74452 | 0.6072 | 0.56993
8142 | 2004-12-05 | 06:00 | 0.50916 | 0.39753 | 0.50916 | 0.49724 | 0.47536 | 0.47269 | 0.46343 | 0.41349 | 0.46928 | 0.45568 | 0.73331 | 0.60007 | 0.57678
8143 | 2004-12-05 | 07:00 | 0.52905 | 0.41349 | 0.52905 | 0.50916 | 0.47269 | 0.48025 | 0.48686 | 0.43075 | 0.48842 | 0.46928 | 0.72392 | 0.5929 | 0.57617
8144 | 2004-12-05 | 08:00 | 0.54701 | 0.43075 | 0.54701 | 0.52905 | 0.48025 | 0.4959 | 0.51344 | 0.45292 | 0.50784 | 0.48842 | 0.71718 | 0.58321 | 0.5733
8145 | 2004-12-05 | 09:00 | 0.57222 | 0.45292 | 0.57222 | 0.54701 | 0.4959 | 0.51236 | 0.55532 | 0.47062 | 0.52194 | 0.50784 | 0.7174 | 0.57968 | 0.57053
8146 | 2004-12-05 | 10:00 | 0.58028 | 0.47062 | 0.58028 | 0.57222 | 0.51236 | 0.54525 | 0.58273 | 0.47847 | 0.52616 | 0.52194 | 0.7344 | 0.58262 | 0.57385
8147 | 2004-12-05 | 11:00 | 0.57749 | 0.47847 | 0.57749 | 0.58028 | 0.54525 | 0.57398 | 0.59288 | 0.48135 | 0.52699 | 0.52616 | 0.79583 | 0.62012 | 0.60938
8148 | 2004-12-05 | 12:00 | 0.56953 | 0.48135 | 0.56953 | 0.57749 | 0.57398 | 0.59012 | 0.59558 | 0.48347 | 0.52753 | 0.52699 | 0.8386 | 0.68814 | 0.67863
8149 | 2004-12-05 | 13:00 | 0.56323 | 0.48347 | 0.56323 | 0.56953 | 0.59012 | 0.59642 | 0.59512 | 0.48282 | 0.52567 | 0.52753 | 0.83536 | 0.70386 | 0.68995
8150 | 2004-12-05 | 14:00 | 0.55523 | 0.48282 | 0.55523 | 0.56323 | 0.59642 | 0.59828 | 0.5887 | 0.47828 | 0.52201 | 0.52567 | 0.82279 | 0.69694 | 0.68214
8151 | 2004-12-05 | 15:00 | 0.54601 | 0.47828 | 0.54601 | 0.55523 | 0.59828 | 0.59642 | 0.58339 | 0.4754 | 0.51939 | 0.52201 | 0.797 | 0.68334 | 0.66396
8152 | 2004-12-05 | 16:00 | 0.548 | 0.4754 | 0.548 | 0.54601 | 0.59642 | 0.5929 | 0.59628 | 0.48106 | 0.52848 | 0.51939 | 0.752 | 0.65215 | 0.62608
8153 | 2004-12-05 | 17:00 | 0.58887 | 0.48106 | 0.58887 | 0.548 | 0.5929 | 0.59751 | 0.67109 | 0.51742 | 0.55746 | 0.52848 | 0.68626 | 0.60167 | 0.56824
8154 | 2004-12-05 | 18:00 | 0.66204 | 0.51742 | 0.66204 | 0.58887 | 0.59751 | 0.64281 | 0.73337 | 0.54718 | 0.57825 | 0.55746 | 0.63326 | 0.55791 | 0.51109
8155 | 2004-12-05 | 19:00 | 0.67572 | 0.54718 | 0.67572 | 0.66204 | 0.64281 | 0.71044 | 0.73661 | 0.54814 | 0.5741 | 0.57825 | 0.59781 | 0.53285 | 0.47363
8156 | 2004-12-05 | 20:00 | 0.6772 | 0.54814 | 0.6772 | 0.67572 | 0.71044 | 0.71593 | 0.72408 | 0.54253 | 0.56815 | 0.5741 | 0.58522 | 0.52182 | 0.45601
8157 | 2004-12-05 | 21:00 | 0.67217 | 0.54253 | 0.67217 | 0.6772 | 0.71593 | 0.70865 | 0.70057 | 0.52208 | 0.55161 | 0.56815 | 0.5885 | 0.51823 | 0.44706
8158 | 2004-12-05 | 22:00 | 0.64723 | 0.52208 | 0.64723 | 0.67217 | 0.70865 | 0.6917 | 0.65782 | 0.48704 | 0.52191 | 0.55161 | 0.59978 | 0.52224 | 0.44674
8159 | 2004-12-05 | 23:00 | 0.60452 | 0.48704 | 0.60452 | 0.64723 | 0.6917 | 0.66145 | 0.59371 | 0.44169 | 0.48432 | 0.52191 | 0.63145 | 0.54147 | 0.46296
8160 | 2004-12-06 | 00:00 | 0.55888 | 0.44169 | 0.55888 | 0.60452 | 0.66145 | 0.61432 | 0.53744 | 0.41252 | 0.45836 | 0.48432 | 0.70483 | 0.58473 | 0.50541
8161 | 2004-12-06 | 01:00 | 0.52406 | 0.41252 | 0.52406 | 0.55888 | 0.61432 | 0.56396 | 0.50286 | 0.39751 | 0.44238 | 0.45836 | 0.80374 | 0.64882 | 0.58232
8162 | 2004-12-06 | 02:00 | 0.50838 | 0.39751 | 0.50838 | 0.52406 | 0.56396 | 0.52576 | 0.48731 | 0.39101 | 0.43744 | 0.44238 | 0.84818 | 0.67029 | 0.63487
8163 | 2004-12-06 | 03:00 | 0.5039 | 0.39101 | 0.5039 | 0.50838 | 0.52576 | 0.50466 | 0.4837 | 0.38898 | 0.43697 | 0.43744 | 0.8389 | 0.65851 | 0.65924
8164 | 2004-12-06 | 04:00 | 0.50461 | 0.38898 | 0.50461 | 0.5039 | 0.50466 | 0.49523 | 0.48611 | 0.39919 | 0.4447 | 0.43697 | 0.82431 | 0.65208 | 0.67191
8165 | 2004-12-06 | 05:00 | 0.52143 | 0.39919 | 0.52143 | 0.50461 | 0.49523 | 0.49369 | 0.50489 | 0.43266 | 0.47103 | 0.4447 | 0.80653 | 0.64844 | 0.67581
8166 | 2004-12-06 | 06:00 | 0.56381 | 0.43266 | 0.56381 | 0.52143 | 0.49369 | 0.50234 | 0.55801 | 0.49586 | 0.52292 | 0.47103 | 0.79293 | 0.639 | 0.67336
8167 | 2004-12-06 | 07:00 | 0.64685 | 0.49586 | 0.64685 | 0.56381 | 0.50234 | 0.54025 | 0.65998 | 0.52633 | 0.56666 | 0.52292 | 0.78266 | 0.62892 | 0.6668
8168 | 2004-12-06 | 08:00 | 0.68946 | 0.52633 | 0.68946 | 0.64685 | 0.54025 | 0.61777 | 0.72164 | 0.5237 | 0.57609 | 0.56666 | 0.77563 | 0.62269 | 0.66265
8169 | 2004-12-06 | 09:00 | 0.69407 | 0.5237 | 0.69407 | 0.68946 | 0.61777 | 0.67615 | 0.73615 | 0.53167 | 0.57887 | 0.57609 | 0.77523 | 0.61569 | 0.65925
8170 | 2004-12-06 | 10:00 | 0.6975 | 0.53167 | 0.6975 | 0.69407 | 0.67615 | 0.70288 | 0.74432 | 0.53906 | 0.58142 | 0.57887 | 0.78971 | 0.61455 | 0.65896
8171 | 2004-12-06 | 11:00 | 0.69919 | 0.53906 | 0.69919 | 0.6975 | 0.70288 | 0.71779 | 0.74768 | 0.53909 | 0.5764 | 0.58142 | 0.84683 | 0.64296 | 0.68547
8172 | 2004-12-06 | 12:00 | 0.69922 | 0.53909 | 0.69922 | 0.69919 | 0.71779 | 0.72855 | 0.7466 | 0.53988 | 0.57222 | 0.5764 | 0.88454 | 0.7124 | 0.75181
8173 | 2004-12-06 | 13:00 | 0.69518 | 0.53988 | 0.69518 | 0.69922 | 0.72855 | 0.73432 | 0.74254 | 0.53747 | 0.56936 | 0.57222 | 0.88137 | 0.73514 | 0.75688
8174 | 2004-12-06 | 14:00 | 0.69474 | 0.53747 | 0.69474 | 0.69518 | 0.73432 | 0.7365 | 0.74395 | 0.53432 | 0.56568 | 0.56936 | 0.86141 | 0.7278 | 0.74254
8175 | 2004-12-06 | 15:00 | 0.69088 | 0.53432 | 0.69088 | 0.69474 | 0.7365 | 0.73963 | 0.74386 | 0.5322 | 0.56578 | 0.56568 | 0.8328 | 0.71457 | 0.71882
8176 | 2004-12-06 | 16:00 | 0.69322 | 0.5322 | 0.69322 | 0.69088 | 0.73963 | 0.74027 | 0.75896 | 0.5423 | 0.57467 | 0.56578 | 0.7792 | 0.68369 | 0.67458
8177 | 2004-12-06 | 17:00 | 0.72879 | 0.5423 | 0.72879 | 0.69322 | 0.74027 | 0.75321 | 0.82091 | 0.57233 | 0.60412 | 0.57467 | 0.70941 | 0.62625 | 0.60709
8178 | 2004-12-06 | 18:00 | 0.76848 | 0.57233 | 0.76848 | 0.72879 | 0.75321 | 0.79911 | 0.85918 | 0.59675 | 0.62048 | 0.60412 | 0.64809 | 0.57524 | 0.53882
8179 | 2004-12-06 | 19:00 | 0.76607 | 0.59675 | 0.76607 | 0.76848 | 0.79911 | 0.82767 | 0.85221 | 0.59119 | 0.61782 | 0.62048 | 0.61554 | 0.54894 | 0.49561
8180 | 2004-12-06 | 20:00 | 0.7516 | 0.59119 | 0.7516 | 0.76607 | 0.82767 | 0.81441 | 0.83144 | 0.57955 | 0.60798 | 0.61782 | 0.59858 | 0.53609 | 0.47298
8181 | 2004-12-06 | 21:00 | 0.73424 | 0.57955 | 0.73424 | 0.7516 | 0.81441 | 0.79397 | 0.79408 | 0.55659 | 0.58889 | 0.60798 | 0.59472 | 0.53081 | 0.4603
8182 | 2004-12-06 | 22:00 | 0.69859 | 0.55659 | 0.69859 | 0.73424 | 0.79397 | 0.76485 | 0.73768 | 0.51211 | 0.55169 | 0.58889 | 0.59991 | 0.53362 | 0.45581
8183 | 2004-12-06 | 23:00 | 0.64048 | 0.51211 | 0.64048 | 0.69859 | 0.76485 | 0.72338 | 0.65915 | 0.46104 | 0.50828 | 0.55169 | 0.62794 | 0.54882 | 0.46596
8184 | 2004-12-07 | 00:00 | 0.57665 | 0.46104 | 0.57665 | 0.64048 | 0.72338 | 0.65937 | 0.58472 | 0.42549 | 0.48038 | 0.50828 | 0.69488 | 0.59136 | 0.50538
8185 | 2004-12-07 | 01:00 | 0.537 | 0.42549 | 0.537 | 0.57665 | 0.65937 | 0.59382 | 0.5406 | 0.40863 | 0.46389 | 0.48038 | 0.78928 | 0.65704 | 0.5794
8186 | 2004-12-07 | 02:00 | 0.51575 | 0.40863 | 0.51575 | 0.537 | 0.59382 | 0.54743 | 0.51833 | 0.40195 | 0.45547 | 0.46389 | 0.83142 | 0.67577 | 0.63012
8187 | 2004-12-07 | 03:00 | 0.50535 | 0.40195 | 0.50535 | 0.51575 | 0.54743 | 0.52119 | 0.50813 | 0.40112 | 0.45542 | 0.45547 | 0.8175 | 0.6612 | 0.65282
8188 | 2004-12-07 | 04:00 | 0.50361 | 0.40112 | 0.50361 | 0.50535 | 0.52119 | 0.50663 | 0.50564 | 0.41207 | 0.46359 | 0.45542 | 0.80158 | 0.65098 | 0.66311
8189 | 2004-12-07 | 05:00 | 0.51598 | 0.41207 | 0.51598 | 0.50361 | 0.50663 | 0.50128 | 0.51829 | 0.44954 | 0.48922 | 0.46359 | 0.78865 | 0.64055 | 0.67178
8190 | 2004-12-07 | 06:00 | 0.5554 | 0.44954 | 0.5554 | 0.51598 | 0.50128 | 0.50768 | 0.56734 | 0.52075 | 0.5434 | 0.48922 | 0.77747 | 0.62809 | 0.67037
8191 | 2004-12-07 | 07:00 | 0.63516 | 0.52075 | 0.63516 | 0.5554 | 0.50768 | 0.54254 | 0.66043 | 0.54235 | 0.58518 | 0.5434 | 0.77135 | 0.61751 | 0.66508
8192 | 2004-12-07 | 08:00 | 0.68525 | 0.54235 | 0.68525 | 0.63516 | 0.54254 | 0.61808 | 0.72483 | 0.52855 | 0.58869 | 0.58518 | 0.76557 | 0.61141 | 0.66224
8193 | 2004-12-07 | 09:00 | 0.69075 | 0.52855 | 0.69075 | 0.68525 | 0.61808 | 0.68034 | 0.74092 | 0.52612 | 0.58443 | 0.58869 | 0.76304 | 0.60555 | 0.6598
8194 | 2004-12-07 | 10:00 | 0.69454 | 0.52612 | 0.69454 | 0.69075 | 0.68034 | 0.70791 | 0.74921 | 0.52093 | 0.57946 | 0.58443 | 0.78053 | 0.60837 | 0.65821
8195 | 2004-12-07 | 11:00 | 0.69695 | 0.52093 | 0.69695 | 0.69454 | 0.70791 | 0.72448 | 0.7534 | 0.5161 | 0.57166 | 0.57946 | 0.83584 | 0.64105 | 0.69001
8196 | 2004-12-07 | 12:00 | 0.69523 | 0.5161 | 0.69523 | 0.69695 | 0.72448 | 0.73112 | 0.75348 | 0.51214 | 0.562 | 0.57166 | 0.86985 | 0.70635 | 0.75081
8197 | 2004-12-07 | 13:00 | 0.69262 | 0.51214 | 0.69262 | 0.69523 | 0.73112 | 0.73109 | 0.74905 | 0.51161 | 0.55445 | 0.562 | 0.86604 | 0.72336 | 0.75105
8198 | 2004-12-07 | 14:00 | 0.6882 | 0.51161 | 0.6882 | 0.69262 | 0.73109 | 0.7313 | 0.74726 | 0.51076 | 0.5486 | 0.55445 | 0.8481 | 0.71786 | 0.73399
8199 | 2004-12-07 | 15:00 | 0.68336 | 0.51076 | 0.68336 | 0.6882 | 0.7313 | 0.73144 | 0.74664 | 0.51028 | 0.54412 | 0.5486 | 0.81718 | 0.70468 | 0.7117
8200 | 2004-12-07 | 16:00 | 0.68648 | 0.51028 | 0.68648 | 0.68336 | 0.73144 | 0.72982 | 0.76099 | 0.51086 | 0.54551 | 0.54412 | 0.76514 | 0.67283 | 0.67231
8201 | 2004-12-07 | 17:00 | 0.71371 | 0.51086 | 0.71371 | 0.68648 | 0.72982 | 0.73724 | 0.81664 | 0.53276 | 0.58062 | 0.54551 | 0.69493 | 0.61689 | 0.60817
8202 | 2004-12-07 | 18:00 | 0.75074 | 0.53276 | 0.75074 | 0.71371 | 0.73724 | 0.77403 | 0.84102 | 0.56971 | 0.60919 | 0.58062 | 0.63835 | 0.56715 | 0.54302
8203 | 2004-12-07 | 19:00 | 0.74613 | 0.56971 | 0.74613 | 0.75074 | 0.77403 | 0.80516 | 0.82974 | 0.56441 | 0.6103 | 0.60919 | 0.60103 | 0.53988 | 0.49269
8204 | 2004-12-07 | 20:00 | 0.73149 | 0.56441 | 0.73149 | 0.74613 | 0.80516 | 0.79246 | 0.8027 | 0.56017 | 0.6069 | 0.6103 | 0.58669 | 0.52478 | 0.46948
8205 | 2004-12-07 | 21:00 | 0.71149 | 0.56017 | 0.71149 | 0.73149 | 0.79246 | 0.77185 | 0.7641 | 0.53855 | 0.59355 | 0.6069 | 0.58155 | 0.51965 | 0.45696
8206 | 2004-12-07 | 22:00 | 0.67814 | 0.53855 | 0.67814 | 0.71149 | 0.77185 | 0.74343 | 0.70517 | 0.49892 | 0.56166 | 0.59355 | 0.58235 | 0.52067 | 0.45427
8207 | 2004-12-07 | 23:00 | 0.61834 | 0.49892 | 0.61834 | 0.67814 | 0.74343 | 0.70017 | 0.62838 | 0.45558 | 0.52083 | 0.56166 | 0.60577 | 0.53442 | 0.46479
8208 | 2004-12-08 | 00:00 | 0.55659 | 0.45558 | 0.55659 | 0.61834 | 0.70017 | 0.63905 | 0.55693 | 0.42945 | 0.49674 | 0.52083 | 0.67037 | 0.57833 | 0.50405
8209 | 2004-12-08 | 01:00 | 0.51235 | 0.42945 | 0.51235 | 0.55659 | 0.63905 | 0.57525 | 0.51041 | 0.41859 | 0.48255 | 0.49674 | 0.76126 | 0.64242 | 0.57778
8210 | 2004-12-08 | 02:00 | 0.4891 | 0.41859 | 0.4891 | 0.51235 | 0.57525 | 0.52763 | 0.48673 | 0.41443 | 0.47737 | 0.48255 | 0.80281 | 0.66055 | 0.63025
8211 | 2004-12-08 | 03:00 | 0.48004 | 0.41443 | 0.48004 | 0.4891 | 0.52763 | 0.49991 | 0.47636 | 0.41636 | 0.47654 | 0.47737 | 0.79149 | 0.64635 | 0.6527
8212 | 2004-12-08 | 04:00 | 0.47915 | 0.41636 | 0.47915 | 0.48004 | 0.49991 | 0.4863 | 0.47342 | 0.43018 | 0.48479 | 0.47654 | 0.77667 | 0.63611 | 0.66667
8213 | 2004-12-08 | 05:00 | 0.4891 | 0.43018 | 0.4891 | 0.47915 | 0.4863 | 0.47979 | 0.48536 | 0.46886 | 0.50854 | 0.48479 | 0.7632 | 0.62431 | 0.67284
8214 | 2004-12-08 | 06:00 | 0.53078 | 0.46886 | 0.53078 | 0.4891 | 0.47979 | 0.48651 | 0.53367 | 0.53833 | 0.56066 | 0.50854 | 0.75085 | 0.61355 | 0.67251
8215 | 2004-12-08 | 07:00 | 0.61038 | 0.53833 | 0.61038 | 0.53078 | 0.48651 | 0.52021 | 0.6312 | 0.55746 | 0.59917 | 0.56066 | 0.74422 | 0.60406 | 0.66834
8216 | 2004-12-08 | 08:00 | 0.6484 | 0.55746 | 0.6484 | 0.61038 | 0.52021 | 0.59642 | 0.68705 | 0.54548 | 0.60023 | 0.59917 | 0.74034 | 0.59853 | 0.6696
8217 | 2004-12-08 | 09:00 | 0.64549 | 0.54548 | 0.64549 | 0.6484 | 0.59642 | 0.65181 | 0.69365 | 0.53979 | 0.59577 | 0.60023 | 0.7344 | 0.59425 | 0.66687
8218 | 2004-12-08 | 10:00 | 0.64454 | 0.53979 | 0.64454 | 0.64549 | 0.65181 | 0.67239 | 0.69162 | 0.53367 | 0.58835 | 0.59577 | 0.7467 | 0.59719 | 0.66638
8219 | 2004-12-08 | 11:00 | 0.64442 | 0.53367 | 0.64442 | 0.64454 | 0.67239 | 0.6847 | 0.68759 | 0.52609 | 0.57766 | 0.58835 | 0.80134 | 0.62725 | 0.69034
8220 | 2004-12-08 | 12:00 | 0.63986 | 0.52609 | 0.63986 | 0.64442 | 0.6847 | 0.69134 | 0.68345 | 0.51894 | 0.56589 | 0.57766 | 0.84103 | 0.68907 | 0.74592
8221 | 2004-12-08 | 13:00 | 0.63412 | 0.51894 | 0.63412 | 0.63986 | 0.69134 | 0.69064 | 0.67706 | 0.51636 | 0.55852 | 0.56589 | 0.83655 | 0.70927 | 0.74616
8222 | 2004-12-08 | 14:00 | 0.63177 | 0.51636 | 0.63177 | 0.63412 | 0.69064 | 0.6879 | 0.67287 | 0.51371 | 0.55347 | 0.55852 | 0.81989 | 0.70182 | 0.72639
8223 | 2004-12-08 | 15:00 | 0.6264 | 0.51371 | 0.6264 | 0.63177 | 0.6879 | 0.68537 | 0.66835 | 0.51165 | 0.54922 | 0.55347 | 0.79378 | 0.69006 | 0.70233
8224 | 2004-12-08 | 16:00 | 0.62657 | 0.51165 | 0.62657 | 0.6264 | 0.68537 | 0.68315 | 0.67524 | 0.51779 | 0.55602 | 0.54922 | 0.74683 | 0.65778 | 0.66111
8225 | 2004-12-08 | 17:00 | 0.65781 | 0.51779 | 0.65781 | 0.62657 | 0.68315 | 0.68783 | 0.73669 | 0.55108 | 0.58825 | 0.55602 | 0.67734 | 0.60264 | 0.59567
8226 | 2004-12-08 | 18:00 | 0.72194 | 0.55108 | 0.72194 | 0.65781 | 0.68783 | 0.72908 | 0.79201 | 0.58154 | 0.61404 | 0.58825 | 0.61812 | 0.55275 | 0.53054
8227 | 2004-12-08 | 19:00 | 0.7269 | 0.58154 | 0.7269 | 0.72194 | 0.72908 | 0.77987 | 0.78749 | 0.57767 | 0.61365 | 0.61404 | 0.58344 | 0.52687 | 0.48495
8228 | 2004-12-08 | 20:00 | 0.72047 | 0.57767 | 0.72047 | 0.7269 | 0.77987 | 0.7728 | 0.76825 | 0.57004 | 0.60566 | 0.61365 | 0.56848 | 0.51333 | 0.46381
8229 | 2004-12-08 | 21:00 | 0.70823 | 0.57004 | 0.70823 | 0.72047 | 0.7728 | 0.75479 | 0.73893 | 0.54903 | 0.59031 | 0.60566 | 0.56263 | 0.50999 | 0.45119
8230 | 2004-12-08 | 22:00 | 0.67941 | 0.54903 | 0.67941 | 0.70823 | 0.75479 | 0.73161 | 0.69025 | 0.50641 | 0.55406 | 0.59031 | 0.56683 | 0.51163 | 0.44679
8231 | 2004-12-08 | 23:00 | 0.62772 | 0.50641 | 0.62772 | 0.67941 | 0.73161 | 0.69609 | 0.61793 | 0.45828 | 0.51039 | 0.55406 | 0.59427 | 0.52687 | 0.45781
8232 | 2004-12-09 | 00:00 | 0.56812 | 0.45828 | 0.56812 | 0.62772 | 0.69609 | 0.63796 | 0.54557 | 0.42952 | 0.48239 | 0.51039 | 0.66052 | 0.572 | 0.49763
8233 | 2004-12-09 | 01:00 | 0.53059 | 0.42952 | 0.53059 | 0.56812 | 0.63796 | 0.57243 | 0.50025 | 0.41672 | 0.46985 | 0.48239 | 0.75421 | 0.63806 | 0.57148
8234 | 2004-12-09 | 02:00 | 0.51142 | 0.41672 | 0.51142 | 0.53059 | 0.57243 | 0.52569 | 0.4796 | 0.41081 | 0.46176 | 0.46985 | 0.79966 | 0.65684 | 0.61998
8235 | 2004-12-09 | 03:00 | 0.50649 | 0.41081 | 0.50649 | 0.51142 | 0.52569 | 0.50062 | 0.47093 | 0.41132 | 0.46158 | 0.46176 | 0.78535 | 0.64232 | 0.64704
8236 | 2004-12-09 | 04:00 | 0.50756 | 0.41132 | 0.50756 | 0.50649 | 0.50062 | 0.48788 | 0.47077 | 0.42252 | 0.46997 | 0.46158 | 0.7661 | 0.62999 | 0.6636
8237 | 2004-12-09 | 05:00 | 0.52133 | 0.42252 | 0.52133 | 0.50756 | 0.48788 | 0.48437 | 0.48586 | 0.46261 | 0.49427 | 0.46997 | 0.75242 | 0.62182 | 0.67166
8238 | 2004-12-09 | 06:00 | 0.56771 | 0.46261 | 0.56771 | 0.52133 | 0.48437 | 0.49235 | 0.53794 | 0.53268 | 0.54708 | 0.49427 | 0.74148 | 0.60984 | 0.67403
8239 | 2004-12-09 | 07:00 | 0.64892 | 0.53268 | 0.64892 | 0.56771 | 0.49235 | 0.52822 | 0.63949 | 0.55067 | 0.58652 | 0.54708 | 0.73382 | 0.60125 | 0.66833
8240 | 2004-12-09 | 08:00 | 0.68692 | 0.55067 | 0.68692 | 0.64892 | 0.52822 | 0.60476 | 0.6958 | 0.53344 | 0.58706 | 0.58652 | 0.72975 | 0.59544 | 0.66441
8241 | 2004-12-09 | 09:00 | 0.69049 | 0.53344 | 0.69049 | 0.68692 | 0.60476 | 0.66279 | 0.70605 | 0.52733 | 0.58047 | 0.58706 | 0.72921 | 0.58932 | 0.66149
8242 | 2004-12-09 | 10:00 | 0.68157 | 0.52733 | 0.68157 | 0.69049 | 0.66279 | 0.68586 | 0.70555 | 0.52452 | 0.57413 | 0.58047 | 0.74657 | 0.58767 | 0.65668
8243 | 2004-12-09 | 11:00 | 0.67622 | 0.52452 | 0.67622 | 0.68157 | 0.68586 | 0.69739 | 0.70128 | 0.52469 | 0.56599 | 0.57413 | 0.79668 | 0.61295 | 0.67125
8244 | 2004-12-09 | 12:00 | 0.67127 | 0.52469 | 0.67127 | 0.67622 | 0.69739 | 0.69961 | 0.69622 | 0.52227 | 0.56009 | 0.56599 | 0.83038 | 0.67995 | 0.73436
8245 | 2004-12-09 | 13:00 | 0.66731 | 0.52227 | 0.66731 | 0.67127 | 0.69961 | 0.69683 | 0.68925 | 0.52609 | 0.54893 | 0.56009 | 0.82303 | 0.70012 | 0.73673
8246 | 2004-12-09 | 14:00 | 0.6714 | 0.52609 | 0.6714 | 0.66731 | 0.69683 | 0.69331 | 0.68743 | 0.52611 | 0.5453 | 0.54893 | 0.80307 | 0.69405 | 0.721
8247 | 2004-12-09 | 15:00 | 0.67185 | 0.52611 | 0.67185 | 0.6714 | 0.69331 | 0.69314 | 0.68506 | 0.52781 | 0.53994 | 0.5453 | 0.77683 | 0.68249 | 0.69827
8248 | 2004-12-09 | 16:00 | 0.68275 | 0.52781 | 0.68275 | 0.67185 | 0.69314 | 0.6944 | 0.70003 | 0.52652 | 0.54152 | 0.53994 | 0.72706 | 0.65465 | 0.65916
8249 | 2004-12-09 | 17:00 | 0.72291 | 0.52652 | 0.72291 | 0.68275 | 0.6944 | 0.70745 | 0.76522 | 0.54561 | 0.57351 | 0.54152 | 0.66321 | 0.60319 | 0.59719
8250 | 2004-12-09 | 18:00 | 0.76084 | 0.54561 | 0.76084 | 0.72291 | 0.70745 | 0.75307 | 0.80187 | 0.57596 | 0.5994 | 0.57351 | 0.60364 | 0.55268 | 0.53138
8251 | 2004-12-09 | 19:00 | 0.75559 | 0.57596 | 0.75559 | 0.76084 | 0.75307 | 0.78961 | 0.79607 | 0.56758 | 0.6001 | 0.5994 | 0.56649 | 0.52092 | 0.48476
8252 | 2004-12-09 | 20:00 | 0.74364 | 0.56758 | 0.74364 | 0.75559 | 0.78961 | 0.78166 | 0.77716 | 0.55944 | 0.59446 | 0.6001 | 0.54687 | 0.50971 | 0.4598
8253 | 2004-12-09 | 21:00 | 0.7239 | 0.55944 | 0.7239 | 0.74364 | 0.78166 | 0.76619 | 0.7466 | 0.54008 | 0.58106 | 0.59446 | 0.53819 | 0.50862 | 0.45135
8254 | 2004-12-09 | 22:00 | 0.68708 | 0.54008 | 0.68708 | 0.7239 | 0.76619 | 0.74132 | 0.69858 | 0.49931 | 0.54705 | 0.58106 | 0.53732 | 0.51171 | 0.448
8255 | 2004-12-09 | 23:00 | 0.63399 | 0.49931 | 0.63399 | 0.68708 | 0.74132 | 0.70365 | 0.6244 | 0.45299 | 0.50444 | 0.54705 | 0.55571 | 0.52667 | 0.45591
8256 | 2004-12-10 | 00:00 | 0.56973 | 0.45299 | 0.56973 | 0.63399 | 0.70365 | 0.64685 | 0.5542 | 0.42334 | 0.47711 | 0.50444 | 0.61541 | 0.56887 | 0.50421
8257 | 2004-12-10 | 01:00 | 0.52646 | 0.42334 | 0.52646 | 0.56973 | 0.64685 | 0.58151 | 0.50692 | 0.40883 | 0.46482 | 0.47711 | 0.70111 | 0.63457 | 0.56171
8258 | 2004-12-10 | 02:00 | 0.50505 | 0.40883 | 0.50505 | 0.52646 | 0.58151 | 0.53086 | 0.48333 | 0.40253 | 0.45823 | 0.46482 | 0.74481 | 0.65288 | 0.61709
8259 | 2004-12-10 | 03:00 | 0.49405 | 0.40253 | 0.49405 | 0.50505 | 0.53086 | 0.50311 | 0.47255 | 0.40535 | 0.45921 | 0.45823 | 0.73568 | 0.6391 | 0.6423
8260 | 2004-12-10 | 04:00 | 0.49146 | 0.40535 | 0.49146 | 0.49405 | 0.50311 | 0.48831 | 0.46948 | 0.41815 | 0.46791 | 0.45921 | 0.72386 | 0.62757 | 0.65941
8261 | 2004-12-10 | 05:00 | 0.50055 | 0.41815 | 0.50055 | 0.49146 | 0.48831 | 0.48296 | 0.48175 | 0.45705 | 0.49442 | 0.46791 | 0.71495 | 0.61816 | 0.66867
8262 | 2004-12-10 | 06:00 | 0.54036 | 0.45705 | 0.54036 | 0.50055 | 0.48296 | 0.48806 | 0.52853 | 0.52508 | 0.54927 | 0.49442 | 0.70305 | 0.60645 | 0.67245
8263 | 2004-12-10 | 07:00 | 0.61659 | 0.52508 | 0.61659 | 0.54036 | 0.48806 | 0.5221 | 0.62477 | 0.54567 | 0.5924 | 0.54927 | 0.69397 | 0.59527 | 0.6709
8264 | 2004-12-10 | 08:00 | 0.66615 | 0.54567 | 0.66615 | 0.61659 | 0.5221 | 0.5974 | 0.69215 | 0.53363 | 0.59417 | 0.5924 | 0.68889 | 0.58934 | 0.66067
8265 | 2004-12-10 | 09:00 | 0.67715 | 0.53363 | 0.67715 | 0.66615 | 0.5974 | 0.66497 | 0.71139 | 0.53044 | 0.59057 | 0.59417 | 0.68375 | 0.58262 | 0.66303
8266 | 2004-12-10 | 10:00 | 0.68269 | 0.53044 | 0.68269 | 0.67715 | 0.66497 | 0.69416 | 0.7199 | 0.5265 | 0.58704 | 0.59057 | 0.69334 | 0.57796 | 0.65546
8267 | 2004-12-10 | 11:00 | 0.68204 | 0.5265 | 0.68204 | 0.68269 | 0.69416 | 0.71157 | 0.7233 | 0.52068 | 0.58062 | 0.58704 | 0.73997 | 0.59664 | 0.66425
8268 | 2004-12-10 | 12:00 | 0.6798 | 0.52068 | 0.6798 | 0.68204 | 0.71157 | 0.72113 | 0.72193 | 0.51361 | 0.57148 | 0.58062 | 0.76568 | 0.65514 | 0.72089
8269 | 2004-12-10 | 13:00 | 0.67271 | 0.51361 | 0.67271 | 0.6798 | 0.72113 | 0.72198 | 0.71699 | 0.51184 | 0.56699 | 0.57148 | 0.75218 | 0.66797 | 0.714
8270 | 2004-12-10 | 14:00 | 0.66786 | 0.51184 | 0.66786 | 0.67271 | 0.72198 | 0.71825 | 0.715 | 0.50697 | 0.56073 | 0.56699 | 0.73164 | 0.65616 | 0.68693
8271 | 2004-12-10 | 15:00 | 0.66426 | 0.50697 | 0.66426 | 0.66786 | 0.71825 | 0.71593 | 0.71276 | 0.50216 | 0.55692 | 0.56073 | 0.71295 | 0.64142 | 0.6619
8272 | 2004-12-10 | 16:00 | 0.66866 | 0.50216 | 0.66866 | 0.66426 | 0.71593 | 0.71304 | 0.7211 | 0.5031 | 0.55885 | 0.55692 | 0.6792 | 0.61895 | 0.6301
8273 | 2004-12-10 | 17:00 | 0.69614 | 0.5031 | 0.69614 | 0.66866 | 0.71304 | 0.71853 | 0.76758 | 0.52701 | 0.58799 | 0.55885 | 0.63068 | 0.57943 | 0.58079
8274 | 2004-12-10 | 18:00 | 0.72799 | 0.52701 | 0.72799 | 0.69614 | 0.71853 | 0.75687 | 0.79213 | 0.55906 | 0.60705 | 0.58799 | 0.5823 | 0.53753 | 0.52474
8275 | 2004-12-10 | 19:00 | 0.7184 | 0.55906 | 0.7184 | 0.72799 | 0.75687 | 0.78145 | 0.77509 | 0.55149 | 0.60504 | 0.60705 | 0.54793 | 0.51049 | 0.47745
8276 | 2004-12-10 | 20:00 | 0.69964 | 0.55149 | 0.69964 | 0.7184 | 0.78145 | 0.76548 | 0.74648 | 0.54485 | 0.59871 | 0.60504 | 0.52624 | 0.49669 | 0.45067
8277 | 2004-12-10 | 21:00 | 0.68133 | 0.54485 | 0.68133 | 0.69964 | 0.76548 | 0.7422 | 0.71625 | 0.53385 | 0.5857 | 0.59871 | 0.5169 | 0.49096 | 0.43511
8278 | 2004-12-10 | 22:00 | 0.6581 | 0.53385 | 0.6581 | 0.68133 | 0.7422 | 0.71755 | 0.67623 | 0.5076 | 0.56246 | 0.5857 | 0.51475 | 0.48956 | 0.42755
8279 | 2004-12-10 | 23:00 | 0.60975 | 0.5076 | 0.60975 | 0.6581 | 0.71755 | 0.68508 | 0.61814 | 0.47412 | 0.52959 | 0.56246 | 0.5252 | 0.49681 | 0.42897
8280 | 2004-12-11 | 00:00 | 0.55744 | 0.47412 | 0.55744 | 0.60975 | 0.68508 | 0.63926 | 0.55333 | 0.44845 | 0.50408 | 0.52959 | 0.55153 | 0.51494 | 0.44557
8281 | 2004-12-11 | 01:00 | 0.51185 | 0.44845 | 0.51185 | 0.55744 | 0.63926 | 0.58098 | 0.50236 | 0.43484 | 0.48677 | 0.50408 | 0.59241 | 0.54451 | 0.47122
8282 | 2004-12-11 | 02:00 | 0.48823 | 0.43484 | 0.48823 | 0.51185 | 0.58098 | 0.53199 | 0.47305 | 0.43054 | 0.4792 | 0.48677 | 0.63944 | 0.56331 | 0.497
8283 | 2004-12-11 | 03:00 | 0.47456 | 0.43054 | 0.47456 | 0.48823 | 0.53199 | 0.5009 | 0.45746 | 0.43143 | 0.47871 | 0.4792 | 0.67593 | 0.57943 | 0.53576
8284 | 2004-12-11 | 04:00 | 0.46862 | 0.43143 | 0.46862 | 0.47456 | 0.5009 | 0.48352 | 0.45003 | 0.43954 | 0.48167 | 0.47871 | 0.69618 | 0.5854 | 0.56511
8285 | 2004-12-11 | 05:00 | 0.47048 | 0.43954 | 0.47048 | 0.46862 | 0.48352 | 0.47459 | 0.45219 | 0.45896 | 0.49522 | 0.48167 | 0.6923 | 0.58376 | 0.58072
8286 | 2004-12-11 | 06:00 | 0.48656 | 0.45896 | 0.48656 | 0.47048 | 0.47459 | 0.47431 | 0.46985 | 0.48881 | 0.51998 | 0.49522 | 0.67942 | 0.57534 | 0.58718
8287 | 2004-12-11 | 07:00 | 0.5149 | 0.48881 | 0.5149 | 0.48656 | 0.47431 | 0.4863 | 0.50771 | 0.51286 | 0.54577 | 0.51998 | 0.66334 | 0.56379 | 0.58617
8288 | 2004-12-11 | 08:00 | 0.54547 | 0.51286 | 0.54547 | 0.5149 | 0.4863 | 0.51321 | 0.5554 | 0.52628 | 0.5603 | 0.54577 | 0.65267 | 0.55611 | 0.58018
8289 | 2004-12-11 | 09:00 | 0.57881 | 0.52628 | 0.57881 | 0.54547 | 0.51321 | 0.54634 | 0.60794 | 0.52083 | 0.56537 | 0.5603 | 0.64987 | 0.54727 | 0.57429
8290 | 2004-12-11 | 10:00 | 0.60291 | 0.52083 | 0.60291 | 0.57881 | 0.54634 | 0.58685 | 0.64202 | 0.50871 | 0.55844 | 0.56537 | 0.66648 | 0.54677 | 0.57243
8291 | 2004-12-11 | 11:00 | 0.61256 | 0.50871 | 0.61256 | 0.60291 | 0.58685 | 0.61861 | 0.65591 | 0.49475 | 0.54517 | 0.55844 | 0.72764 | 0.57021 | 0.59064
8292 | 2004-12-11 | 12:00 | 0.61333 | 0.49475 | 0.61333 | 0.61256 | 0.61861 | 0.63891 | 0.65832 | 0.48111 | 0.52539 | 0.54517 | 0.76602 | 0.63255 | 0.65985
8293 | 2004-12-11 | 13:00 | 0.60656 | 0.48111 | 0.60656 | 0.61333 | 0.63891 | 0.64393 | 0.65061 | 0.46876 | 0.51091 | 0.52539 | 0.75926 | 0.6473 | 0.66724
8294 | 2004-12-11 | 14:00 | 0.5991 | 0.46876 | 0.5991 | 0.60656 | 0.64393 | 0.64102 | 0.63966 | 0.45916 | 0.49844 | 0.51091 | 0.74425 | 0.63808 | 0.64973
8295 | 2004-12-11 | 15:00 | 0.59268 | 0.45916 | 0.59268 | 0.5991 | 0.64102 | 0.63588 | 0.63331 | 0.45746 | 0.49339 | 0.49844 | 0.72679 | 0.62531 | 0.62638
8296 | 2004-12-11 | 16:00 | 0.595 | 0.45746 | 0.595 | 0.59268 | 0.63588 | 0.63265 | 0.64194 | 0.46202 | 0.50001 | 0.49339 | 0.69727 | 0.60692 | 0.60287
8297 | 2004-12-11 | 17:00 | 0.62969 | 0.46202 | 0.62969 | 0.595 | 0.63265 | 0.63848 | 0.69385 | 0.49122 | 0.53801 | 0.50001 | 0.65538 | 0.57228 | 0.55631
8298 | 2004-12-11 | 18:00 | 0.68011 | 0.49122 | 0.68011 | 0.62969 | 0.63848 | 0.67791 | 0.7262 | 0.5257 | 0.56555 | 0.53801 | 0.60947 | 0.53382 | 0.50633
8299 | 2004-12-11 | 19:00 | 0.68215 | 0.5257 | 0.68215 | 0.68011 | 0.67791 | 0.72022 | 0.71401 | 0.5222 | 0.56761 | 0.56555 | 0.5742 | 0.50366 | 0.4646
8300 | 2004-12-11 | 20:00 | 0.67246 | 0.5222 | 0.67246 | 0.68215 | 0.72022 | 0.71628 | 0.68938 | 0.5152 | 0.56274 | 0.56761 | 0.55674 | 0.48705 | 0.43964
8301 | 2004-12-11 | 21:00 | 0.66177 | 0.5152 | 0.66177 | 0.67246 | 0.71628 | 0.7013 | 0.66566 | 0.50576 | 0.55514 | 0.56274 | 0.55376 | 0.47903 | 0.42424
8302 | 2004-12-11 | 22:00 | 0.64611 | 0.50576 | 0.64611 | 0.66177 | 0.7013 | 0.68178 | 0.63559 | 0.48659 | 0.53438 | 0.55514 | 0.55571 | 0.47771 | 0.418
8303 | 2004-12-11 | 23:00 | 0.61612 | 0.48659 | 0.61612 | 0.64611 | 0.68178 | 0.65755 | 0.59056 | 0.45804 | 0.50238 | 0.53438 | 0.5692 | 0.48413 | 0.41759
8304 | 2004-12-12 | 00:00 | 0.57244 | 0.45804 | 0.57244 | 0.61612 | 0.65755 | 0.62308 | 0.53413 | 0.43535 | 0.47948 | 0.50238 | 0.59284 | 0.50007 | 0.42513
8305 | 2004-12-12 | 01:00 | 0.53348 | 0.43535 | 0.53348 | 0.57244 | 0.62308 | 0.57838 | 0.48565 | 0.41969 | 0.46459 | 0.47948 | 0.63369 | 0.52364 | 0.44525
8306 | 2004-12-12 | 02:00 | 0.50966 | 0.41969 | 0.50966 | 0.53348 | 0.57838 | 0.53522 | 0.45683 | 0.41206 | 0.45676 | 0.46459 | 0.67923 | 0.53634 | 0.46244
8307 | 2004-12-12 | 03:00 | 0.49753 | 0.41206 | 0.49753 | 0.50966 | 0.53522 | 0.50417 | 0.44224 | 0.41021 | 0.45467 | 0.45676 | 0.71359 | 0.55664 | 0.49704
8308 | 2004-12-12 | 04:00 | 0.49194 | 0.41021 | 0.49194 | 0.49753 | 0.50417 | 0.48525 | 0.43681 | 0.41409 | 0.45776 | 0.45467 | 0.72924 | 0.5667 | 0.52698
8309 | 2004-12-12 | 05:00 | 0.4937 | 0.41409 | 0.4937 | 0.49194 | 0.48525 | 0.47561 | 0.43867 | 0.42399 | 0.46539 | 0.45776 | 0.72514 | 0.5674 | 0.54388
8310 | 2004-12-12 | 06:00 | 0.50363 | 0.42399 | 0.50363 | 0.4937 | 0.47561 | 0.4742 | 0.4492 | 0.44285 | 0.48474 | 0.46539 | 0.7187 | 0.56359 | 0.54694
8311 | 2004-12-12 | 07:00 | 0.5234 | 0.44285 | 0.5234 | 0.50363 | 0.4742 | 0.48314 | 0.47956 | 0.4584 | 0.50182 | 0.48474 | 0.70933 | 0.55841 | 0.54411
8312 | 2004-12-12 | 08:00 | 0.54487 | 0.4584 | 0.54487 | 0.5234 | 0.48314 | 0.50086 | 0.51526 | 0.47215 | 0.51493 | 0.50182 | 0.69743 | 0.55203 | 0.54026
8313 | 2004-12-12 | 09:00 | 0.57483 | 0.47215 | 0.57483 | 0.54487 | 0.50086 | 0.52376 | 0.56336 | 0.47185 | 0.51758 | 0.51493 | 0.69179 | 0.54772 | 0.53704
8314 | 2004-12-12 | 10:00 | 0.59604 | 0.47185 | 0.59604 | 0.57483 | 0.52376 | 0.55727 | 0.59819 | 0.46707 | 0.50942 | 0.51758 | 0.70656 | 0.54877 | 0.53876
8315 | 2004-12-12 | 11:00 | 0.60296 | 0.46707 | 0.60296 | 0.59604 | 0.55727 | 0.58977 | 0.61349 | 0.46353 | 0.50128 | 0.50942 | 0.76411 | 0.58025 | 0.5659
8316 | 2004-12-12 | 12:00 | 0.60417 | 0.46353 | 0.60417 | 0.60296 | 0.58977 | 0.60774 | 0.6205 | 0.46452 | 0.49592 | 0.50128 | 0.80363 | 0.64927 | 0.64866
8317 | 2004-12-12 | 13:00 | 0.60443 | 0.46452 | 0.60443 | 0.60417 | 0.60774 | 0.61467 | 0.6261 | 0.4683 | 0.48997 | 0.49592 | 0.8002 | 0.67716 | 0.66462
8318 | 2004-12-12 | 14:00 | 0.60005 | 0.4683 | 0.60005 | 0.60443 | 0.61467 | 0.61949 | 0.62506 | 0.46864 | 0.48618 | 0.48997 | 0.7892 | 0.67295 | 0.6559
8319 | 2004-12-12 | 15:00 | 0.59626 | 0.46864 | 0.59626 | 0.60005 | 0.61949 | 0.61893 | 0.62336 | 0.47108 | 0.48265 | 0.48618 | 0.76605 | 0.66032 | 0.63877
8320 | 2004-12-12 | 16:00 | 0.60572 | 0.47108 | 0.60572 | 0.59626 | 0.61893 | 0.62185 | 0.63435 | 0.47485 | 0.49089 | 0.48265 | 0.7212 | 0.6322 | 0.60279
8321 | 2004-12-12 | 17:00 | 0.64668 | 0.47485 | 0.64668 | 0.60572 | 0.62185 | 0.63219 | 0.70269 | 0.50376 | 0.53363 | 0.49089 | 0.65882 | 0.58202 | 0.54715
8322 | 2004-12-12 | 18:00 | 0.70093 | 0.50376 | 0.70093 | 0.64668 | 0.63219 | 0.68023 | 0.75178 | 0.54435 | 0.56784 | 0.53363 | 0.60172 | 0.53036 | 0.48838
8323 | 2004-12-12 | 19:00 | 0.70718 | 0.54435 | 0.70718 | 0.70093 | 0.68023 | 0.73274 | 0.75261 | 0.54351 | 0.5748 | 0.56784 | 0.56928 | 0.50413 | 0.45184
8324 | 2004-12-12 | 20:00 | 0.70798 | 0.54351 | 0.70798 | 0.70718 | 0.73274 | 0.73682 | 0.74088 | 0.53285 | 0.57282 | 0.5748 | 0.55789 | 0.49258 | 0.43227
8325 | 2004-12-12 | 21:00 | 0.69733 | 0.53285 | 0.69733 | 0.70798 | 0.73682 | 0.72634 | 0.71567 | 0.51486 | 0.56295 | 0.57282 | 0.55552 | 0.48936 | 0.42341
8326 | 2004-12-12 | 22:00 | 0.66512 | 0.51486 | 0.66512 | 0.69733 | 0.72634 | 0.70949 | 0.66823 | 0.47724 | 0.535 | 0.56295 | 0.56438 | 0.49325 | 0.42125
8327 | 2004-12-12 | 23:00 | 0.6212 | 0.47724 | 0.6212 | 0.66512 | 0.70949 | 0.67981 | 0.60329 | 0.4339 | 0.49893 | 0.535 | 0.59158 | 0.51071 | 0.43258
8328 | 2004-12-13 | 00:00 | 0.56804 | 0.4339 | 0.56804 | 0.6212 | 0.67981 | 0.63152 | 0.53624 | 0.40634 | 0.4726 | 0.49893 | 0.66052 | 0.55487 | 0.4672
8329 | 2004-12-13 | 01:00 | 0.52792 | 0.40634 | 0.52792 | 0.56804 | 0.63152 | 0.57198 | 0.49403 | 0.39639 | 0.46225 | 0.4726 | 0.75769 | 0.62321 | 0.54214
8330 | 2004-12-13 | 02:00 | 0.50996 | 0.39639 | 0.50996 | 0.52792 | 0.57198 | 0.52808 | 0.47413 | 0.39304 | 0.46083 | 0.46225 | 0.80363 | 0.64663 | 0.5943
8331 | 2004-12-13 | 03:00 | 0.50077 | 0.39304 | 0.50077 | 0.50996 | 0.52808 | 0.50301 | 0.46471 | 0.39767 | 0.4642 | 0.46083 | 0.79322 | 0.63651 | 0.6182
8332 | 2004-12-13 | 04:00 | 0.49918 | 0.39767 | 0.49918 | 0.50077 | 0.50301 | 0.48989 | 0.46251 | 0.41289 | 0.47701 | 0.4642 | 0.77843 | 0.62762 | 0.63665
8333 | 2004-12-13 | 05:00 | 0.51438 | 0.41289 | 0.51438 | 0.49918 | 0.48989 | 0.48458 | 0.47612 | 0.45652 | 0.50609 | 0.47701 | 0.76435 | 0.62144 | 0.64679
8334 | 2004-12-13 | 06:00 | 0.5565 | 0.45652 | 0.5565 | 0.51438 | 0.48458 | 0.49253 | 0.52762 | 0.53333 | 0.56607 | 0.50609 | 0.7471 | 0.61402 | 0.64984
8335 | 2004-12-13 | 07:00 | 0.63345 | 0.53333 | 0.63345 | 0.5565 | 0.49253 | 0.52724 | 0.62689 | 0.56376 | 0.61125 | 0.56607 | 0.73502 | 0.60568 | 0.64828
8336 | 2004-12-13 | 08:00 | 0.68737 | 0.56376 | 0.68737 | 0.63345 | 0.52724 | 0.60468 | 0.69286 | 0.55388 | 0.61226 | 0.61125 | 0.72642 | 0.60286 | 0.6481
8337 | 2004-12-13 | 09:00 | 0.69335 | 0.55388 | 0.69335 | 0.68737 | 0.60468 | 0.66919 | 0.70443 | 0.553 | 0.60955 | 0.61226 | 0.72152 | 0.59751 | 0.64063
8338 | 2004-12-13 | 10:00 | 0.69059 | 0.553 | 0.69059 | 0.69335 | 0.66919 | 0.69289 | 0.71036 | 0.5498 | 0.60633 | 0.60955 | 0.73246 | 0.59813 | 0.63629
8339 | 2004-12-13 | 11:00 | 0.6909 | 0.5498 | 0.6909 | 0.69059 | 0.69289 | 0.7084 | 0.71355 | 0.54278 | 0.59899 | 0.60633 | 0.79365 | 0.62513 | 0.66259
8340 | 2004-12-13 | 12:00 | 0.68944 | 0.54278 | 0.68944 | 0.6909 | 0.7084 | 0.7122 | 0.70891 | 0.53041 | 0.58858 | 0.59899 | 0.83828 | 0.69148 | 0.73551
8341 | 2004-12-13 | 13:00 | 0.68187 | 0.53041 | 0.68187 | 0.68944 | 0.7122 | 0.7103 | 0.7019 | 0.52643 | 0.58134 | 0.58858 | 0.83717 | 0.71529 | 0.73872
8342 | 2004-12-13 | 14:00 | 0.67904 | 0.52643 | 0.67904 | 0.68187 | 0.7103 | 0.70823 | 0.69746 | 0.5194 | 0.57408 | 0.58134 | 0.82319 | 0.71108 | 0.72193
8343 | 2004-12-13 | 15:00 | 0.67475 | 0.5194 | 0.67475 | 0.67904 | 0.70823 | 0.70791 | 0.69195 | 0.51803 | 0.56864 | 0.57408 | 0.79674 | 0.69801 | 0.69925
8344 | 2004-12-13 | 16:00 | 0.68232 | 0.51803 | 0.68232 | 0.67475 | 0.70791 | 0.70147 | 0.70522 | 0.52885 | 0.57843 | 0.56864 | 0.74614 | 0.66441 | 0.6596
8345 | 2004-12-13 | 17:00 | 0.72167 | 0.52885 | 0.72167 | 0.68232 | 0.70147 | 0.70879 | 0.77019 | 0.57393 | 0.62109 | 0.57843 | 0.6767 | 0.60834 | 0.59206
8346 | 2004-12-13 | 18:00 | 0.7902 | 0.57393 | 0.7902 | 0.72167 | 0.70879 | 0.75402 | 0.82414 | 0.62831 | 0.65997 | 0.62109 | 0.61357 | 0.55186 | 0.52445
8347 | 2004-12-13 | 19:00 | 0.79851 | 0.62831 | 0.79851 | 0.7902 | 0.75402 | 0.81163 | 0.82157 | 0.63493 | 0.66765 | 0.65997 | 0.57695 | 0.52296 | 0.47245
8348 | 2004-12-13 | 20:00 | 0.7924 | 0.63493 | 0.7924 | 0.79851 | 0.81163 | 0.8048 | 0.80353 | 0.63628 | 0.66757 | 0.66765 | 0.56042 | 0.50904 | 0.44884
8349 | 2004-12-13 | 21:00 | 0.78117 | 0.63628 | 0.78117 | 0.7924 | 0.8048 | 0.79176 | 0.7743 | 0.6179 | 0.65394 | 0.66757 | 0.55539 | 0.50508 | 0.43731
8350 | 2004-12-13 | 22:00 | 0.74981 | 0.6179 | 0.74981 | 0.78117 | 0.79176 | 0.76865 | 0.72255 | 0.57707 | 0.61988 | 0.65394 | 0.56039 | 0.50782 | 0.43396
8351 | 2004-12-13 | 23:00 | 0.69325 | 0.57707 | 0.69325 | 0.74981 | 0.76865 | 0.73102 | 0.64455 | 0.53007 | 0.57926 | 0.61988 | 0.584 | 0.52351 | 0.44317
8352 | 2004-12-14 | 00:00 | 0.62869 | 0.53007 | 0.62869 | 0.69325 | 0.73102 | 0.672 | 0.56639 | 0.50503 | 0.55195 | 0.57926 | 0.65118 | 0.56665 | 0.47852
8353 | 2004-12-14 | 01:00 | 0.58529 | 0.50503 | 0.58529 | 0.62869 | 0.672 | 0.60395 | 0.52123 | 0.4952 | 0.54064 | 0.55195 | 0.74412 | 0.63193 | 0.55401
8354 | 2004-12-14 | 02:00 | 0.56553 | 0.4952 | 0.56553 | 0.58529 | 0.60395 | 0.55436 | 0.49863 | 0.49462 | 0.53693 | 0.54064 | 0.78564 | 0.65078 | 0.6037
8355 | 2004-12-14 | 03:00 | 0.55781 | 0.49462 | 0.55781 | 0.56553 | 0.55436 | 0.52699 | 0.49055 | 0.50158 | 0.54095 | 0.53693 | 0.77217 | 0.63783 | 0.62534
8356 | 2004-12-14 | 04:00 | 0.5563 | 0.50158 | 0.5563 | 0.55781 | 0.52699 | 0.51567 | 0.49038 | 0.52049 | 0.55213 | 0.54095 | 0.755 | 0.62675 | 0.64041
8357 | 2004-12-14 | 05:00 | 0.57038 | 0.52049 | 0.57038 | 0.5563 | 0.51567 | 0.51314 | 0.50344 | 0.56884 | 0.58291 | 0.55213 | 0.73997 | 0.62077 | 0.65045
8358 | 2004-12-14 | 06:00 | 0.61548 | 0.56884 | 0.61548 | 0.57038 | 0.51314 | 0.52087 | 0.55548 | 0.64893 | 0.64152 | 0.58291 | 0.72873 | 0.60981 | 0.65541
8359 | 2004-12-14 | 07:00 | 0.69305 | 0.64893 | 0.69305 | 0.61548 | 0.52087 | 0.55713 | 0.65575 | 0.6712 | 0.68225 | 0.64152 | 0.71968 | 0.60232 | 0.65464
8360 | 2004-12-14 | 08:00 | 0.73134 | 0.6712 | 0.73134 | 0.69305 | 0.55713 | 0.63606 | 0.71662 | 0.6451 | 0.67664 | 0.68225 | 0.71056 | 0.59903 | 0.65615
8361 | 2004-12-14 | 09:00 | 0.7265 | 0.6451 | 0.7265 | 0.73134 | 0.63606 | 0.6918 | 0.72769 | 0.62781 | 0.66584 | 0.67664 | 0.708 | 0.5931 | 0.65288
8362 | 2004-12-14 | 10:00 | 0.72281 | 0.62781 | 0.72281 | 0.7265 | 0.6918 | 0.70967 | 0.73005 | 0.60861 | 0.65162 | 0.66584 | 0.72051 | 0.59183 | 0.64911
8363 | 2004-12-14 | 11:00 | 0.71711 | 0.60861 | 0.71711 | 0.72281 | 0.70967 | 0.72219 | 0.72931 | 0.58864 | 0.63735 | 0.65162 | 0.77654 | 0.61644 | 0.66535
8364 | 2004-12-14 | 12:00 | 0.71365 | 0.58864 | 0.71365 | 0.71711 | 0.72219 | 0.72743 | 0.72558 | 0.57057 | 0.62104 | 0.63735 | 0.82351 | 0.68555 | 0.7351
8365 | 2004-12-14 | 13:00 | 0.70656 | 0.57057 | 0.70656 | 0.71365 | 0.72743 | 0.72623 | 0.71998 | 0.55603 | 0.6079 | 0.62104 | 0.82295 | 0.71116 | 0.73618
8366 | 2004-12-14 | 14:00 | 0.70462 | 0.55603 | 0.70462 | 0.70656 | 0.72623 | 0.72212 | 0.7201 | 0.54305 | 0.59567 | 0.6079 | 0.80935 | 0.70513 | 0.72009
8367 | 2004-12-14 | 15:00 | 0.70036 | 0.54305 | 0.70036 | 0.70462 | 0.72212 | 0.71987 | 0.72081 | 0.53744 | 0.58866 | 0.59567 | 0.78865 | 0.6941 | 0.69332
8368 | 2004-12-14 | 16:00 | 0.70758 | 0.53744 | 0.70758 | 0.70036 | 0.71987 | 0.71537 | 0.72794 | 0.54889 | 0.59804 | 0.58866 | 0.7434 | 0.66506 | 0.65103
8369 | 2004-12-14 | 17:00 | 0.75203 | 0.54889 | 0.75203 | 0.70758 | 0.71537 | 0.72775 | 0.80009 | 0.60288 | 0.64371 | 0.59804 | 0.67769 | 0.60795 | 0.58554
8370 | 2004-12-14 | 18:00 | 0.82251 | 0.60288 | 0.82251 | 0.75203 | 0.72775 | 0.77435 | 0.86324 | 0.6669 | 0.68279 | 0.64371 | 0.617 | 0.55497 | 0.51506
8371 | 2004-12-14 | 19:00 | 0.83075 | 0.6669 | 0.83075 | 0.82251 | 0.77435 | 0.83843 | 0.86449 | 0.68335 | 0.6923 | 0.68279 | 0.58222 | 0.52575 | 0.469
8372 | 2004-12-14 | 20:00 | 0.82527 | 0.68335 | 0.82527 | 0.83075 | 0.83843 | 0.8353 | 0.84653 | 0.69074 | 0.69292 | 0.6923 | 0.56675 | 0.51225 | 0.44593
8373 | 2004-12-14 | 21:00 | 0.81243 | 0.69074 | 0.81243 | 0.82527 | 0.8353 | 0.81891 | 0.82145 | 0.67943 | 0.68243 | 0.69292 | 0.56273 | 0.50787 | 0.43596
8374 | 2004-12-14 | 22:00 | 0.78206 | 0.67943 | 0.78206 | 0.81243 | 0.81891 | 0.7951 | 0.77073 | 0.64242 | 0.64977 | 0.68243 | 0.56638 | 0.50991 | 0.4337
8375 | 2004-12-14 | 23:00 | 0.72645 | 0.64242 | 0.72645 | 0.78206 | 0.7951 | 0.75736 | 0.69286 | 0.59998 | 0.60796 | 0.64977 | 0.59382 | 0.52648 | 0.44483
8376 | 2004-12-15 | 00:00 | 0.6647 | 0.59998 | 0.6647 | 0.72645 | 0.75736 | 0.69789 | 0.61793 | 0.57926 | 0.5831 | 0.60796 | 0.66592 | 0.57178 | 0.47959
8377 | 2004-12-15 | 01:00 | 0.62362 | 0.57926 | 0.62362 | 0.6647 | 0.69789 | 0.62934 | 0.57111 | 0.57256 | 0.57243 | 0.5831 | 0.76485 | 0.63793 | 0.55506
8378 | 2004-12-15 | 02:00 | 0.60701 | 0.57256 | 0.60701 | 0.62362 | 0.62934 | 0.57964 | 0.5481 | 0.57299 | 0.56844 | 0.57243 | 0.80903 | 0.65773 | 0.60333
8379 | 2004-12-15 | 03:00 | 0.60136 | 0.57299 | 0.60136 | 0.60701 | 0.57964 | 0.55422 | 0.54006 | 0.58188 | 0.57021 | 0.56844 | 0.79336 | 0.64543 | 0.62306
8380 | 2004-12-15 | 04:00 | 0.60378 | 0.58188 | 0.60378 | 0.60136 | 0.55422 | 0.54215 | 0.54109 | 0.60175 | 0.58142 | 0.57021 | 0.7726 | 0.63288 | 0.63947
8381 | 2004-12-15 | 05:00 | 0.61981 | 0.60175 | 0.61981 | 0.60378 | 0.54215 | 0.53856 | 0.5561 | 0.64795 | 0.60904 | 0.58142 | 0.75176 | 0.62321 | 0.64834
8382 | 2004-12-15 | 06:00 | 0.66704 | 0.64795 | 0.66704 | 0.61981 | 0.53856 | 0.54606 | 0.60918 | 0.72177 | 0.66254 | 0.60904 | 0.73164 | 0.61412 | 0.65388
8383 | 2004-12-15 | 07:00 | 0.74618 | 0.72177 | 0.74618 | 0.66704 | 0.54606 | 0.58225 | 0.71206 | 0.73635 | 0.69964 | 0.66254 | 0.72032 | 0.60488 | 0.65147
8384 | 2004-12-15 | 08:00 | 0.78169 | 0.73635 | 0.78169 | 0.74618 | 0.58225 | 0.66103 | 0.76667 | 0.69781 | 0.6932 | 0.69964 | 0.71237 | 0.60082 | 0.65086
8385 | 2004-12-15 | 09:00 | 0.77398 | 0.69781 | 0.77398 | 0.78169 | 0.66103 | 0.71554 | 0.77098 | 0.66303 | 0.67787 | 0.6932 | 0.7071 | 0.59626 | 0.64851
8386 | 2004-12-15 | 10:00 | 0.76544 | 0.66303 | 0.76544 | 0.77398 | 0.71554 | 0.73337 | 0.76795 | 0.63531 | 0.6602 | 0.67787 | 0.71886 | 0.5997 | 0.64218
8387 | 2004-12-15 | 11:00 | 0.75267 | 0.63531 | 0.75267 | 0.76544 | 0.73337 | 0.74516 | 0.76464 | 0.60564 | 0.63938 | 0.6602 | 0.78098 | 0.6258 | 0.65625
8388 | 2004-12-15 | 12:00 | 0.74168 | 0.60564 | 0.74168 | 0.75267 | 0.74516 | 0.74639 | 0.75626 | 0.57849 | 0.6195 | 0.63938 | 0.83403 | 0.68936 | 0.72776
8389 | 2004-12-15 | 13:00 | 0.73087 | 0.57849 | 0.73087 | 0.74168 | 0.74639 | 0.74361 | 0.74556 | 0.55801 | 0.60409 | 0.6195 | 0.83403 | 0.7122 | 0.73047
8390 | 2004-12-15 | 14:00 | 0.72433 | 0.55801 | 0.72433 | 0.73087 | 0.74361 | 0.73587 | 0.73938 | 0.54529 | 0.59402 | 0.60409 | 0.82471 | 0.70742 | 0.71402
8391 | 2004-12-15 | 15:00 | 0.71259 | 0.54529 | 0.71259 | 0.72433 | 0.73587 | 0.7327 | 0.73478 | 0.53698 | 0.5874 | 0.59402 | 0.80251 | 0.69724 | 0.69437
8392 | 2004-12-15 | 16:00 | 0.71524 | 0.53698 | 0.71524 | 0.71259 | 0.7327 | 0.72859 | 0.7454 | 0.54809 | 0.59577 | 0.5874 | 0.7595 | 0.66824 | 0.65528
8393 | 2004-12-15 | 17:00 | 0.75287 | 0.54809 | 0.75287 | 0.71524 | 0.72859 | 0.73559 | 0.81585 | 0.59853 | 0.63658 | 0.59577 | 0.69248 | 0.61397 | 0.59415
8394 | 2004-12-15 | 18:00 | 0.82838 | 0.59853 | 0.82838 | 0.75287 | 0.73559 | 0.78124 | 0.87539 | 0.65087 | 0.67148 | 0.63658 | 0.63249 | 0.55955 | 0.51973
8395 | 2004-12-15 | 19:00 | 0.83963 | 0.65087 | 0.83963 | 0.82838 | 0.78124 | 0.84201 | 0.87216 | 0.65661 | 0.67818 | 0.67148 | 0.59656 | 0.52996 | 0.47134
8396 | 2004-12-15 | 20:00 | 0.83309 | 0.65661 | 0.83309 | 0.83963 | 0.84201 | 0.83575 | 0.85441 | 0.65524 | 0.67669 | 0.67818 | 0.58259 | 0.51599 | 0.44594
8397 | 2004-12-15 | 21:00 | 0.82173 | 0.65524 | 0.82173 | 0.83309 | 0.83575 | 0.81831 | 0.8275 | 0.635 | 0.66239 | 0.67669 | 0.57886 | 0.51186 | 0.43497
8398 | 2004-12-15 | 22:00 | 0.79314 | 0.635 | 0.79314 | 0.82173 | 0.81831 | 0.79425 | 0.77915 | 0.58835 | 0.62777 | 0.66239 | 0.58759 | 0.5137 | 0.43261
8399 | 2004-12-15 | 23:00 | 0.73837 | 0.58835 | 0.73837 | 0.79314 | 0.79425 | 0.75771 | 0.70177 | 0.53568 | 0.58312 | 0.62777 | 0.6195 | 0.52904 | 0.44355
8400 | 2004-12-16 | 00:00 | 0.67684 | 0.53568 | 0.67684 | 0.73837 | 0.75771 | 0.70151 | 0.62929 | 0.50151 | 0.55453 | 0.58312 | 0.69227 | 0.57372 | 0.48349
8401 | 2004-12-16 | 01:00 | 0.63543 | 0.50151 | 0.63543 | 0.67684 | 0.70151 | 0.63177 | 0.58086 | 0.4863 | 0.54128 | 0.55453 | 0.79437 | 0.63661 | 0.55806
8402 | 2004-12-16 | 02:00 | 0.61893 | 0.4863 | 0.61893 | 0.63543 | 0.63177 | 0.58017 | 0.55822 | 0.47925 | 0.52626 | 0.54128 | 0.8402 | 0.65694 | 0.60582
8403 | 2004-12-16 | 03:00 | 0.61375 | 0.47925 | 0.61375 | 0.61893 | 0.58017 | 0.55358 | 0.54897 | 0.47898 | 0.5318 | 0.52626 | 0.82538 | 0.64491 | 0.62608
8404 | 2004-12-16 | 04:00 | 0.6163 | 0.47898 | 0.6163 | 0.61375 | 0.55358 | 0.54124 | 0.54856 | 0.49057 | 0.53781 | 0.5318 | 0.80118 | 0.63494 | 0.64317
8405 | 2004-12-16 | 05:00 | 0.6324 | 0.49057 | 0.6324 | 0.6163 | 0.54124 | 0.53656 | 0.5622 | 0.52921 | 0.56215 | 0.53781 | 0.78154 | 0.62545 | 0.65299
8406 | 2004-12-16 | 06:00 | 0.67899 | 0.52921 | 0.67899 | 0.6324 | 0.53656 | 0.54324 | 0.61316 | 0.59484 | 0.61303 | 0.56215 | 0.76275 | 0.61474 | 0.65318
8407 | 2004-12-16 | 07:00 | 0.76226 | 0.59484 | 0.76226 | 0.67899 | 0.54324 | 0.57905 | 0.71405 | 0.61558 | 0.65002 | 0.61303 | 0.74782 | 0.60558 | 0.6491
8408 | 2004-12-16 | 08:00 | 0.79852 | 0.61558 | 0.79852 | 0.76226 | 0.57905 | 0.65723 | 0.76261 | 0.5976 | 0.64647 | 0.65002 | 0.7368 | 0.60097 | 0.64035
8409 | 2004-12-16 | 09:00 | 0.78677 | 0.5976 | 0.78677 | 0.79852 | 0.65723 | 0.7102 | 0.77177 | 0.59269 | 0.63557 | 0.64647 | 0.73294 | 0.59497 | 0.61142
8410 | 2004-12-16 | 10:00 | 0.76243 | 0.59269 | 0.76243 | 0.78677 | 0.7102 | 0.72437 | 0.7624 | 0.58315 | 0.62576 | 0.63557 | 0.75077 | 0.59298 | 0.63707
8411 | 2004-12-16 | 11:00 | 0.74399 | 0.58315 | 0.74399 | 0.76243 | 0.72437 | 0.73232 | 0.75286 | 0.57043 | 0.61071 | 0.62576 | 0.81292 | 0.62012 | 0.65045
8412 | 2004-12-16 | 12:00 | 0.72425 | 0.57043 | 0.72425 | 0.74399 | 0.73232 | 0.73527 | 0.74117 | 0.55657 | 0.59495 | 0.61071 | 0.85644 | 0.68785 | 0.72226
8413 | 2004-12-16 | 13:00 | 0.70766 | 0.55657 | 0.70766 | 0.72425 | 0.73527 | 0.72943 | 0.72674 | 0.54828 | 0.5832 | 0.59495 | 0.85156 | 0.71537 | 0.72331
8414 | 2004-12-16 | 14:00 | 0.69788 | 0.54828 | 0.69788 | 0.70766 | 0.72943 | 0.71997 | 0.71637 | 0.5401 | 0.57122 | 0.5832 | 0.83935 | 0.71039 | 0.70822
8415 | 2004-12-16 | 15:00 | 0.68685 | 0.5401 | 0.68685 | 0.69788 | 0.71997 | 0.71533 | 0.70878 | 0.5352 | 0.5631 | 0.57122 | 0.82024 | 0.70017 | 0.68837
8416 | 2004-12-16 | 16:00 | 0.68747 | 0.5352 | 0.68747 | 0.68685 | 0.71533 | 0.71051 | 0.71538 | 0.53974 | 0.56818 | 0.5631 | 0.77398 | 0.67218 | 0.65233
8417 | 2004-12-16 | 17:00 | 0.72455 | 0.53974 | 0.72455 | 0.68747 | 0.71051 | 0.71709 | 0.78508 | 0.57755 | 0.60461 | 0.56818 | 0.70819 | 0.62122 | 0.59361
8418 | 2004-12-16 | 18:00 | 0.79403 | 0.57755 | 0.79403 | 0.72455 | 0.71709 | 0.76316 | 0.84077 | 0.6189 | 0.63701 | 0.60461 | 0.64732 | 0.56653 | 0.52259
8419 | 2004-12-16 | 19:00 | 0.80091 | 0.6189 | 0.80091 | 0.79403 | 0.76316 | 0.8207 | 0.84666 | 0.62152 | 0.64147 | 0.63701 | 0.60689 | 0.53651 | 0.47429
8420 | 2004-12-16 | 20:00 | 0.79387 | 0.62152 | 0.79387 | 0.80091 | 0.8207 | 0.81223 | 0.82232 | 0.61957 | 0.64124 | 0.64147 | 0.59071 | 0.52384 | 0.4513
8421 | 2004-12-16 | 21:00 | 0.78184 | 0.61957 | 0.78184 | 0.79387 | 0.81223 | 0.79686 | 0.7964 | 0.60619 | 0.63166 | 0.64124 | 0.58376 | 0.51895 | 0.44154
8422 | 2004-12-16 | 22:00 | 0.74996 | 0.60619 | 0.74996 | 0.78184 | 0.79686 | 0.77283 | 0.74581 | 0.56884 | 0.59953 | 0.63166 | 0.58807 | 0.51983 | 0.43724
8423 | 2004-12-16 | 23:00 | 0.69583 | 0.56884 | 0.69583 | 0.74996 | 0.77283 | 0.7352 | 0.67097 | 0.52157 | 0.55963 | 0.59953 | 0.61415 | 0.53465 | 0.45147
8424 | 2004-12-17 | 00:00 | 0.63317 | 0.52157 | 0.63317 | 0.69583 | 0.7352 | 0.68034 | 0.59645 | 0.49313 | 0.53155 | 0.55963 | 0.68131 | 0.57514 | 0.4959
8425 | 2004-12-17 | 01:00 | 0.58802 | 0.49313 | 0.58802 | 0.63317 | 0.68034 | 0.6108 | 0.54495 | 0.48567 | 0.52145 | 0.53155 | 0.77805 | 0.63669 | 0.56465
8426 | 2004-12-17 | 02:00 | 0.56628 | 0.48567 | 0.56628 | 0.58802 | 0.6108 | 0.55949 | 0.51862 | 0.48253 | 0.5164 | 0.52145 | 0.82508 | 0.65935 | 0.61071
8427 | 2004-12-17 | 03:00 | 0.55774 | 0.48253 | 0.55774 | 0.56628 | 0.55949 | 0.52981 | 0.50734 | 0.48606 | 0.51686 | 0.5164 | 0.81678 | 0.65016 | 0.63248
8428 | 2004-12-17 | 04:00 | 0.55697 | 0.48606 | 0.55697 | 0.55774 | 0.52981 | 0.51581 | 0.50481 | 0.50405 | 0.52722 | 0.51686 | 0.801 | 0.641 | 0.64771
8429 | 2004-12-17 | 05:00 | 0.56894 | 0.50405 | 0.56894 | 0.55697 | 0.51581 | 0.51092 | 0.51659 | 0.54515 | 0.55527 | 0.52722 | 0.78415 | 0.63156 | 0.65581
8430 | 2004-12-17 | 06:00 | 0.61145 | 0.54515 | 0.61145 | 0.56894 | 0.51092 | 0.51802 | 0.5644 | 0.61225 | 0.60752 | 0.55527 | 0.76565 | 0.62065 | 0.65589
8431 | 2004-12-17 | 07:00 | 0.69006 | 0.61225 | 0.69006 | 0.61145 | 0.51802 | 0.55323 | 0.66159 | 0.6349 | 0.64727 | 0.60752 | 0.75117 | 0.60822 | 0.65133
8432 | 2004-12-17 | 08:00 | 0.73184 | 0.6349 | 0.73184 | 0.69006 | 0.55323 | 0.63018 | 0.72164 | 0.61384 | 0.64433 | 0.64727 | 0.73981 | 0.60032 | 0.64875
8433 | 2004-12-17 | 09:00 | 0.7265 | 0.61384 | 0.7265 | 0.73184 | 0.63018 | 0.68582 | 0.72682 | 0.59598 | 0.63186 | 0.64433 | 0.73222 | 0.59415 | 0.64534
8434 | 2004-12-17 | 10:00 | 0.71049 | 0.59598 | 0.71049 | 0.7265 | 0.68582 | 0.70506 | 0.724 | 0.57548 | 0.61669 | 0.63186 | 0.74052 | 0.59171 | 0.63788
8435 | 2004-12-17 | 11:00 | 0.70358 | 0.57548 | 0.70358 | 0.71049 | 0.70506 | 0.72043 | 0.7223 | 0.55254 | 0.5986 | 0.61669 | 0.79546 | 0.61631 | 0.64396
8436 | 2004-12-17 | 12:00 | 0.69253 | 0.55254 | 0.69253 | 0.70358 | 0.72043 | 0.72448 | 0.71674 | 0.53266 | 0.57985 | 0.5986 | 0.83557 | 0.67753 | 0.71362
8437 | 2004-12-17 | 13:00 | 0.67637 | 0.53266 | 0.67637 | 0.69253 | 0.72448 | 0.72307 | 0.70443 | 0.51911 | 0.56568 | 0.57985 | 0.82458 | 0.69402 | 0.71246
8438 | 2004-12-17 | 14:00 | 0.66933 | 0.51911 | 0.66933 | 0.67637 | 0.72307 | 0.71554 | 0.69962 | 0.50364 | 0.55427 | 0.56568 | 0.80515 | 0.68528 | 0.69082
8439 | 2004-12-17 | 15:00 | 0.66102 | 0.50364 | 0.66102 | 0.66933 | 0.71554 | 0.71108 | 0.69638 | 0.49875 | 0.54523 | 0.55427 | 0.78484 | 0.67527 | 0.66838
8440 | 2004-12-17 | 16:00 | 0.65982 | 0.49875 | 0.65982 | 0.66102 | 0.71108 | 0.70566 | 0.70683 | 0.50446 | 0.54932 | 0.54523 | 0.74912 | 0.65616 | 0.63687
8441 | 2004-12-17 | 17:00 | 0.69394 | 0.50446 | 0.69394 | 0.65982 | 0.70566 | 0.70851 | 0.77024 | 0.538 | 0.58338 | 0.54932 | 0.6961 | 0.61671 | 0.58496
8442 | 2004-12-17 | 18:00 | 0.76497 | 0.538 | 0.76497 | 0.69394 | 0.70851 | 0.74751 | 0.82128 | 0.57917 | 0.6087 | 0.58338 | 0.64317 | 0.57452 | 0.52578
8443 | 2004-12-17 | 19:00 | 0.77271 | 0.57917 | 0.77271 | 0.76497 | 0.74751 | 0.80378 | 0.81307 | 0.5756 | 0.61174 | 0.6087 | 0.60388 | 0.54384 | 0.47929
8444 | 2004-12-17 | 20:00 | 0.76313 | 0.5756 | 0.76313 | 0.77271 | 0.80378 | 0.79696 | 0.79014 | 0.57402 | 0.60837 | 0.61174 | 0.5815 | 0.52757 | 0.4536
8445 | 2004-12-17 | 21:00 | 0.75315 | 0.57402 | 0.75315 | 0.76313 | 0.79696 | 0.77962 | 0.76742 | 0.56606 | 0.59822 | 0.60837 | 0.57301 | 0.52037 | 0.43983
8446 | 2004-12-17 | 22:00 | 0.73189 | 0.56606 | 0.73189 | 0.75315 | 0.77962 | 0.75901 | 0.73321 | 0.54613 | 0.57622 | 0.59822 | 0.57404 | 0.52022 | 0.43444
8447 | 2004-12-17 | 23:00 | 0.69735 | 0.54613 | 0.69735 | 0.73189 | 0.75901 | 0.73067 | 0.67768 | 0.51752 | 0.54492 | 0.57622 | 0.58615 | 0.528 | 0.43793
8448 | 2004-12-18 | 00:00 | 0.64218 | 0.51752 | 0.64218 | 0.69735 | 0.73067 | 0.68663 | 0.61109 | 0.49438 | 0.51828 | 0.54492 | 0.61418 | 0.54772 | 0.45496
8449 | 2004-12-18 | 01:00 | 0.60639 | 0.49438 | 0.60639 | 0.64218 | 0.68663 | 0.63113 | 0.5634 | 0.48286 | 0.50225 | 0.51828 | 0.6578 | 0.57517 | 0.48658
8450 | 2004-12-18 | 02:00 | 0.58416 | 0.48286 | 0.58416 | 0.60639 | 0.63113 | 0.5832 | 0.53686 | 0.48007 | 0.49592 | 0.50225 | 0.70648 | 0.59609 | 0.51014
8451 | 2004-12-18 | 03:00 | 0.57545 | 0.48007 | 0.57545 | 0.58416 | 0.5832 | 0.55316 | 0.52542 | 0.48299 | 0.49543 | 0.49592 | 0.74526 | 0.61285 | 0.54327
8452 | 2004-12-18 | 04:00 | 0.5729 | 0.48299 | 0.5729 | 0.57545 | 0.55316 | 0.53737 | 0.52359 | 0.49354 | 0.49888 | 0.49543 | 0.75756 | 0.61405 | 0.56737
8453 | 2004-12-18 | 05:00 | 0.57973 | 0.49354 | 0.57973 | 0.5729 | 0.53737 | 0.53065 | 0.53039 | 0.514 | 0.51271 | 0.49888 | 0.74723 | 0.60685 | 0.57847
8454 | 2004-12-18 | 06:00 | 0.59955 | 0.514 | 0.59955 | 0.57973 | 0.53065 | 0.53097 | 0.55171 | 0.54413 | 0.53793 | 0.51271 | 0.72243 | 0.59081 | 0.57944
8455 | 2004-12-18 | 07:00 | 0.63033 | 0.54413 | 0.63033 | 0.59955 | 0.53097 | 0.54577 | 0.59264 | 0.56864 | 0.56344 | 0.53793 | 0.70095 | 0.57923 | 0.57527
8456 | 2004-12-18 | 08:00 | 0.66199 | 0.56864 | 0.66199 | 0.63033 | 0.54577 | 0.57321 | 0.63713 | 0.57717 | 0.57756 | 0.56344 | 0.67936 | 0.56369 | 0.56949
8457 | 2004-12-18 | 09:00 | 0.68797 | 0.57717 | 0.68797 | 0.66199 | 0.57321 | 0.60539 | 0.68117 | 0.56627 | 0.57805 | 0.57756 | 0.66885 | 0.55559 | 0.56315
8458 | 2004-12-18 | 10:00 | 0.69222 | 0.56627 | 0.69222 | 0.68797 | 0.60539 | 0.63968 | 0.70148 | 0.54686 | 0.56684 | 0.57805 | 0.67617 | 0.5546 | 0.5597
8459 | 2004-12-18 | 11:00 | 0.67983 | 0.54686 | 0.67983 | 0.69222 | 0.63968 | 0.66082 | 0.69954 | 0.52201 | 0.55087 | 0.56684 | 0.73345 | 0.5811 | 0.57909
8460 | 2004-12-18 | 12:00 | 0.66395 | 0.52201 | 0.66395 | 0.67983 | 0.66082 | 0.67246 | 0.68826 | 0.49856 | 0.53028 | 0.55087 | 0.78236 | 0.64899 | 0.65442
8461 | 2004-12-18 | 13:00 | 0.64466 | 0.49856 | 0.64466 | 0.66395 | 0.67246 | 0.67105 | 0.67109 | 0.48053 | 0.51516 | 0.53028 | 0.77481 | 0.66949 | 0.66076
8462 | 2004-12-18 | 14:00 | 0.62658 | 0.48053 | 0.62658 | 0.64466 | 0.67105 | 0.66103 | 0.65683 | 0.46806 | 0.50388 | 0.51516 | 0.76057 | 0.66441 | 0.64566
8463 | 2004-12-18 | 15:00 | 0.61125 | 0.46806 | 0.61125 | 0.62658 | 0.66103 | 0.64946 | 0.64824 | 0.46171 | 0.49829 | 0.50388 | 0.74516 | 0.65465 | 0.62932
8464 | 2004-12-18 | 16:00 | 0.61176 | 0.46171 | 0.61176 | 0.61125 | 0.64946 | 0.64102 | 0.65728 | 0.46439 | 0.50725 | 0.49829 | 0.71793 | 0.63965 | 0.60328
8465 | 2004-12-18 | 17:00 | 0.64583 | 0.46439 | 0.64583 | 0.61176 | 0.64102 | 0.64235 | 0.72151 | 0.49897 | 0.54352 | 0.50725 | 0.67127 | 0.60538 | 0.5621
8466 | 2004-12-18 | 18:00 | 0.71505 | 0.49897 | 0.71505 | 0.64583 | 0.64235 | 0.68406 | 0.7709 | 0.54111 | 0.57333 | 0.54352 | 0.62685 | 0.56628 | 0.51205
8467 | 2004-12-18 | 19:00 | 0.7203 | 0.54111 | 0.7203 | 0.71505 | 0.68406 | 0.74421 | 0.76091 | 0.54048 | 0.57905 | 0.57333 | 0.59252 | 0.53756 | 0.46782
8468 | 2004-12-18 | 20:00 | 0.71572 | 0.54048 | 0.71572 | 0.7203 | 0.74421 | 0.74315 | 0.74108 | 0.54007 | 0.57702 | 0.57905 | 0.57309 | 0.51958 | 0.44204
8469 | 2004-12-18 | 21:00 | 0.70917 | 0.54007 | 0.70917 | 0.71572 | 0.74315 | 0.7281 | 0.72143 | 0.53571 | 0.57176 | 0.57702 | 0.56633 | 0.51188 | 0.42804
8470 | 2004-12-18 | 22:00 | 0.69337 | 0.53571 | 0.69337 | 0.70917 | 0.7281 | 0.71146 | 0.69191 | 0.5208 | 0.55262 | 0.57176 | 0.56529 | 0.51096 | 0.42082
8471 | 2004-12-18 | 23:00 | 0.6655 | 0.5208 | 0.6655 | 0.69337 | 0.71146 | 0.68702 | 0.6458 | 0.49612 | 0.5265 | 0.55262 | 0.57367 | 0.51699 | 0.42166
8472 | 2004-12-19 | 00:00 | 0.62103 | 0.49612 | 0.62103 | 0.6655 | 0.68702 | 0.65234 | 0.59019 | 0.47649 | 0.50406 | 0.5265 | 0.59574 | 0.53071 | 0.42889
8473 | 2004-12-19 | 01:00 | 0.58185 | 0.47649 | 0.58185 | 0.62103 | 0.65234 | 0.60606 | 0.54167 | 0.46618 | 0.49208 | 0.50406 | 0.63334 | 0.55086 | 0.44696
8474 | 2004-12-19 | 02:00 | 0.55791 | 0.46618 | 0.55791 | 0.58185 | 0.60606 | 0.56192 | 0.51298 | 0.46309 | 0.48649 | 0.49208 | 0.67633 | 0.56742 | 0.46356
8475 | 2004-12-19 | 03:00 | 0.54589 | 0.46309 | 0.54589 | 0.55791 | 0.56192 | 0.52879 | 0.4988 | 0.46476 | 0.48775 | 0.48649 | 0.71053 | 0.5787 | 0.49619
8476 | 2004-12-19 | 04:00 | 0.54056 | 0.46476 | 0.54056 | 0.54589 | 0.52879 | 0.50916 | 0.4922 | 0.47231 | 0.49561 | 0.48775 | 0.7277 | 0.58174 | 0.52191
8477 | 2004-12-19 | 05:00 | 0.54218 | 0.47231 | 0.54218 | 0.54056 | 0.50916 | 0.49847 | 0.49324 | 0.4891 | 0.50841 | 0.49561 | 0.72384 | 0.57694 | 0.53556
8478 | 2004-12-19 | 06:00 | 0.55243 | 0.4891 | 0.55243 | 0.54218 | 0.49847 | 0.49717 | 0.5044 | 0.51327 | 0.53134 | 0.50841 | 0.71716 | 0.56762 | 0.54058
8479 | 2004-12-19 | 07:00 | 0.57143 | 0.51327 | 0.57143 | 0.55243 | 0.49717 | 0.50533 | 0.52998 | 0.5342 | 0.55679 | 0.53134 | 0.70403 | 0.55863 | 0.54022
8480 | 2004-12-19 | 08:00 | 0.59743 | 0.5342 | 0.59743 | 0.57143 | 0.50533 | 0.52513 | 0.56195 | 0.54621 | 0.57307 | 0.55679 | 0.69025 | 0.54844 | 0.53773
8481 | 2004-12-19 | 09:00 | 0.62882 | 0.54621 | 0.62882 | 0.59743 | 0.52513 | 0.5457 | 0.6062 | 0.53911 | 0.57601 | 0.57307 | 0.67997 | 0.54279 | 0.53383
8482 | 2004-12-19 | 10:00 | 0.64631 | 0.53911 | 0.64631 | 0.62882 | 0.5457 | 0.58253 | 0.63365 | 0.51675 | 0.56702 | 0.57601 | 0.68527 | 0.54254 | 0.53377
8483 | 2004-12-19 | 11:00 | 0.65121 | 0.51675 | 0.65121 | 0.64631 | 0.58253 | 0.6164 | 0.64389 | 0.49373 | 0.55244 | 0.56702 | 0.74396 | 0.56912 | 0.5561
8484 | 2004-12-19 | 12:00 | 0.6489 | 0.49373 | 0.6489 | 0.65121 | 0.6164 | 0.63447 | 0.64513 | 0.47908 | 0.54182 | 0.55244 | 0.79527 | 0.64202 | 0.63742
8485 | 2004-12-19 | 13:00 | 0.64741 | 0.47908 | 0.64741 | 0.6489 | 0.63447 | 0.64485 | 0.64281 | 0.46862 | 0.53265 | 0.54182 | 0.79905 | 0.67093 | 0.65418
8486 | 2004-12-19 | 14:00 | 0.64081 | 0.46862 | 0.64081 | 0.64741 | 0.64485 | 0.64858 | 0.63008 | 0.45826 | 0.52248 | 0.53265 | 0.78726 | 0.66986 | 0.64566
8487 | 2004-12-19 | 15:00 | 0.63762 | 0.45826 | 0.63762 | 0.64081 | 0.64858 | 0.64889 | 0.63564 | 0.45485 | 0.51686 | 0.52248 | 0.77467 | 0.65833 | 0.63025
8488 | 2004-12-19 | 16:00 | 0.64733 | 0.45485 | 0.64733 | 0.63762 | 0.64889 | 0.64939 | 0.6487 | 0.45867 | 0.52881 | 0.51686 | 0.73922 | 0.63465 | 0.59948
8489 | 2004-12-19 | 17:00 | 0.69262 | 0.45867 | 0.69262 | 0.64733 | 0.64939 | 0.66166 | 0.7177 | 0.49885 | 0.57691 | 0.52881 | 0.68144 | 0.58996 | 0.54809
8490 | 2004-12-19 | 18:00 | 0.75183 | 0.49885 | 0.75183 | 0.69262 | 0.66166 | 0.71037 | 0.76373 | 0.55096 | 0.61396 | 0.57691 | 0.62925 | 0.54351 | 0.49238
8491 | 2004-12-19 | 19:00 | 0.76744 | 0.55096 | 0.76744 | 0.75183 | 0.71037 | 0.76408 | 0.76609 | 0.56253 | 0.62849 | 0.61396 | 0.59712 | 0.51639 | 0.4544
8492 | 2004-12-19 | 20:00 | 0.77523 | 0.56253 | 0.77523 | 0.76744 | 0.76408 | 0.76798 | 0.75572 | 0.56579 | 0.63047 | 0.62849 | 0.58365 | 0.50276 | 0.4355
8493 | 2004-12-19 | 21:00 | 0.78 | 0.56579 | 0.78 | 0.77523 | 0.76798 | 0.7638 | 0.73416 | 0.56176 | 0.62259 | 0.63047 | 0.58288 | 0.50037 | 0.42723
8494 | 2004-12-19 | 22:00 | 0.76701 | 0.56176 | 0.76701 | 0.78 | 0.7638 | 0.75268 | 0.69174 | 0.54043 | 0.59811 | 0.62259 | 0.59095 | 0.50433 | 0.42585
8495 | 2004-12-19 | 23:00 | 0.73389 | 0.54043 | 0.73389 | 0.76701 | 0.75268 | 0.72514 | 0.62917 | 0.50824 | 0.56424 | 0.59811 | 0.61876 | 0.5206 | 0.43839
8496 | 2004-12-20 | 00:00 | 0.69248 | 0.50824 | 0.69248 | 0.73389 | 0.72514 | 0.68076 | 0.56788 | 0.48501 | 0.54015 | 0.56424 | 0.68482 | 0.56112 | 0.47797
8497 | 2004-12-20 | 01:00 | 0.66109 | 0.48501 | 0.66109 | 0.69248 | 0.68076 | 0.62955 | 0.52509 | 0.47695 | 0.53031 | 0.54015 | 0.76863 | 0.61407 | 0.54199
8498 | 2004-12-20 | 02:00 | 0.65343 | 0.47695 | 0.65343 | 0.66109 | 0.62955 | 0.58728 | 0.50892 | 0.47733 | 0.52706 | 0.53031 | 0.82173 | 0.6397 | 0.58937
8499 | 2004-12-20 | 03:00 | 0.65549 | 0.47733 | 0.65549 | 0.65343 | 0.58728 | 0.56575 | 0.50406 | 0.48274 | 0.52874 | 0.52706 | 0.82907 | 0.64077 | 0.62796
8500 | 2004-12-20 | 04:00 | 0.66697 | 0.48274 | 0.66697 | 0.65549 | 0.56575 | 0.55731 | 0.50974 | 0.49898 | 0.5392 | 0.52874 | 0.82596 | 0.63572 | 0.65258
8501 | 2004-12-20 | 05:00 | 0.69213 | 0.49898 | 0.69213 | 0.66697 | 0.55731 | 0.55541 | 0.52824 | 0.53571 | 0.56457 | 0.5392 | 0.81279 | 0.62892 | 0.66367
8502 | 2004-12-20 | 06:00 | 0.74374 | 0.53571 | 0.74374 | 0.69213 | 0.55541 | 0.56441 | 0.58136 | 0.58699 | 0.61257 | 0.56457 | 0.79048 | 0.62 | 0.66629
8503 | 2004-12-20 | 07:00 | 0.82662 | 0.58699 | 0.82662 | 0.74374 | 0.56441 | 0.59695 | 0.67652 | 0.60989 | 0.64668 | 0.61257 | 0.77321 | 0.61054 | 0.66203
8504 | 2004-12-20 | 08:00 | 0.87495 | 0.60989 | 0.87495 | 0.82662 | 0.59695 | 0.67408 | 0.74494 | 0.60071 | 0.64969 | 0.64668 | 0.75828 | 0.60314 | 0.65744
8505 | 2004-12-20 | 09:00 | 0.87985 | 0.60071 | 0.87985 | 0.87495 | 0.67408 | 0.73788 | 0.77948 | 0.58333 | 0.64052 | 0.64969 | 0.7496 | 0.59624 | 0.6529
8506 | 2004-12-20 | 10:00 | 0.88077 | 0.58333 | 0.88077 | 0.87985 | 0.73788 | 0.76341 | 0.80001 | 0.5661 | 0.62622 | 0.64052 | 0.75708 | 0.5938 | 0.64563
8507 | 2004-12-20 | 11:00 | 0.87694 | 0.5661 | 0.87694 | 0.88077 | 0.76341 | 0.78388 | 0.8144 | 0.54761 | 0.60829 | 0.62622 | 0.81356 | 0.61988 | 0.65915
8508 | 2004-12-20 | 12:00 | 0.86558 | 0.54761 | 0.86558 | 0.87694 | 0.78388 | 0.79204 | 0.81697 | 0.53013 | 0.58665 | 0.60829 | 0.87083 | 0.6855 | 0.73018
8509 | 2004-12-20 | 13:00 | 0.85115 | 0.53013 | 0.85115 | 0.86558 | 0.79204 | 0.79239 | 0.80905 | 0.5166 | 0.57068 | 0.58665 | 0.87496 | 0.71273 | 0.73314
8510 | 2004-12-20 | 14:00 | 0.83821 | 0.5166 | 0.83821 | 0.85115 | 0.79239 | 0.78659 | 0.80403 | 0.50465 | 0.55623 | 0.57068 | 0.86394 | 0.70675 | 0.71518
8511 | 2004-12-20 | 15:00 | 0.82597 | 0.50465 | 0.82597 | 0.83821 | 0.78659 | 0.78483 | 0.79972 | 0.49806 | 0.54613 | 0.55623 | 0.84457 | 0.69522 | 0.69455
8512 | 2004-12-20 | 16:00 | 0.82592 | 0.49806 | 0.82592 | 0.82597 | 0.78483 | 0.77913 | 0.80809 | 0.49834 | 0.546 | 0.54613 | 0.79889 | 0.67064 | 0.65553
8513 | 2004-12-20 | 17:00 | 0.86023 | 0.49834 | 0.86023 | 0.82592 | 0.77913 | 0.78448 | 0.86975 | 0.52553 | 0.57941 | 0.546 | 0.73491 | 0.62077 | 0.59385
8514 | 2004-12-20 | 18:00 | 0.93632 | 0.52553 | 0.93632 | 0.86023 | 0.78448 | 0.82918 | 0.93564 | 0.57084 | 0.61239 | 0.57941 | 0.67638 | 0.56715 | 0.52749
8515 | 2004-12-20 | 19:00 | 0.94667 | 0.57084 | 0.94667 | 0.93632 | 0.82918 | 0.89829 | 0.93859 | 0.57041 | 0.61617 | 0.61239 | 0.63872 | 0.53748 | 0.47834
8516 | 2004-12-20 | 20:00 | 0.93646 | 0.57041 | 0.93646 | 0.94667 | 0.89829 | 0.89758 | 0.92308 | 0.5629 | 0.61239 | 0.61617 | 0.62459 | 0.52276 | 0.45281
8517 | 2004-12-20 | 21:00 | 0.92369 | 0.5629 | 0.92369 | 0.93646 | 0.89758 | 0.88278 | 0.8948 | 0.54637 | 0.59791 | 0.61239 | 0.62052 | 0.51711 | 0.43986
8518 | 2004-12-20 | 22:00 | 0.88719 | 0.54637 | 0.88719 | 0.92369 | 0.88278 | 0.85992 | 0.84322 | 0.51098 | 0.56717 | 0.59791 | 0.62855 | 0.51823 | 0.43504
8519 | 2004-12-20 | 23:00 | 0.82607 | 0.51098 | 0.82607 | 0.88719 | 0.85992 | 0.81951 | 0.76845 | 0.4679 | 0.52588 | 0.56717 | 0.65754 | 0.5328 | 0.4452
8520 | 2004-12-21 | 00:00 | 0.75885 | 0.4679 | 0.75885 | 0.82607 | 0.81951 | 0.75866 | 0.69377 | 0.4378 | 0.49968 | 0.52588 | 0.72259 | 0.56959 | 0.47983
8521 | 2004-12-21 | 01:00 | 0.71204 | 0.4378 | 0.71204 | 0.75885 | 0.75866 | 0.69008 | 0.64322 | 0.42213 | 0.48365 | 0.49968 | 0.80507 | 0.6189 | 0.54074
8522 | 2004-12-21 | 02:00 | 0.68723 | 0.42213 | 0.68723 | 0.71204 | 0.69008 | 0.63806 | 0.61772 | 0.41673 | 0.47397 | 0.48365 | 0.84736 | 0.64555 | 0.5842
8523 | 2004-12-21 | 03:00 | 0.67884 | 0.41673 | 0.67884 | 0.68723 | 0.63806 | 0.60985 | 0.60715 | 0.41694 | 0.47773 | 0.47397 | 0.8542 | 0.65198 | 0.61624
8524 | 2004-12-21 | 04:00 | 0.67348 | 0.41694 | 0.67348 | 0.67884 | 0.60985 | 0.59776 | 0.60553 | 0.42849 | 0.48675 | 0.47773 | 0.84265 | 0.6532 | 0.63493
8525 | 2004-12-21 | 05:00 | 0.68902 | 0.42849 | 0.68902 | 0.67348 | 0.59776 | 0.59118 | 0.61926 | 0.46116 | 0.51132 | 0.48675 | 0.82876 | 0.64463 | 0.64788
8526 | 2004-12-21 | 06:00 | 0.72941 | 0.46116 | 0.72941 | 0.68902 | 0.59118 | 0.59575 | 0.66719 | 0.51066 | 0.55664 | 0.51132 | 0.81106 | 0.63758 | 0.65043
8527 | 2004-12-21 | 07:00 | 0.80014 | 0.51066 | 0.80014 | 0.72941 | 0.59575 | 0.62733 | 0.75883 | 0.53524 | 0.59453 | 0.55664 | 0.7936 | 0.62802 | 0.64658
8528 | 2004-12-21 | 08:00 | 0.83724 | 0.53524 | 0.83724 | 0.80014 | 0.62733 | 0.69972 | 0.81348 | 0.53672 | 0.60126 | 0.59453 | 0.78074 | 0.61975 | 0.64348
8529 | 2004-12-21 | 09:00 | 0.82569 | 0.53672 | 0.82569 | 0.83724 | 0.69972 | 0.75233 | 0.82344 | 0.53111 | 0.60054 | 0.60126 | 0.77289 | 0.6128 | 0.63604
8530 | 2004-12-21 | 10:00 | 0.80962 | 0.53111 | 0.80962 | 0.82569 | 0.75233 | 0.76703 | 0.81904 | 0.52578 | 0.5958 | 0.60054 | 0.77954 | 0.61387 | 0.62988
8531 | 2004-12-21 | 11:00 | 0.79321 | 0.52578 | 0.79321 | 0.80962 | 0.76703 | 0.77632 | 0.80888 | 0.52107 | 0.5891 | 0.5958 | 0.83424 | 0.6397 | 0.64217
8532 | 2004-12-21 | 12:00 | 0.77761 | 0.52107 | 0.77761 | 0.79321 | 0.77632 | 0.77924 | 0.79632 | 0.51484 | 0.58114 | 0.5891 | 0.87451 | 0.70262 | 0.7151
8533 | 2004-12-21 | 13:00 | 0.75852 | 0.51484 | 0.75852 | 0.77761 | 0.77924 | 0.77618 | 0.7806 | 0.51325 | 0.57495 | 0.58114 | 0.87147 | 0.72817 | 0.72051
8534 | 2004-12-21 | 14:00 | 0.74643 | 0.51325 | 0.74643 | 0.75852 | 0.77618 | 0.76545 | 0.77426 | 0.51173 | 0.57158 | 0.57495 | 0.85699 | 0.72369 | 0.70437
8535 | 2004-12-21 | 15:00 | 0.73189 | 0.51173 | 0.73189 | 0.74643 | 0.76545 | 0.74727 | 0.77069 | 0.50875 | 0.56965 | 0.57158 | 0.8328 | 0.71288 | 0.68558
8536 | 2004-12-21 | 16:00 | 0.7297 | 0.50875 | 0.7297 | 0.73189 | 0.74727 | 0.74857 | 0.78106 | 0.50899 | 0.58111 | 0.56965 | 0.7875 | 0.68872 | 0.64942
8537 | 2004-12-21 | 17:00 | 0.7646 | 0.50899 | 0.7646 | 0.7297 | 0.74857 | 0.75258 | 0.83853 | 0.53152 | 0.61318 | 0.58111 | 0.72235 | 0.63965 | 0.59226
8538 | 2004-12-21 | 18:00 | 0.83107 | 0.53152 | 0.83107 | 0.7646 | 0.75258 | 0.79017 | 0.88684 | 0.57245 | 0.63629 | 0.61318 | 0.66635 | 0.58819 | 0.5279
8539 | 2004-12-21 | 19:00 | 0.83903 | 0.57245 | 0.83903 | 0.83107 | 0.79017 | 0.84799 | 0.87983 | 0.56835 | 0.63784 | 0.63629 | 0.62195 | 0.55873 | 0.4805
8540 | 2004-12-21 | 20:00 | 0.83072 | 0.56835 | 0.83072 | 0.83903 | 0.84799 | 0.84441 | 0.86262 | 0.56094 | 0.63202 | 0.63784 | 0.60311 | 0.54252 | 0.45467
8541 | 2004-12-21 | 21:00 | 0.82191 | 0.56094 | 0.82191 | 0.83072 | 0.84441 | 0.82865 | 0.83405 | 0.54599 | 0.61898 | 0.63202 | 0.59773 | 0.53606 | 0.43953
8542 | 2004-12-21 | 22:00 | 0.78971 | 0.54599 | 0.78971 | 0.82191 | 0.82865 | 0.80656 | 0.78545 | 0.51576 | 0.58923 | 0.61898 | 0.60194 | 0.5395 | 0.43521
8543 | 2004-12-21 | 23:00 | 0.73739 | 0.51576 | 0.73739 | 0.78971 | 0.80656 | 0.77051 | 0.70911 | 0.47644 | 0.55151 | 0.58923 | 0.63007 | 0.55579 | 0.44548
8544 | 2004-12-22 | 00:00 | 0.67072 | 0.47644 | 0.67072 | 0.73739 | 0.77051 | 0.71266 | 0.6329 | 0.44729 | 0.52379 | 0.55151 | 0.69017 | 0.5944 | 0.48166
8545 | 2004-12-22 | 01:00 | 0.62239 | 0.44729 | 0.62239 | 0.67072 | 0.71266 | 0.64415 | 0.58525 | 0.43491 | 0.5121 | 0.52379 | 0.76757 | 0.64498 | 0.54058
8546 | 2004-12-22 | 02:00 | 0.60209 | 0.43491 | 0.60209 | 0.62239 | 0.64415 | 0.58953 | 0.56075 | 0.43225 | 0.50717 | 0.5121 | 0.81281 | 0.66971 | 0.58463
8547 | 2004-12-22 | 03:00 | 0.59238 | 0.43225 | 0.59238 | 0.60209 | 0.58953 | 0.55917 | 0.55067 | 0.43624 | 0.50746 | 0.50717 | 0.82516 | 0.67484 | 0.61967
8548 | 2004-12-22 | 04:00 | 0.59068 | 0.43624 | 0.59068 | 0.59238 | 0.55917 | 0.54563 | 0.55022 | 0.45055 | 0.51678 | 0.50746 | 0.82 | 0.66951 | 0.6358
8549 | 2004-12-22 | 05:00 | 0.60052 | 0.45055 | 0.60052 | 0.59068 | 0.54563 | 0.54011 | 0.56369 | 0.48461 | 0.54211 | 0.51678 | 0.81228 | 0.66157 | 0.64651
8550 | 2004-12-22 | 06:00 | 0.64205 | 0.48461 | 0.64205 | 0.60052 | 0.54011 | 0.54616 | 0.61026 | 0.53602 | 0.58621 | 0.54211 | 0.79067 | 0.64919 | 0.64593
8551 | 2004-12-22 | 07:00 | 0.71763 | 0.53602 | 0.71763 | 0.64205 | 0.54616 | 0.58042 | 0.70484 | 0.57417 | 0.62735 | 0.58621 | 0.77225 | 0.63661 | 0.6388
8552 | 2004-12-22 | 08:00 | 0.75773 | 0.57417 | 0.75773 | 0.71763 | 0.58042 | 0.65262 | 0.75912 | 0.59538 | 0.64817 | 0.62735 | 0.75812 | 0.62884 | 0.63432
8553 | 2004-12-22 | 09:00 | 0.75133 | 0.59538 | 0.75133 | 0.75773 | 0.65262 | 0.70977 | 0.76592 | 0.61826 | 0.66108 | 0.64817 | 0.74808 | 0.62366 | 0.62977
8554 | 2004-12-22 | 10:00 | 0.73575 | 0.61826 | 0.73575 | 0.75133 | 0.70977 | 0.72666 | 0.75904 | 0.63592 | 0.67421 | 0.66108 | 0.75421 | 0.62638 | 0.62445
8555 | 2004-12-22 | 11:00 | 0.72002 | 0.63592 | 0.72002 | 0.73575 | 0.72666 | 0.73584 | 0.74818 | 0.64159 | 0.67736 | 0.67421 | 0.80951 | 0.65203 | 0.63498
8556 | 2004-12-22 | 12:00 | 0.69966 | 0.64159 | 0.69966 | 0.72002 | 0.73584 | 0.737 | 0.73263 | 0.64067 | 0.67499 | 0.67736 | 0.86117 | 0.71656 | 0.71534
8557 | 2004-12-22 | 13:00 | 0.67954 | 0.64067 | 0.67954 | 0.69966 | 0.737 | 0.73285 | 0.71604 | 0.64405 | 0.67321 | 0.67499 | 0.86101 | 0.74184 | 0.72239
8558 | 2004-12-22 | 14:00 | 0.66635 | 0.64405 | 0.66635 | 0.67954 | 0.73285 | 0.7255 | 0.70837 | 0.64556 | 0.67022 | 0.67321 | 0.84994 | 0.73781 | 0.70772
8559 | 2004-12-22 | 15:00 | 0.65601 | 0.64556 | 0.65601 | 0.66635 | 0.7255 | 0.7205 | 0.70327 | 0.64929 | 0.66878 | 0.67022 | 0.83094 | 0.73036 | 0.68779
8560 | 2004-12-22 | 16:00 | 0.65484 | 0.64929 | 0.65484 | 0.65601 | 0.7205 | 0.71635 | 0.70717 | 0.66625 | 0.67566 | 0.66878 | 0.78984 | 0.71011 | 0.65355
8561 | 2004-12-22 | 17:00 | 0.68326 | 0.66625 | 0.68326 | 0.65484 | 0.71635 | 0.71931 | 0.76489 | 0.70928 | 0.70734 | 0.67566 | 0.73454 | 0.66426 | 0.59591
8562 | 2004-12-22 | 18:00 | 0.75287 | 0.70928 | 0.75287 | 0.68326 | 0.71931 | 0.75852 | 0.819 | 0.74714 | 0.72898 | 0.70734 | 0.6767 | 0.6146 | 0.53446
8563 | 2004-12-22 | 19:00 | 0.76408 | 0.74714 | 0.76408 | 0.75287 | 0.75852 | 0.81156 | 0.81527 | 0.74814 | 0.72749 | 0.72898 | 0.63542 | 0.58595 | 0.48726
8564 | 2004-12-22 | 20:00 | 0.75609 | 0.74814 | 0.75609 | 0.76408 | 0.81156 | 0.80888 | 0.79769 | 0.74405 | 0.7203 | 0.72749 | 0.61988 | 0.57293 | 0.46049
8565 | 2004-12-22 | 21:00 | 0.74351 | 0.74405 | 0.74351 | 0.75609 | 0.80888 | 0.7939 | 0.77339 | 0.73079 | 0.70418 | 0.7203 | 0.61389 | 0.566 | 0.44603
8566 | 2004-12-22 | 22:00 | 0.71475 | 0.73079 | 0.71475 | 0.74351 | 0.7939 | 0.77269 | 0.72657 | 0.69858 | 0.67548 | 0.70418 | 0.62038 | 0.56927 | 0.44235
8567 | 2004-12-22 | 23:00 | 0.66416 | 0.69858 | 0.66416 | 0.71475 | 0.77269 | 0.73819 | 0.65649 | 0.66047 | 0.6389 | 0.67548 | 0.64591 | 0.58384 | 0.45045
8568 | 2004-12-23 | 00:00 | 0.60117 | 0.66047 | 0.60117 | 0.66416 | 0.73819 | 0.68491 | 0.58459 | 0.63519 | 0.61385 | 0.6389 | 0.70183 | 0.61833 | 0.4844
8569 | 2004-12-23 | 01:00 | 0.54893 | 0.63519 | 0.54893 | 0.60117 | 0.68491 | 0.61661 | 0.53205 | 0.62549 | 0.60133 | 0.61385 | 0.77427 | 0.66354 | 0.53781
8570 | 2004-12-23 | 02:00 | 0.52309 | 0.62549 | 0.52309 | 0.54893 | 0.61661 | 0.56023 | 0.50423 | 0.62676 | 0.59605 | 0.60133 | 0.82205 | 0.68785 | 0.57717
8571 | 2004-12-23 | 03:00 | 0.50909 | 0.62676 | 0.50909 | 0.52309 | 0.56023 | 0.52805 | 0.49005 | 0.63167 | 0.59644 | 0.59605 | 0.83679 | 0.69848 | 0.60802
8572 | 2004-12-23 | 04:00 | 0.50289 | 0.63167 | 0.50289 | 0.50909 | 0.52805 | 0.51268 | 0.48511 | 0.64707 | 0.60553 | 0.59644 | 0.83738 | 0.6946 | 0.62492
8573 | 2004-12-23 | 05:00 | 0.5105 | 0.64707 | 0.5105 | 0.50289 | 0.51268 | 0.5054 | 0.49469 | 0.67967 | 0.62777 | 0.60553 | 0.82412 | 0.6864 | 0.62863
8574 | 2004-12-23 | 06:00 | 0.5424 | 0.67967 | 0.5424 | 0.5105 | 0.5054 | 0.50881 | 0.5352 | 0.72575 | 0.66311 | 0.62777 | 0.79839 | 0.66986 | 0.62575
8575 | 2004-12-23 | 07:00 | 0.60306 | 0.72575 | 0.60306 | 0.5424 | 0.50881 | 0.53814 | 0.61445 | 0.75376 | 0.6966 | 0.66311 | 0.7743 | 0.65225 | 0.61603
8576 | 2004-12-23 | 08:00 | 0.64982 | 0.75376 | 0.64982 | 0.60306 | 0.53814 | 0.60539 | 0.67246 | 0.75821 | 0.71036 | 0.6966 | 0.75615 | 0.63885 | 0.60925
8577 | 2004-12-23 | 09:00 | 0.66169 | 0.75821 | 0.66169 | 0.64982 | 0.60539 | 0.6662 | 0.69448 | 0.75386 | 0.71533 | 0.71036 | 0.74414 | 0.62986 | 0.5998
8578 | 2004-12-23 | 10:00 | 0.67057 | 0.75386 | 0.67057 | 0.66169 | 0.6662 | 0.69493 | 0.70227 | 0.73377 | 0.71126 | 0.71533 | 0.75176 | 0.62914 | 0.59542
8579 | 2004-12-23 | 11:00 | 0.67403 | 0.73377 | 0.67403 | 0.67057 | 0.69493 | 0.71421 | 0.70526 | 0.7039 | 0.69663 | 0.71126 | 0.80422 | 0.65856 | 0.60906
8580 | 2004-12-23 | 12:00 | 0.6699 | 0.7039 | 0.6699 | 0.67403 | 0.71421 | 0.71836 | 0.70103 | 0.67171 | 0.67589 | 0.69663 | 0.85117 | 0.73108 | 0.69045
8581 | 2004-12-23 | 13:00 | 0.66218 | 0.67171 | 0.66218 | 0.6699 | 0.71836 | 0.71438 | 0.68842 | 0.64669 | 0.66077 | 0.67589 | 0.84752 | 0.75671 | 0.699
8582 | 2004-12-23 | 14:00 | 0.65696 | 0.64669 | 0.65696 | 0.66218 | 0.71438 | 0.70787 | 0.68025 | 0.62937 | 0.64796 | 0.66077 | 0.83344 | 0.74894 | 0.68574
8583 | 2004-12-23 | 15:00 | 0.6544 | 0.62937 | 0.6544 | 0.65696 | 0.70787 | 0.70598 | 0.67482 | 0.62413 | 0.64214 | 0.64796 | 0.81766 | 0.74655 | 0.66634
8584 | 2004-12-23 | 16:00 | 0.66019 | 0.62413 | 0.66019 | 0.6544 | 0.70598 | 0.70418 | 0.68336 | 0.64092 | 0.65219 | 0.64214 | 0.78157 | 0.72902 | 0.63372
8585 | 2004-12-23 | 17:00 | 0.68749 | 0.64092 | 0.68749 | 0.66019 | 0.70418 | 0.71378 | 0.73773 | 0.69604 | 0.69189 | 0.65219 | 0.72812 | 0.68986 | 0.58435
8586 | 2004-12-23 | 18:00 | 0.73097 | 0.69604 | 0.73097 | 0.68749 | 0.71378 | 0.75008 | 0.76899 | 0.74369 | 0.72203 | 0.69189 | 0.66994 | 0.64177 | 0.52572
8587 | 2004-12-23 | 19:00 | 0.73052 | 0.74369 | 0.73052 | 0.73097 | 0.75008 | 0.78592 | 0.75717 | 0.74727 | 0.72564 | 0.72203 | 0.63063 | 0.60824 | 0.47923
8588 | 2004-12-23 | 20:00 | 0.72423 | 0.74727 | 0.72423 | 0.73052 | 0.78592 | 0.77403 | 0.73308 | 0.74794 | 0.72187 | 0.72564 | 0.61067 | 0.58936 | 0.45206
8589 | 2004-12-23 | 21:00 | 0.71514 | 0.74794 | 0.71514 | 0.72423 | 0.77403 | 0.75757 | 0.70273 | 0.74043 | 0.71317 | 0.72187 | 0.60377 | 0.58157 | 0.43686
8590 | 2004-12-23 | 22:00 | 0.69375 | 0.74043 | 0.69375 | 0.71514 | 0.75757 | 0.73615 | 0.65994 | 0.71821 | 0.68694 | 0.71317 | 0.60686 | 0.57826 | 0.43059
8591 | 2004-12-23 | 23:00 | 0.65764 | 0.71821 | 0.65764 | 0.69375 | 0.73615 | 0.70763 | 0.60201 | 0.69093 | 0.65147 | 0.68694 | 0.62222 | 0.58466 | 0.43574
8592 | 2004-12-24 | 00:00 | 0.60846 | 0.69093 | 0.60846 | 0.65764 | 0.70763 | 0.66328 | 0.5406 | 0.66188 | 0.62377 | 0.65147 | 0.65698 | 0.60456 | 0.45521
8593 | 2004-12-24 | 01:00 | 0.56578 | 0.66188 | 0.56578 | 0.60846 | 0.66328 | 0.60715 | 0.48914 | 0.64877 | 0.60901 | 0.62377 | 0.70451 | 0.63021 | 0.48781
8594 | 2004-12-24 | 02:00 | 0.54191 | 0.64877 | 0.54191 | 0.56578 | 0.60715 | 0.55752 | 0.46198 | 0.643 | 0.602 | 0.60901 | 0.74987 | 0.64633 | 0.5136
8595 | 2004-12-24 | 03:00 | 0.5314 | 0.643 | 0.5314 | 0.54191 | 0.55752 | 0.52699 | 0.44954 | 0.64326 | 0.6002 | 0.602 | 0.78662 | 0.65918 | 0.5444
8596 | 2004-12-24 | 04:00 | 0.52905 | 0.64326 | 0.52905 | 0.5314 | 0.52699 | 0.51053 | 0.44717 | 0.65208 | 0.60386 | 0.6002 | 0.80496 | 0.6593 | 0.56373
8597 | 2004-12-24 | 05:00 | 0.537 | 0.65208 | 0.537 | 0.52905 | 0.51053 | 0.50445 | 0.45613 | 0.67105 | 0.61607 | 0.60386 | 0.79982 | 0.64802 | 0.56806
8598 | 2004-12-24 | 06:00 | 0.55692 | 0.67105 | 0.55692 | 0.537 | 0.50445 | 0.50684 | 0.48287 | 0.69667 | 0.6383 | 0.61607 | 0.78066 | 0.63001 | 0.56705
8599 | 2004-12-24 | 07:00 | 0.58845 | 0.69667 | 0.58845 | 0.55692 | 0.50684 | 0.52355 | 0.52484 | 0.72102 | 0.65966 | 0.6383 | 0.75554 | 0.60837 | 0.55907
8600 | 2004-12-24 | 08:00 | 0.62145 | 0.72102 | 0.62145 | 0.58845 | 0.52355 | 0.55798 | 0.57095 | 0.74092 | 0.67166 | 0.65966 | 0.73541 | 0.59091 | 0.55141
8601 | 2004-12-24 | 09:00 | 0.65492 | 0.74092 | 0.65492 | 0.62145 | 0.55798 | 0.59487 | 0.62664 | 0.75116 | 0.6746 | 0.67166 | 0.72557 | 0.5794 | 0.54542
8602 | 2004-12-24 | 10:00 | 0.68015 | 0.75116 | 0.68015 | 0.65492 | 0.59487 | 0.63493 | 0.6594 | 0.74191 | 0.66692 | 0.6746 | 0.73222 | 0.57487 | 0.5422
8603 | 2004-12-24 | 11:00 | 0.68277 | 0.74191 | 0.68277 | 0.68015 | 0.63493 | 0.6656 | 0.67155 | 0.71667 | 0.64997 | 0.66692 | 0.77425 | 0.5987 | 0.55924
8604 | 2004-12-24 | 12:00 | 0.67513 | 0.71667 | 0.67513 | 0.68277 | 0.6656 | 0.67738 | 0.67059 | 0.68904 | 0.62666 | 0.64997 | 0.79325 | 0.66017 | 0.63409
8605 | 2004-12-24 | 13:00 | 0.66582 | 0.68904 | 0.66582 | 0.67513 | 0.67738 | 0.67794 | 0.66242 | 0.66647 | 0.60579 | 0.62666 | 0.77047 | 0.67502 | 0.63535
8606 | 2004-12-24 | 14:00 | 0.65744 | 0.66647 | 0.65744 | 0.66582 | 0.67794 | 0.67186 | 0.65645 | 0.65045 | 0.58701 | 0.60579 | 0.75157 | 0.66458 | 0.61491
8607 | 2004-12-24 | 15:00 | 0.65442 | 0.65045 | 0.65442 | 0.65744 | 0.67186 | 0.66651 | 0.65716 | 0.64671 | 0.57761 | 0.58701 | 0.74236 | 0.65928 | 0.59524
8608 | 2004-12-24 | 16:00 | 0.65845 | 0.64671 | 0.65845 | 0.65442 | 0.66651 | 0.66567 | 0.67009 | 0.65651 | 0.58255 | 0.57761 | 0.72506 | 0.65357 | 0.57693
8609 | 2004-12-24 | 17:00 | 0.68571 | 0.65651 | 0.68571 | 0.65845 | 0.66567 | 0.66915 | 0.72276 | 0.69626 | 0.61656 | 0.58255 | 0.68953 | 0.63651 | 0.54996
8610 | 2004-12-24 | 18:00 | 0.73929 | 0.69626 | 0.73929 | 0.68571 | 0.66915 | 0.70432 | 0.75012 | 0.72415 | 0.64209 | 0.61656 | 0.652 | 0.60585 | 0.51331
8611 | 2004-12-24 | 19:00 | 0.72828 | 0.72415 | 0.72828 | 0.73929 | 0.70432 | 0.74885 | 0.71898 | 0.71945 | 0.64387 | 0.64209 | 0.61338 | 0.57873 | 0.47771
8612 | 2004-12-24 | 20:00 | 0.71323 | 0.71945 | 0.71323 | 0.72828 | 0.74885 | 0.73394 | 0.68971 | 0.71529 | 0.64235 | 0.64387 | 0.59284 | 0.56167 | 0.44957
8613 | 2004-12-24 | 21:00 | 0.70482 | 0.71529 | 0.70482 | 0.71323 | 0.73394 | 0.7153 | 0.67395 | 0.70909 | 0.63926 | 0.64235 | 0.5823 | 0.55186 | 0.43229
8614 | 2004-12-24 | 22:00 | 0.69857 | 0.70909 | 0.69857 | 0.70482 | 0.7153 | 0.69841 | 0.65836 | 0.69385 | 0.629 | 0.63926 | 0.58078 | 0.54867 | 0.42167
8615 | 2004-12-24 | 23:00 | 0.68073 | 0.69385 | 0.68073 | 0.69857 | 0.69841 | 0.68456 | 0.63195 | 0.67209 | 0.60757 | 0.629 | 0.58914 | 0.55228 | 0.42086
8616 | 2004-12-25 | 00:00 | 0.65158 | 0.67209 | 0.65158 | 0.68073 | 0.68456 | 0.66173 | 0.59019 | 0.64934 | 0.58389 | 0.60757 | 0.61019 | 0.56535 | 0.42754
8617 | 2004-12-25 | 01:00 | 0.61868 | 0.64934 | 0.61868 | 0.65158 | 0.66173 | 0.62793 | 0.54615 | 0.63681 | 0.56681 | 0.58389 | 0.64577 | 0.58545 | 0.4451
8618 | 2004-12-25 | 02:00 | 0.59484 | 0.63681 | 0.59484 | 0.61868 | 0.62793 | 0.58889 | 0.51555 | 0.6327 | 0.55659 | 0.56681 | 0.68623 | 0.6013 | 0.46263
8619 | 2004-12-25 | 03:00 | 0.58197 | 0.6327 | 0.58197 | 0.59484 | 0.58889 | 0.55773 | 0.49884 | 0.63198 | 0.55367 | 0.55659 | 0.7167 | 0.6071 | 0.48704
8620 | 2004-12-25 | 04:00 | 0.57698 | 0.63198 | 0.57698 | 0.58197 | 0.55773 | 0.53586 | 0.49299 | 0.63483 | 0.55553 | 0.55367 | 0.72807 | 0.5989 | 0.50285
8621 | 2004-12-25 | 05:00 | 0.58051 | 0.63483 | 0.58051 | 0.57698 | 0.53586 | 0.52464 | 0.49527 | 0.64654 | 0.5639 | 0.55553 | 0.72139 | 0.58543 | 0.50794
8622 | 2004-12-25 | 06:00 | 0.59183 | 0.64654 | 0.59183 | 0.58051 | 0.52464 | 0.52182 | 0.50879 | 0.66608 | 0.5817 | 0.5639 | 0.70986 | 0.57009 | 0.50531
8623 | 2004-12-25 | 07:00 | 0.61446 | 0.66608 | 0.61446 | 0.59183 | 0.52182 | 0.52903 | 0.5352 | 0.68528 | 0.60198 | 0.5817 | 0.69517 | 0.55233 | 0.4997
8624 | 2004-12-25 | 08:00 | 0.64081 | 0.68528 | 0.64081 | 0.61446 | 0.52903 | 0.54795 | 0.56987 | 0.68491 | 0.61213 | 0.60198 | 0.67918 | 0.53228 | 0.49159
8625 | 2004-12-25 | 09:00 | 0.65838 | 0.68491 | 0.65838 | 0.64081 | 0.54795 | 0.56899 | 0.60512 | 0.66291 | 0.61015 | 0.61213 | 0.66297 | 0.51634 | 0.4842
8626 | 2004-12-25 | 10:00 | 0.66301 | 0.66291 | 0.66301 | 0.65838 | 0.56899 | 0.59375 | 0.62448 | 0.63276 | 0.59309 | 0.61015 | 0.65834 | 0.50914 | 0.48262
8627 | 2004-12-25 | 11:00 | 0.65793 | 0.63276 | 0.65793 | 0.66301 | 0.59375 | 0.61344 | 0.6307 | 0.59583 | 0.5696 | 0.59309 | 0.69083 | 0.5254 | 0.50187
8628 | 2004-12-25 | 12:00 | 0.64944 | 0.59583 | 0.64944 | 0.65793 | 0.61344 | 0.62238 | 0.63016 | 0.55205 | 0.53979 | 0.5696 | 0.71338 | 0.58309 | 0.56485
8629 | 2004-12-25 | 13:00 | 0.63257 | 0.55205 | 0.63257 | 0.64944 | 0.62238 | 0.62449 | 0.61992 | 0.51141 | 0.50952 | 0.53979 | 0.713 | 0.61352 | 0.57679
8630 | 2004-12-25 | 14:00 | 0.61518 | 0.51141 | 0.61518 | 0.63257 | 0.62449 | 0.62069 | 0.6006 | 0.48115 | 0.48798 | 0.50952 | 0.70885 | 0.62239 | 0.57333
8631 | 2004-12-25 | 15:00 | 0.60126 | 0.48115 | 0.60126 | 0.61518 | 0.62069 | 0.61302 | 0.58472 | 0.46333 | 0.47665 | 0.48798 | 0.70073 | 0.62476 | 0.56577
8632 | 2004-12-25 | 16:00 | 0.59566 | 0.46333 | 0.59566 | 0.60126 | 0.61302 | 0.60307 | 0.58608 | 0.4619 | 0.47873 | 0.47665 | 0.68152 | 0.6189 | 0.55072
8633 | 2004-12-25 | 17:00 | 0.61971 | 0.4619 | 0.61971 | 0.59566 | 0.60307 | 0.60279 | 0.63182 | 0.50096 | 0.51405 | 0.47873 | 0.64255 | 0.59435 | 0.5196
8634 | 2004-12-25 | 18:00 | 0.67792 | 0.50096 | 0.67792 | 0.61971 | 0.60279 | 0.63265 | 0.66831 | 0.56284 | 0.55218 | 0.51405 | 0.60279 | 0.56234 | 0.48171
8635 | 2004-12-25 | 19:00 | 0.68998 | 0.56284 | 0.68998 | 0.67792 | 0.63265 | 0.68005 | 0.6713 | 0.5852 | 0.56908 | 0.55218 | 0.57197 | 0.53838 | 0.44693
8636 | 2004-12-25 | 20:00 | 0.69661 | 0.5852 | 0.69661 | 0.68998 | 0.68005 | 0.68632 | 0.67171 | 0.60073 | 0.57681 | 0.56908 | 0.55459 | 0.52645 | 0.4238
8637 | 2004-12-25 | 21:00 | 0.70049 | 0.60073 | 0.70049 | 0.69661 | 0.68632 | 0.68051 | 0.66873 | 0.60788 | 0.5747 | 0.57681 | 0.54708 | 0.52164 | 0.41223
8638 | 2004-12-25 | 22:00 | 0.69887 | 0.60788 | 0.69887 | 0.70049 | 0.68051 | 0.67918 | 0.65322 | 0.60102 | 0.56277 | 0.5747 | 0.5462 | 0.52286 | 0.40738
8639 | 2004-12-25 | 23:00 | 0.6805 | 0.60102 | 0.6805 | 0.69887 | 0.67918 | 0.67045 | 0.61582 | 0.58451 | 0.53966 | 0.56277 | 0.55576 | 0.52971 | 0.40808
8640 | 2004-12-26 | 00:00 | 0.64412 | 0.58451 | 0.64412 | 0.6805 | 0.67045 | 0.64467 | 0.57 | 0.57038 | 0.52209 | 0.53966 | 0.57623 | 0.54436 | 0.41735
8641 | 2004-12-26 | 01:00 | 0.61182 | 0.57038 | 0.61182 | 0.64412 | 0.64467 | 0.60708 | 0.53193 | 0.56393 | 0.51161 | 0.52209 | 0.60939 | 0.56807 | 0.43626
8642 | 2004-12-26 | 02:00 | 0.59238 | 0.56393 | 0.59238 | 0.61182 | 0.60708 | 0.56663 | 0.50966 | 0.56359 | 0.50869 | 0.51161 | 0.64905 | 0.57903 | 0.45311
8643 | 2004-12-26 | 03:00 | 0.58419 | 0.56359 | 0.58419 | 0.59238 | 0.56663 | 0.54131 | 0.50033 | 0.56796 | 0.50944 | 0.50869 | 0.68218 | 0.59651 | 0.48002
8644 | 2004-12-26 | 04:00 | 0.58071 | 0.56796 | 0.58071 | 0.58419 | 0.54131 | 0.52513 | 0.49706 | 0.5768 | 0.51485 | 0.50944 | 0.70497 | 0.60279 | 0.50805
8645 | 2004-12-26 | 05:00 | 0.58322 | 0.5768 | 0.58322 | 0.58071 | 0.52513 | 0.51845 | 0.50037 | 0.59255 | 0.52608 | 0.51485 | 0.70851 | 0.59664 | 0.52388
8646 | 2004-12-26 | 06:00 | 0.59248 | 0.59255 | 0.59248 | 0.58322 | 0.51845 | 0.51869 | 0.51285 | 0.61387 | 0.54592 | 0.52608 | 0.701 | 0.58257 | 0.52823
8647 | 2004-12-26 | 07:00 | 0.61257 | 0.61387 | 0.61257 | 0.59248 | 0.51869 | 0.52531 | 0.53757 | 0.62937 | 0.56498 | 0.54592 | 0.69022 | 0.5668 | 0.52637
8648 | 2004-12-26 | 08:00 | 0.63558 | 0.62937 | 0.63558 | 0.61257 | 0.52531 | 0.54282 | 0.56734 | 0.62775 | 0.57233 | 0.56498 | 0.67867 | 0.55372 | 0.5224
8649 | 2004-12-26 | 09:00 | 0.66147 | 0.62775 | 0.66147 | 0.63558 | 0.54282 | 0.56255 | 0.60922 | 0.60097 | 0.56857 | 0.57233 | 0.67127 | 0.54379 | 0.51969
8650 | 2004-12-26 | 10:00 | 0.68352 | 0.60097 | 0.68352 | 0.66147 | 0.56255 | 0.59111 | 0.65032 | 0.56215 | 0.55231 | 0.56857 | 0.68019 | 0.54344 | 0.52668
8651 | 2004-12-26 | 11:00 | 0.6924 | 0.56215 | 0.6924 | 0.68352 | 0.59111 | 0.62058 | 0.67474 | 0.52413 | 0.53023 | 0.55231 | 0.72836 | 0.57315 | 0.55383
8652 | 2004-12-26 | 12:00 | 0.69193 | 0.52413 | 0.69193 | 0.6924 | 0.62058 | 0.64007 | 0.68834 | 0.49253 | 0.51215 | 0.53023 | 0.7772 | 0.64281 | 0.62111
8653 | 2004-12-26 | 13:00 | 0.68596 | 0.49253 | 0.68596 | 0.69193 | 0.64007 | 0.65301 | 0.69298 | 0.46732 | 0.49486 | 0.51215 | 0.78026 | 0.66956 | 0.63425
8654 | 2004-12-26 | 14:00 | 0.67547 | 0.46732 | 0.67547 | 0.68596 | 0.65301 | 0.65628 | 0.69116 | 0.44853 | 0.48149 | 0.49486 | 0.77172 | 0.66655 | 0.62741
8655 | 2004-12-26 | 15:00 | 0.66834 | 0.44853 | 0.66834 | 0.67547 | 0.65628 | 0.65895 | 0.68958 | 0.43773 | 0.47562 | 0.48149 | 0.75226 | 0.65689 | 0.61215
8656 | 2004-12-26 | 16:00 | 0.66975 | 0.43773 | 0.66975 | 0.66834 | 0.65895 | 0.65769 | 0.70173 | 0.42923 | 0.48543 | 0.47562 | 0.71859 | 0.63482 | 0.58109
8657 | 2004-12-26 | 17:00 | 0.70116 | 0.42923 | 0.70116 | 0.66975 | 0.65769 | 0.66258 | 0.7578 | 0.47418 | 0.5266 | 0.48543 | 0.66502 | 0.593 | 0.53695
8658 | 2004-12-26 | 18:00 | 0.7518 | 0.47418 | 0.7518 | 0.70116 | 0.66258 | 0.70517 | 0.79453 | 0.53344 | 0.56462 | 0.5266 | 0.61889 | 0.55387 | 0.48878
8659 | 2004-12-26 | 19:00 | 0.75743 | 0.53344 | 0.75743 | 0.7518 | 0.70517 | 0.75219 | 0.78914 | 0.54838 | 0.57645 | 0.56462 | 0.58783 | 0.52702 | 0.45003
8660 | 2004-12-26 | 20:00 | 0.75658 | 0.54838 | 0.75658 | 0.75743 | 0.75219 | 0.75377 | 0.77364 | 0.55399 | 0.57805 | 0.57645 | 0.57261 | 0.5136 | 0.42782
8661 | 2004-12-26 | 21:00 | 0.74583 | 0.55399 | 0.74583 | 0.75658 | 0.75377 | 0.74516 | 0.7444 | 0.55087 | 0.57163 | 0.57805 | 0.5692 | 0.50677 | 0.41756
8662 | 2004-12-26 | 22:00 | 0.72368 | 0.55087 | 0.72368 | 0.74583 | 0.74516 | 0.73052 | 0.70148 | 0.53385 | 0.55133 | 0.57163 | 0.57625 | 0.50819 | 0.41499
8663 | 2004-12-26 | 23:00 | 0.68708 | 0.53385 | 0.68708 | 0.72368 | 0.73052 | 0.7051 | 0.64596 | 0.50919 | 0.52284 | 0.55133 | 0.59941 | 0.52065 | 0.42483
8664 | 2004-12-27 | 00:00 | 0.64133 | 0.50919 | 0.64133 | 0.68708 | 0.7051 | 0.66398 | 0.59346 | 0.49115 | 0.503 | 0.52284 | 0.65054 | 0.55103 | 0.45142
8665 | 2004-12-27 | 01:00 | 0.60667 | 0.49115 | 0.60667 | 0.64133 | 0.66398 | 0.61499 | 0.55241 | 0.48784 | 0.49391 | 0.503 | 0.71822 | 0.58914 | 0.49807
8666 | 2004-12-27 | 02:00 | 0.59225 | 0.48784 | 0.59225 | 0.60667 | 0.61499 | 0.57113 | 0.53205 | 0.49185 | 0.49113 | 0.49391 | 0.76339 | 0.61534 | 0.53837
8667 | 2004-12-27 | 03:00 | 0.58843 | 0.49185 | 0.58843 | 0.59225 | 0.57113 | 0.54778 | 0.52397 | 0.501 | 0.49373 | 0.49113 | 0.7821 | 0.63041 | 0.57726
8668 | 2004-12-27 | 04:00 | 0.59238 | 0.501 | 0.59238 | 0.58843 | 0.54778 | 0.5374 | 0.52397 | 0.52052 | 0.50504 | 0.49373 | 0.78697 | 0.64127 | 0.60299
8669 | 2004-12-27 | 05:00 | 0.60794 | 0.52052 | 0.60794 | 0.59238 | 0.5374 | 0.5264 | 0.53508 | 0.55683 | 0.52789 | 0.50504 | 0.77882 | 0.64264 | 0.62016
8670 | 2004-12-27 | 06:00 | 0.64454 | 0.55683 | 0.64454 | 0.60794 | 0.5264 | 0.53322 | 0.57153 | 0.60194 | 0.56535 | 0.52789 | 0.76203 | 0.63497 | 0.62596
8671 | 2004-12-27 | 07:00 | 0.69742 | 0.60194 | 0.69742 | 0.64454 | 0.53322 | 0.56403 | 0.62664 | 0.62839 | 0.59791 | 0.56535 | 0.74244 | 0.62324 | 0.6251
8672 | 2004-12-27 | 08:00 | 0.73495 | 0.62839 | 0.73495 | 0.69742 | 0.56403 | 0.61457 | 0.66852 | 0.62508 | 0.60914 | 0.59791 | 0.72618 | 0.61507 | 0.6243
8673 | 2004-12-27 | 09:00 | 0.75915 | 0.62508 | 0.75915 | 0.73495 | 0.61457 | 0.65959 | 0.70754 | 0.60735 | 0.6111 | 0.60914 | 0.71495 | 0.60717 | 0.62107
8674 | 2004-12-27 | 10:00 | 0.7749 | 0.60735 | 0.7749 | 0.75915 | 0.65959 | 0.69669 | 0.73636 | 0.58393 | 0.60466 | 0.6111 | 0.72024 | 0.60149 | 0.62473
8675 | 2004-12-27 | 11:00 | 0.77727 | 0.58393 | 0.77727 | 0.7749 | 0.69669 | 0.73038 | 0.75029 | 0.55698 | 0.59198 | 0.60466 | 0.77363 | 0.62257 | 0.65095
8676 | 2004-12-27 | 12:00 | 0.77097 | 0.55698 | 0.77097 | 0.77727 | 0.73038 | 0.74568 | 0.75137 | 0.5314 | 0.57284 | 0.59198 | 0.83006 | 0.68428 | 0.70092
8677 | 2004-12-27 | 13:00 | 0.75885 | 0.5314 | 0.75885 | 0.77097 | 0.74568 | 0.75018 | 0.74473 | 0.513 | 0.55862 | 0.57284 | 0.83059 | 0.70667 | 0.7015
8678 | 2004-12-27 | 14:00 | 0.74628 | 0.513 | 0.74628 | 0.75885 | 0.75018 | 0.74748 | 0.73768 | 0.49508 | 0.54685 | 0.55862 | 0.81912 | 0.69938 | 0.68218
8679 | 2004-12-27 | 15:00 | 0.73625 | 0.49508 | 0.73625 | 0.74628 | 0.74748 | 0.7422 | 0.73093 | 0.4846 | 0.54123 | 0.54685 | 0.79437 | 0.68421 | 0.65786
8680 | 2004-12-27 | 16:00 | 0.73577 | 0.4846 | 0.73577 | 0.73625 | 0.7422 | 0.7352 | 0.73433 | 0.49473 | 0.54437 | 0.54123 | 0.74867 | 0.65509 | 0.61731
8681 | 2004-12-27 | 17:00 | 0.76999 | 0.49473 | 0.76999 | 0.73577 | 0.7352 | 0.73763 | 0.79371 | 0.53107 | 0.57877 | 0.54437 | 0.6895 | 0.60478 | 0.56403
8682 | 2004-12-27 | 18:00 | 0.84852 | 0.53107 | 0.84852 | 0.76999 | 0.73763 | 0.77491 | 0.86212 | 0.57545 | 0.6113 | 0.57877 | 0.64005 | 0.55826 | 0.50741
8683 | 2004-12-27 | 19:00 | 0.86016 | 0.57545 | 0.86016 | 0.84852 | 0.77491 | 0.84201 | 0.86204 | 0.57654 | 0.61661 | 0.6113 | 0.60723 | 0.52951 | 0.46607
8684 | 2004-12-27 | 20:00 | 0.85227 | 0.57654 | 0.85227 | 0.86016 | 0.84201 | 0.84121 | 0.84147 | 0.57205 | 0.61164 | 0.61661 | 0.59563 | 0.51362 | 0.4435
8685 | 2004-12-27 | 21:00 | 0.83809 | 0.57205 | 0.83809 | 0.85227 | 0.84121 | 0.82636 | 0.81129 | 0.55626 | 0.5975 | 0.61164 | 0.59502 | 0.50695 | 0.43216
8686 | 2004-12-27 | 22:00 | 0.81083 | 0.55626 | 0.81083 | 0.83809 | 0.82636 | 0.8028 | 0.76771 | 0.52571 | 0.56957 | 0.5975 | 0.60263 | 0.50812 | 0.43066
8687 | 2004-12-27 | 23:00 | 0.76188 | 0.52571 | 0.76188 | 0.81083 | 0.8028 | 0.76682 | 0.70331 | 0.48857 | 0.5352 | 0.56957 | 0.63034 | 0.51953 | 0.43877
8688 | 2004-12-28 | 00:00 | 0.71147 | 0.48857 | 0.71147 | 0.76188 | 0.76682 | 0.71561 | 0.64322 | 0.46408 | 0.51125 | 0.5352 | 0.68546 | 0.55153 | 0.46574
8689 | 2004-12-28 | 01:00 | 0.67473 | 0.46408 | 0.67473 | 0.71147 | 0.71561 | 0.65846 | 0.60275 | 0.45218 | 0.49896 | 0.51125 | 0.75767 | 0.59198 | 0.51316
8690 | 2004-12-28 | 02:00 | 0.65495 | 0.45218 | 0.65495 | 0.67473 | 0.65846 | 0.61337 | 0.58185 | 0.44565 | 0.49313 | 0.49896 | 0.80358 | 0.61405 | 0.56223
8691 | 2004-12-28 | 03:00 | 0.64992 | 0.44565 | 0.64992 | 0.65495 | 0.61337 | 0.58756 | 0.57364 | 0.44711 | 0.49383 | 0.49313 | 0.81925 | 0.62324 | 0.59733
8692 | 2004-12-28 | 04:00 | 0.65031 | 0.44711 | 0.65031 | 0.64992 | 0.58756 | 0.57483 | 0.57418 | 0.45831 | 0.5013 | 0.49383 | 0.82176 | 0.6276 | 0.62624
8693 | 2004-12-28 | 05:00 | 0.66286 | 0.45831 | 0.66286 | 0.65031 | 0.57483 | 0.5693 | 0.58625 | 0.48712 | 0.5217 | 0.5013 | 0.81146 | 0.62498 | 0.63956
8694 | 2004-12-28 | 06:00 | 0.6971 | 0.48712 | 0.6971 | 0.66286 | 0.5693 | 0.57366 | 0.62204 | 0.52926 | 0.5589 | 0.5217 | 0.79243 | 0.61868 | 0.64231
8695 | 2004-12-28 | 07:00 | 0.75088 | 0.52926 | 0.75088 | 0.6971 | 0.57366 | 0.60004 | 0.68598 | 0.55109 | 0.59203 | 0.5589 | 0.7759 | 0.60809 | 0.63619
8696 | 2004-12-28 | 08:00 | 0.78468 | 0.55109 | 0.78468 | 0.75088 | 0.60004 | 0.64928 | 0.73316 | 0.55176 | 0.60123 | 0.59203 | 0.7624 | 0.60147 | 0.63144
8697 | 2004-12-28 | 09:00 | 0.79536 | 0.55176 | 0.79536 | 0.78468 | 0.64928 | 0.69388 | 0.76182 | 0.5491 | 0.60121 | 0.60123 | 0.75343 | 0.59502 | 0.62716
8698 | 2004-12-28 | 10:00 | 0.79576 | 0.5491 | 0.79576 | 0.79536 | 0.69388 | 0.72782 | 0.77604 | 0.54046 | 0.5925 | 0.60121 | 0.75886 | 0.59621 | 0.62856
8699 | 2004-12-28 | 11:00 | 0.78884 | 0.54046 | 0.78884 | 0.79576 | 0.72782 | 0.75426 | 0.77816 | 0.52636 | 0.57923 | 0.5925 | 0.80986 | 0.61606 | 0.65204
8700 | 2004-12-28 | 12:00 | 0.77555 | 0.52636 | 0.77555 | 0.78884 | 0.75426 | 0.76601 | 0.77194 | 0.51008 | 0.56127 | 0.57923 | 0.85558 | 0.67549 | 0.70374
8701 | 2004-12-28 | 13:00 | 0.75534 | 0.51008 | 0.75534 | 0.77555 | 0.76601 | 0.76373 | 0.75867 | 0.49907 | 0.55141 | 0.56127 | 0.85149 | 0.6945 | 0.70289
8702 | 2004-12-28 | 14:00 | 0.74616 | 0.49907 | 0.74616 | 0.75534 | 0.76373 | 0.75746 | 0.75004 | 0.48917 | 0.5377 | 0.55141 | 0.83373 | 0.68511 | 0.68437
8703 | 2004-12-28 | 15:00 | 0.73692 | 0.48917 | 0.73692 | 0.74616 | 0.75746 | 0.75251 | 0.74461 | 0.48489 | 0.52907 | 0.5377 | 0.80547 | 0.66974 | 0.66063
8704 | 2004-12-28 | 16:00 | 0.73859 | 0.48489 | 0.73859 | 0.73692 | 0.75251 | 0.74646 | 0.74855 | 0.48593 | 0.52869 | 0.52907 | 0.76283 | 0.64097 | 0.6263
8705 | 2004-12-28 | 17:00 | 0.77177 | 0.48593 | 0.77177 | 0.73859 | 0.74646 | 0.74892 | 0.80486 | 0.51139 | 0.55558 | 0.52869 | 0.703 | 0.59465 | 0.57258
8706 | 2004-12-28 | 18:00 | 0.83303 | 0.51139 | 0.83303 | 0.77177 | 0.74892 | 0.78536 | 0.85138 | 0.54749 | 0.58346 | 0.55558 | 0.64777 | 0.54665 | 0.51677
8707 | 2004-12-28 | 19:00 | 0.83455 | 0.54749 | 0.83455 | 0.83303 | 0.78536 | 0.83516 | 0.84359 | 0.54345 | 0.58601 | 0.58346 | 0.61535 | 0.51818 | 0.4773
8708 | 2004-12-28 | 20:00 | 0.82288 | 0.54345 | 0.82288 | 0.83455 | 0.83516 | 0.82781 | 0.82012 | 0.53406 | 0.57797 | 0.58601 | 0.59946 | 0.50199 | 0.45316
8709 | 2004-12-28 | 21:00 | 0.8011 | 0.53406 | 0.8011 | 0.82288 | 0.82781 | 0.80737 | 0.78761 | 0.5168 | 0.56277 | 0.57797 | 0.59315 | 0.49415 | 0.44238
8710 | 2004-12-28 | 22:00 | 0.76898 | 0.5168 | 0.76898 | 0.8011 | 0.80737 | 0.78043 | 0.74129 | 0.48514 | 0.53559 | 0.56277 | 0.60082 | 0.49228 | 0.4383
8711 | 2004-12-28 | 23:00 | 0.71525 | 0.48514 | 0.71525 | 0.76898 | 0.78043 | 0.74181 | 0.67466 | 0.44764 | 0.5012 | 0.53559 | 0.62384 | 0.50376 | 0.44589
8712 | 2004-12-29 | 00:00 | 0.66092 | 0.44764 | 0.66092 | 0.71525 | 0.74181 | 0.68959 | 0.61063 | 0.42146 | 0.47654 | 0.5012 | 0.67508 | 0.53235 | 0.47052
8713 | 2004-12-29 | 01:00 | 0.61665 | 0.42146 | 0.61665 | 0.66092 | 0.68959 | 0.63036 | 0.56705 | 0.40653 | 0.46364 | 0.47654 | 0.74276 | 0.56827 | 0.51976
8714 | 2004-12-29 | 02:00 | 0.59151 | 0.40653 | 0.59151 | 0.61665 | 0.63036 | 0.58228 | 0.54142 | 0.39903 | 0.45678 | 0.46364 | 0.78441 | 0.59382 | 0.55896
8715 | 2004-12-29 | 03:00 | 0.57743 | 0.39903 | 0.57743 | 0.59151 | 0.58228 | 0.55379 | 0.53019 | 0.39634 | 0.45544 | 0.45678 | 0.801 | 0.60401 | 0.59257
8716 | 2004-12-29 | 04:00 | 0.57411 | 0.39634 | 0.57411 | 0.57743 | 0.55379 | 0.53761 | 0.52612 | 0.40385 | 0.46214 | 0.45544 | 0.80635 | 0.61579 | 0.61585
8717 | 2004-12-29 | 05:00 | 0.58064 | 0.40385 | 0.58064 | 0.57411 | 0.53761 | 0.52935 | 0.53409 | 0.42996 | 0.48139 | 0.46214 | 0.80648 | 0.62456 | 0.63077
8718 | 2004-12-29 | 06:00 | 0.61135 | 0.42996 | 0.61135 | 0.58064 | 0.52935 | 0.53174 | 0.56796 | 0.46744 | 0.51745 | 0.48139 | 0.79839 | 0.62369 | 0.63326
8719 | 2004-12-29 | 07:00 | 0.65706 | 0.46744 | 0.65706 | 0.61135 | 0.53174 | 0.5571 | 0.62884 | 0.49101 | 0.54973 | 0.51745 | 0.79062 | 0.61293 | 0.62838
8720 | 2004-12-29 | 08:00 | 0.69325 | 0.49101 | 0.69325 | 0.65706 | 0.5571 | 0.60658 | 0.67971 | 0.49731 | 0.5613 | 0.54973 | 0.77872 | 0.6073 | 0.62431
8721 | 2004-12-29 | 09:00 | 0.71405 | 0.49731 | 0.71405 | 0.69325 | 0.60658 | 0.65452 | 0.71065 | 0.50508 | 0.56295 | 0.5613 | 0.76677 | 0.6001 | 0.61679
8722 | 2004-12-29 | 10:00 | 0.72704 | 0.50508 | 0.72704 | 0.71405 | 0.65452 | 0.6892 | 0.73109 | 0.51003 | 0.56161 | 0.56295 | 0.77081 | 0.59646 | 0.61593
8723 | 2004-12-29 | 11:00 | 0.72838 | 0.51003 | 0.72838 | 0.72704 | 0.6892 | 0.71526 | 0.73785 | 0.50789 | 0.55427 | 0.56161 | 0.80768 | 0.61761 | 0.64022
8724 | 2004-12-29 | 12:00 | 0.71758 | 0.50789 | 0.71758 | 0.72838 | 0.71526 | 0.72673 | 0.73329 | 0.50247 | 0.54342 | 0.55427 | 0.84425 | 0.67248 | 0.70447
8725 | 2004-12-29 | 13:00 | 0.70277 | 0.50247 | 0.70277 | 0.71758 | 0.72673 | 0.72887 | 0.72147 | 0.49748 | 0.53404 | 0.54342 | 0.8357 | 0.68804 | 0.70961
8726 | 2004-12-29 | 14:00 | 0.69195 | 0.49748 | 0.69195 | 0.70277 | 0.72887 | 0.72289 | 0.71189 | 0.49173 | 0.52748 | 0.53404 | 0.81659 | 0.67709 | 0.69173
8727 | 2004-12-29 | 15:00 | 0.6812 | 0.49173 | 0.6812 | 0.69195 | 0.72289 | 0.71976 | 0.70526 | 0.48835 | 0.5249 | 0.52748 | 0.79104 | 0.66389 | 0.66923
8728 | 2004-12-29 | 16:00 | 0.67819 | 0.48835 | 0.67819 | 0.6812 | 0.71976 | 0.71582 | 0.70737 | 0.48886 | 0.52701 | 0.5249 | 0.74766 | 0.63624 | 0.63289
8729 | 2004-12-29 | 17:00 | 0.70862 | 0.48886 | 0.70862 | 0.67819 | 0.71582 | 0.71839 | 0.75751 | 0.51158 | 0.55481 | 0.52701 | 0.6894 | 0.59168 | 0.57938
8730 | 2004-12-29 | 18:00 | 0.75867 | 0.51158 | 0.75867 | 0.70862 | 0.71839 | 0.75873 | 0.80594 | 0.54599 | 0.57861 | 0.55481 | 0.64133 | 0.54421 | 0.52373
8731 | 2004-12-29 | 19:00 | 0.75613 | 0.54599 | 0.75613 | 0.75867 | 0.75873 | 0.7984 | 0.79611 | 0.53829 | 0.57578 | 0.57861 | 0.60569 | 0.51587 | 0.48172
8732 | 2004-12-29 | 20:00 | 0.74469 | 0.53829 | 0.74469 | 0.75613 | 0.7984 | 0.78789 | 0.77231 | 0.52704 | 0.56478 | 0.57578 | 0.58743 | 0.50102 | 0.45728
8733 | 2004-12-29 | 21:00 | 0.72605 | 0.52704 | 0.72605 | 0.74469 | 0.78789 | 0.76781 | 0.74544 | 0.50733 | 0.54762 | 0.56478 | 0.58182 | 0.4922 | 0.445
8734 | 2004-12-29 | 22:00 | 0.69663 | 0.50733 | 0.69663 | 0.72605 | 0.76781 | 0.74195 | 0.70132 | 0.47516 | 0.5183 | 0.54762 | 0.58725 | 0.49121 | 0.44157
8735 | 2004-12-29 | 23:00 | 0.64756 | 0.47516 | 0.64756 | 0.69663 | 0.74195 | 0.70598 | 0.637 | 0.43766 | 0.48175 | 0.5183 | 0.60878 | 0.50202 | 0.44865
8736 | 2004-12-30 | 00:00 | 0.5943 | 0.43766 | 0.5943 | 0.64756 | 0.70598 | 0.65568 | 0.57377 | 0.40902 | 0.45356 | 0.48175 | 0.66249 | 0.53039 | 0.4745
8737 | 2004-12-30 | 01:00 | 0.55373 | 0.40902 | 0.55373 | 0.5943 | 0.65568 | 0.59807 | 0.52865 | 0.39205 | 0.43731 | 0.45356 | 0.72738 | 0.56854 | 0.52022
8738 | 2004-12-30 | 02:00 | 0.53121 | 0.39205 | 0.53121 | 0.55373 | 0.59807 | 0.54999 | 0.50581 | 0.3825 | 0.42785 | 0.43731 | 0.77252 | 0.59425 | 0.55773
8739 | 2004-12-30 | 03:00 | 0.52218 | 0.3825 | 0.52218 | 0.53121 | 0.54999 | 0.52172 | 0.49498 | 0.37992 | 0.42443 | 0.42785 | 0.79189 | 0.60426 | 0.58748
8740 | 2004-12-30 | 04:00 | 0.52345 | 0.37992 | 0.52345 | 0.52218 | 0.52172 | 0.50681 | 0.4922 | 0.38477 | 0.42708 | 0.42443 | 0.79919 | 0.61073 | 0.6099
8741 | 2004-12-30 | 05:00 | 0.53674 | 0.38477 | 0.53674 | 0.52345 | 0.50681 | 0.50086 | 0.50241 | 0.40518 | 0.44388 | 0.42708 | 0.79368 | 0.613 | 0.62521
8742 | 2004-12-30 | 06:00 | 0.56769 | 0.40518 | 0.56769 | 0.53674 | 0.50086 | 0.50501 | 0.53811 | 0.43993 | 0.47556 | 0.44388 | 0.7842 | 0.60792 | 0.62666
8743 | 2004-12-30 | 07:00 | 0.61764 | 0.43993 | 0.61764 | 0.56769 | 0.50501 | 0.53033 | 0.60072 | 0.46425 | 0.50759 | 0.47556 | 0.76964 | 0.59619 | 0.62196
8744 | 2004-12-30 | 08:00 | 0.65711 | 0.46425 | 0.65711 | 0.61764 | 0.53033 | 0.5794 | 0.65355 | 0.47618 | 0.52067 | 0.50759 | 0.75319 | 0.5877 | 0.61601
8745 | 2004-12-30 | 09:00 | 0.67817 | 0.47618 | 0.67817 | 0.65711 | 0.5794 | 0.62723 | 0.68668 | 0.49098 | 0.5299 | 0.52067 | 0.74316 | 0.57958 | 0.61192
8746 | 2004-12-30 | 10:00 | 0.69096 | 0.49098 | 0.69096 | 0.67817 | 0.62723 | 0.66388 | 0.70555 | 0.50076 | 0.53415 | 0.5299 | 0.74465 | 0.57539 | 0.61259
8747 | 2004-12-30 | 11:00 | 0.68932 | 0.50076 | 0.68932 | 0.69096 | 0.66388 | 0.68857 | 0.70903 | 0.50137 | 0.53299 | 0.53415 | 0.78721 | 0.59375 | 0.63434
8748 | 2004-12-30 | 12:00 | 0.68501 | 0.50137 | 0.68501 | 0.68932 | 0.68857 | 0.69912 | 0.70198 | 0.49863 | 0.52662 | 0.53299 | 0.83195 | 0.6535 | 0.69215
8749 | 2004-12-30 | 13:00 | 0.6753 | 0.49863 | 0.6753 | 0.68501 | 0.69912 | 0.69986 | 0.68801 | 0.49663 | 0.51993 | 0.52662 | 0.82705 | 0.67557 | 0.69482
8750 | 2004-12-30 | 14:00 | 0.66565 | 0.49663 | 0.66565 | 0.6753 | 0.69986 | 0.69314 | 0.67602 | 0.49212 | 0.51444 | 0.51993 | 0.81039 | 0.66775 | 0.678
8751 | 2004-12-30 | 15:00 | 0.65734 | 0.49212 | 0.65734 | 0.66565 | 0.69314 | 0.68646 | 0.66595 | 0.48717 | 0.50947 | 0.51444 | 0.78686 | 0.65671 | 0.65501
8752 | 2004-12-30 | 16:00 | 0.65545 | 0.48717 | 0.65545 | 0.65734 | 0.68646 | 0.67991 | 0.6662 | 0.48712 | 0.50805 | 0.50947 | 0.7491 | 0.63679 | 0.62172
8753 | 2004-12-30 | 17:00 | 0.68461 | 0.48712 | 0.68461 | 0.65545 | 0.67991 | 0.68023 | 0.72102 | 0.50878 | 0.5292 | 0.50805 | 0.69735 | 0.59803 | 0.57225
8754 | 2004-12-30 | 18:00 | 0.73909 | 0.50878 | 0.73909 | 0.68461 | 0.68023 | 0.71498 | 0.78292 | 0.53739 | 0.55167 | 0.5292 | 0.64663 | 0.55323 | 0.51875
8755 | 2004-12-30 | 19:00 | 0.73857 | 0.53739 | 0.73857 | 0.73909 | 0.71498 | 0.77336 | 0.7789 | 0.52894 | 0.54955 | 0.55167 | 0.61663 | 0.52446 | 0.47896
8756 | 2004-12-30 | 20:00 | 0.72585 | 0.52894 | 0.72585 | 0.73857 | 0.77336 | 0.76861 | 0.76057 | 0.51802 | 0.53719 | 0.54955 | 0.60069 | 0.50897 | 0.45405
8757 | 2004-12-30 | 21:00 | 0.7077 | 0.51802 | 0.7077 | 0.72585 | 0.76861 | 0.7536 | 0.73578 | 0.50091 | 0.52433 | 0.53719 | 0.59478 | 0.50139 | 0.44049
8758 | 2004-12-30 | 22:00 | 0.67891 | 0.50091 | 0.67891 | 0.7077 | 0.7536 | 0.73102 | 0.69738 | 0.47379 | 0.49741 | 0.52433 | 0.59906 | 0.49965 | 0.43437
8759 | 2004-12-30 | 23:00 | 0.6358 | 0.47379 | 0.6358 | 0.67891 | 0.73102 | 0.69729 | 0.63982 | 0.43751 | 0.46436 | 0.49741 | 0.61729 | 0.50712 | 0.43828
8760 | 2004-12-31 | 00:00 | 0.58584 | 0.43751 | 0.58584 | 0.6358 | 0.69729 | 0.65188 | 0.5797 | 0.40892 | 0.43594 | 0.46436 | 0.65291 | 0.52834 | 0.45422
8761 | 2004-12-31 | 01:00 | 0.5424 | 0.40892 | 0.5424 | 0.58584 | 0.65188 | 0.59737 | 0.53243 | 0.38954 | 0.41863 | 0.43594 | 0.6997 | 0.55674 | 0.48471
8762 | 2004-12-31 | 02:00 | 0.51617 | 0.38954 | 0.51617 | 0.5424 | 0.59737 | 0.55073 | 0.5073 | 0.37833 | 0.40941 | 0.41863 | 0.73914 | 0.57778 | 0.51158
8763 | 2004-12-31 | 03:00 | 0.50145 | 0.37833 | 0.50145 | 0.51617 | 0.55073 | 0.5207 | 0.49395 | 0.37408 | 0.40596 | 0.40941 | 0.76927 | 0.59357 | 0.54405
8764 | 2004-12-31 | 04:00 | 0.49672 | 0.37408 | 0.49672 | 0.50145 | 0.5207 | 0.50135 | 0.48851 | 0.37545 | 0.40889 | 0.40596 | 0.78763 | 0.6077 | 0.57682
8765 | 2004-12-31 | 05:00 | 0.50129 | 0.37545 | 0.50129 | 0.49672 | 0.50135 | 0.49291 | 0.49245 | 0.38814 | 0.42183 | 0.40889 | 0.78652 | 0.61071 | 0.59321
8766 | 2004-12-31 | 06:00 | 0.51968 | 0.38814 | 0.51968 | 0.50129 | 0.49291 | 0.49281 | 0.5141 | 0.40909 | 0.4447 | 0.42183 | 0.77111 | 0.60406 | 0.59353
8767 | 2004-12-31 | 07:00 | 0.54714 | 0.40909 | 0.54714 | 0.51968 | 0.49281 | 0.50772 | 0.55287 | 0.42807 | 0.46585 | 0.4447 | 0.75311 | 0.58869 | 0.5863
8768 | 2004-12-31 | 08:00 | 0.57443 | 0.42807 | 0.57443 | 0.54714 | 0.50772 | 0.53761 | 0.58683 | 0.44286 | 0.47783 | 0.46585 | 0.73861 | 0.58125 | 0.57654
8769 | 2004-12-31 | 09:00 | 0.59639 | 0.44286 | 0.59639 | 0.57443 | 0.53761 | 0.5679 | 0.62655 | 0.46492 | 0.49133 | 0.47783 | 0.7307 | 0.57447 | 0.56941
8770 | 2004-12-31 | 10:00 | 0.62026 | 0.46492 | 0.62026 | 0.59639 | 0.5679 | 0.60068 | 0.65861 | 0.48082 | 0.49813 | 0.49133 | 0.74383 | 0.57512 | 0.56867
8771 | 2004-12-31 | 11:00 | 0.62792 | 0.48082 | 0.62792 | 0.62026 | 0.60068 | 0.63409 | 0.67499 | 0.48731 | 0.4971 | 0.49813 | 0.79091 | 0.6012 | 0.59519
8772 | 2004-12-31 | 12:00 | 0.61998 | 0.48731 | 0.61998 | 0.62792 | 0.63409 | 0.65621 | 0.67478 | 0.48489 | 0.49084 | 0.4971 | 0.82593 | 0.65973 | 0.66465
8773 | 2004-12-31 | 13:00 | 0.60507 | 0.48489 | 0.60507 | 0.61998 | 0.65621 | 0.66374 | 0.66528 | 0.48275 | 0.48409 | 0.49084 | 0.80741 | 0.67121 | 0.66881
8774 | 2004-12-31 | 14:00 | 0.59071 | 0.48275 | 0.59071 | 0.60507 | 0.66374 | 0.65874 | 0.65434 | 0.47958 | 0.47618 | 0.48409 | 0.77406 | 0.65303 | 0.643
8775 | 2004-12-31 | 15:00 | 0.57732 | 0.47958 | 0.57732 | 0.59071 | 0.65874 | 0.64735 | 0.64302 | 0.47791 | 0.47397 | 0.47618 | 0.74135 | 0.63054 | 0.6151
8776 | 2004-12-31 | 16:00 | 0.5766 | 0.47791 | 0.5766 | 0.57732 | 0.64735 | 0.63912 | 0.64376 | 0.47983 | 0.47791 | 0.47397 | 0.70899 | 0.6121 | 0.58502
8777 | 2004-12-31 | 17:00 | 0.60905 | 0.47983 | 0.60905 | 0.5766 | 0.63912 | 0.63975 | 0.69473 | 0.50062 | 0.50625 | 0.47791 | 0.67481 | 0.58814 | 0.55241
8778 | 2004-12-31 | 18:00 | 0.676 | 0.50062 | 0.676 | 0.60905 | 0.63975 | 0.67664 | 0.74154 | 0.53181 | 0.52606 | 0.50625 | 0.64766 | 0.56441 | 0.52056
8779 | 2004-12-31 | 19:00 | 0.67356 | 0.53181 | 0.67356 | 0.676 | 0.67664 | 0.7339 | 0.72197 | 0.51682 | 0.51722 | 0.52606 | 0.63473 | 0.533 | 0.50023
8780 | 2004-12-31 | 20:00 | 0.64974 | 0.51682 | 0.64974 | 0.67356 | 0.7339 | 0.72384 | 0.68432 | 0.49671 | 0.50032 | 0.51722 | 0.61663 | 0.51614 | 0.47621
8781 | 2004-12-31 | 21:00 | 0.62232 | 0.49671 | 0.62232 | 0.64974 | 0.72384 | 0.69732 | 0.64886 | 0.47524 | 0.48517 | 0.50032 | 0.60604 | 0.50147 | 0.45765
8782 | 2004-12-31 | 22:00 | 0.59506 | 0.47524 | 0.59506 | 0.62232 | 0.69732 | 0.66673 | 0.61789 | 0.45292 | 0.4674 | 0.48517 | 0.60518 | 0.49522 | 0.44841
8783 | 2004-12-31 | 23:00 | 0.56878 | 0.45292 | 0.56878 | 0.59506 | 0.66673 | 0.63757 | 0.57895 | 0.43155 | 0.44604 | 0.4674 | 0.61684 | 0.49686 | 0.44547
8784 | 2005-01-01 | 00:00 | 0.53669 | 0.43155 | 0.53669 | 0.56878 | 0.63757 | 0.60739 | 0.54433 | 0.50713 | 0.43046 | 0.44604 | 0.64069 | 0.50595 | 0.4548